## Split Ducted
Data current as of 10-10-2024
The data provided are the representations submitted to DOE by manufacturers and their third party representatives. DOE makes no representations or warranties regarding the accuracy of the data.
Brand | Outdoor Unit Model Number | Indoor Unit Model Number | Air Mover Model Number | Cooling Capacity (Btu/hr) | Heating Capacity (Btu/hr) | SEER2 | EER2 | HSPF2 | COP at 5 Degrees F | Capacity Ratio Percent 17 F to 47 F | Capacity Ratio Percent 5 F to 47 F | AHRI Certified Reference Number (if Applicable)
Breeze33 | 4HP17L48P-**A | EAC4X49C+TDR | 80G1UH090CE20 | 48000 | 45000 | 15.6 | 13 | 8.1 | 2.26 | 68 | 56 | 213315925
Breeze33 | 4HP17L48P-**A | EAC4X48C+TDR | 96G2UH110CE20 | 46500 | 45000 | 15.2 | 12.5 | 8.1 | 2.18 | 67 | 54 | 213315923
Breeze33 | 4HP17L30P-**A | EA(C;U)1P36A+TDR+TXV | 80G1UH045AE12 | 29400 | 27600 | 16 | 13 | 8.1 | 2.28 | 66 | 52 | 213315474
Breeze33 | 4HP17L18P-**A | EA(C;U)1P24B+TDR+TXV | 92G1UH070BE12 | 18000 | 17200 | 16.2 | 13.5 | 8.1 | 2.06 | 63 | 49 | 213315211
Breeze33 | 4HP17L30P-**A | EA(C;U)1P36B+TDR+TXV | 96G2UH045BV12 | 29800 | 28000 | 15.6 | 13 | 8.1 | 2.26 | 66 | 52 | 213315489
Breeze33 | 4HP17L36P-**A | EAD4X-48C+TDR | 96G2DF090CV20 | 35600 | 35800 | 15.8 | 12.5 | 8.6 | 2.08 | 66 | 53 | 213315666
Breeze33 | 4HP17L30P-**A | EAD4X-42B+TDR | 96G2DF045BE12 | 29400 | 29800 | 15.6 | 13 | 8.5 | 1.92 | 65 | 51 | 213315537
Breeze33 | 4HP17L30P-**A | EA(C;U)1P36B+TDR+TXV | 96G1UH045BE12 | 29400 | 27800 | 15.6 | 12.5 | 8.1 | 2.26 | 66 | 53 | 213315486
Breeze33 | 4HP17L18P-**A | BCE5V24M*4X |  | 18000 | 18000 | 15.6 | 13 | 8.1 | 2.12 | 62 | 47 | 213315200
Breeze33 | 4HP17L18P-**A | BCE5V18M*4X |  | 18000 | 17800 | 16 | 13.5 | 8.1 | 2.04 | 62 | 48 | 213315199
Breeze33 | 4HP17L24P-**A | EAD4X-30/36C+TDR | 96G1DF090CE16 | 23600 | 22400 | 16.4 | 13.5 | 8.2 | 2 | 64 | 50 | 213315420
Breeze33 | 4HP17L18P-**A | EAD4X-30/36B+TDR | 96G1DF070BE16 | 18000 | 18000 | 16.2 | 13.5 | 8.4 | 1.98 | 64 | 50 | 213315281
Breeze33 | 4HP17L18P-**A | EAD4X-30/36B+TDR | 92G1DF070BE12 | 18000 | 18000 | 16.6 | 14 | 8.5 | 2.02 | 64 | 50 | 213315279
Breeze33 | 4HP17L18P-**A | EAD4X-30/36B+TDR | 92G1DF045BE12 | 18000 | 18000 | 16.6 | 14 | 8.4 | 2.02 | 64 | 50 | 213315278
Breeze33 | 4HP17L18P-**A | EAD4X-30/36B+TDR | 80G1DF070BE12 | 18000 | 18000 | 16 | 13.5 | 8.3 | 1.92 | 63 | 49 | 213315277
Breeze33 | 4HP17L30P-**A | EA(C;U)1P36B+TDR+TXV | 80G1UH090BE16 | 29200 | 27600 | 16.2 | 13 | 8.1 | 2.28 | 65 | 51 | 213315481
Breeze33 | 4HP17L30P-**A | EA(C;U)1P36B+TDR+TXV | 80G1UH080BE16X | 30000 | 28400 | 15.6 | 12.5 | 8.1 | 2.24 | 65 | 52 | 213315480
Breeze33 | 4HP17L30P-**A | EA(C;U)1P36B+TDR+TXV | 80G1UH070BE12 | 29600 | 27800 | 16 | 13 | 8.1 | 2.26 | 65 | 52 | 213315479
Breeze33 | 4HP17L30P-**A | EA(C;U)1P36A+TDR+TXV | 80G1UH070AE12L | 29400 | 27600 | 16 | 13 | 8.1 | 2.28 | 66 | 52 | 213315477
Breeze33 | 4HP17L24P-**A | EAD4X-30/36B+TDR | 96G2DF070BV16 | 23400 | 22600 | 15.4 | 12.5 | 8.1 | 1.98 | 65 | 51 | 213315417
Breeze33 | 4HP17L24P-**A | EAD4X-30/36B+TDR | 96G2DF070BE16 | 23400 | 22600 | 15.4 | 13 | 8.1 | 1.96 | 65 | 50 | 213315416
Breeze33 | 4HP17L24P-**A | EAD4X-30/36B+TDR | 96G1DF070BE16 | 23600 | 22600 | 15.4 | 13 | 8.1 | 1.98 | 65 | 51 | 213315414
Breeze33 | 4HP17L18P-**A | EAD4X-30/36C+TDR | 92G1DF090CE16 | 18000 | 18000 | 16 | 13.5 | 8.4 | 2.06 | 66 | 52 | 213315287
Breeze33 | 4HP17L18P-**A | EAD4X-30/36B+TDR | 96G2DF045BE12 | 18000 | 18000 | 16 | 13.5 | 8.3 | 1.96 | 64 | 50 | 213315282
Breeze33 | 4HP17L24P-**A | EAD4X-30/36B+TDR | 80G1DF070BE12 | 23200 | 22200 | 16 | 13 | 8.1 | 1.96 | 65 | 50 | 213315409
Breeze33 | 4HP17L24P-**A | EAD4X-30/36B+TDR | 80G1DF090BE16 | 23600 | 22400 | 16.2 | 13.5 | 8.2 | 2 | 64 | 50 | 213315410
ROYALTON | 4HP17L24P-**A | ED1P30/36B+TDR+TXV | 92G1DF045BE12 | 22200 | 22800 | 15.8 | 12.5 | 8.1 | 2.06 | 62 | 47 | 213308366
ROYALTON | 4HP17L24P-**A | ED1P30/36B+TDR+TXV | 80G1DF090BE16 | 23400 | 23400 | 16.2 | 13 | 8.1 | 2.04 | 62 | 47 | 213308365
ROYALTON | 4HP17L24P-**A | ED1P30/36B+TDR+TXV | 80G1DF070BE12 | 23000 | 23400 | 15.8 | 13 | 8.1 | 2.04 | 62 | 47 | 213308364
ROYALTON | 4HP17L24P-**A | ED1P30/36B+TDR+TXV | 96G2DF070BV16 | 23200 | 23600 | 15.2 | 12.5 | 8.1 | 1.96 | 63 | 48 | 213308363
ROYALTON | 4HP17L24P-**A | ED1P30/36B+TDR+TXV | 80G2DF090BE16 | 23200 | 23400 | 16 | 13 | 8.1 | 2.02 | 62 | 47 | 213308360
CONCORD | 4HP17L24P-**A | ED1P30/36C+TDR+TXV | 80G1DF110CE20 | 23400 | 23600 | 15.6 | 12.5 | 8.1 | 2 | 63 | 48 | 213308191
CONCORD | 4HP17L24P-**A | ED1P30/36B+TDR+TXV | 96G1DF045BE12 | 22200 | 22800 | 15.6 | 12.5 | 8.1 | 2.04 | 62 | 47 | 213308188
CONCORD | 4HP17L24P-**A | ED1P30/36B+TDR+TXV | 92G1DF070BE12 | 22200 | 22800 | 15.8 | 12.5 | 8.1 | 2.06 | 62 | 47 | 213308187
ALLIED | 4HP17L24P-**A | ED1P30/36C+TDR+TXV | 96G1DF090CE16 | 23400 | 23200 | 16 | 13 | 8.1 | 2.04 | 63 | 48 | 213308013
ALLIED | 4HP17L24P-**A | ED1P30/36C+TDR+TXV | 92G1DF090CE16 | 23200 | 23200 | 16 | 13 | 8.1 | 2.06 | 63 | 48 | 213308012
ALLIED | 4HP17L24P-**A | ED1P30/36C+TDR+TXV | 96G2DF090CE16 | 23400 | 23400 | 15.8 | 13 | 8.1 | 2.02 | 62 | 47 | 213308010
Breeze33 | 4HP17L48P-**A | EAC4X49C+TDR | 80G1UH110CE20 | 48000 | 45500 | 15.2 | 12.5 | 8.1 | 2.26 | 69 | 57 | 213315927
Breeze33 | 4HP17L48P-**A | EA(C;U)1P60C+TDR+TXV | 80G1UH090CE20 | 48000 | 46000 | 15.6 | 13 | 8.1 | 2.4 | 68 | 55 | 213315895
Breeze33 | 4HP17L48P-**A | EA(C;U)1P49C+TDR+TXV | 96G1UH110CE20 | 48000 | 45000 | 15.2 | 12.5 | 8.1 | 2.26 | 69 | 56 | 213315878
Breeze33 | 4HP17L48P-**A | EA(C;U)1P49C+TDR+TXV | 92G1UH110CE16 | 48000 | 45000 | 15.2 | 12.5 | 8.1 | 2.22 | 69 | 56 | 213315875
Breeze33 | 4HP17L48P-**A | EA(C;U)1P49C+TDR+TXV | 80G1UH110CE20 | 48000 | 45500 | 15.2 | 12.5 | 8.1 | 2.26 | 69 | 57 | 213315873
Breeze33 | 4HP17L48P-**A | EAC4X60C+TDR | 92G1UH090CE16 | 48000 | 46500 | 15.2 | 12.5 | 8.1 | 2.34 | 68 | 55 | 213315952
Breeze33 | 4HP17L48P-**A | EAC4X60C+TDR | 80G1UH090CE20 | 48000 | 46000 | 15.6 | 13 | 8.1 | 2.4 | 68 | 55 | 213315949
Breeze33 | 4HP17L48P-**A | EA(C;U)1P48B+TDR+TXV | 80G1UH090BE16 | 46500 | 45000 | 15.2 | 12.5 | 8.1 | 2.18 | 67 | 54 | 213315855
DUCANE | 4HP17L30P-**A | ED1P30/36A+TDR+TXV | 80G1DF070AE12 | 27400 | 28600 | 15.2 | 12.5 | 8.3 | 2.2 | 64 | 50 | 213308086
DUCANE | 4HP17L30P-**A | ED1P30/36A+TDR+TXV | 80G1DF045AE12 | 27400 | 28600 | 15.2 | 12.5 | 8.3 | 2.22 | 64 | 50 | 213308085
AC PRO | 4HP17L24P-**A | ED1P30/36B+TDR+TXV | 92G1DF045BE12 | 22200 | 22800 | 15.8 | 12.5 | 8.1 | 2.06 | 62 | 47 | 213308276
AC PRO | 4HP17L24P-**A | ED1P30/36B+TDR+TXV | 96G2DF070BV16 | 23200 | 23600 | 15.2 | 12.5 | 8.1 | 1.96 | 63 | 48 | 213308273
AC PRO | 4HP17L24P-**A | ED1P30/36B+TDR+TXV | 96G2DF070BE16 | 23400 | 23600 | 15.4 | 12.5 | 8.1 | 1.98 | 63 | 48 | 213308272
CONCORD | 4HP17L24P-**A | ED1P30/36B+TDR+TXV | 80G2DF090BE16 | 23200 | 23400 | 16 | 13 | 8.1 | 2.02 | 62 | 47 | 213308180
CONCORD | 4HP17L24P-**A | ED1P30/36A+TDR+TXV | 80G1DF070AE12 | 22600 | 23000 | 15.8 | 13 | 8.1 | 2.06 | 63 | 48 | 213308179
CONCORD | 4HP17L30P-**A | ED1P30/36A+TDR+TXV | 80G1DF070AE12 | 27400 | 28600 | 15.2 | 12.5 | 8.3 | 2.2 | 64 | 50 | 213308176
ALLIED | 4HP17L24P-**A | ED1P30/36B+TDR+TXV | 80G1DF070BE12 | 23000 | 23400 | 15.8 | 13 | 8.1 | 2.04 | 62 | 47 | 213308004
ALLIED | 4HP17L24P-**A | ED1P30/36C+TDR+TXV | 80G1DF110CE20 | 23400 | 23600 | 15.6 | 12.5 | 8.1 | 2 | 63 | 48 | 213308011
Breeze33 | 4HP17L48P-**A | EA(C;U)1P60C+TDR+TXV | 96G2UH090CV12 | 48000 | 46000 | 15.2 | 12.5 | 8.1 | 2.36 | 68 | 55 | 213315904
Breeze33 | 4HP17L48P-**A | EA(C;U)1P60C+TDR+TXV | 96G2UH090CE16 | 48000 | 46000 | 15.4 | 12.5 | 8.1 | 2.34 | 68 | 55 | 213315903
Breeze33 | 4HP17L48P-**A | EA(C;U)1P60C+TDR+TXV | 96G1UH090CE16 | 48000 | 46000 | 15.4 | 12.5 | 8.1 | 2.38 | 68 | 56 | 213315901
Breeze33 | 4HP17L48P-**A | EA(C;U)1P60C+TDR+TXV | 92G1UH110CE20 | 48000 | 47000 | 15.4 | 12.5 | 8.3 | 2.34 | 67 | 54 | 213315900
Breeze33 | 4HP17L48P-**A | EA(C;U)1P60C+TDR+TXV | 92G1UH090CE16 | 48000 | 46500 | 15.2 | 12.5 | 8.1 | 2.34 | 68 | 55 | 213315898
Breeze33 | 4HP17L48P-**A | EAC4X48C+TDR | 92G1UH110CE20 | 46500 | 44500 | 15.4 | 12.5 | 8.1 | 2.2 | 68 | 55 | 213315917
Breeze33 | 4HP17L42P-**A | BCE5V42M*4X |  | 41000 | 39000 | 15.4 | 13 | 8.1 | 2.14 | 66 | 52 | 213315729
Breeze33 | 4HP17L36P-**AA | EAH1P42C*+TDR+TXV | 96G2UH110CV20 | 36000 | 33600 | 16.2 | 13.5 | 8.1 | 2.2 | 67 | 54 | 213315724
Breeze33 | 4HP17L48P-**A | EAC4X49C+TDR | 92G1UH110CE20 | 47500 | 45000 | 15.4 | 12.5 | 8.1 | 2.24 | 68 | 56 | 213315930
Breeze33 | 4HP17L48P-**A | EAC4X49C+TDR | 96G2UH110CE20 | 47500 | 45000 | 15.2 | 12.5 | 8.1 | 2.24 | 69 | 56 | 213315936
Breeze33 | 4HP17L48P-**A | EAC4X49C+TDR | 96G2UH090CV12 | 47500 | 45000 | 15.2 | 12.5 | 8.1 | 2.22 | 68 | 56 | 213315934
Breeze33 | 4HP17L48P-**A | EAC4X49C+TDR | 96G2UH090CE16 | 47500 | 45000 | 15.2 | 12.5 | 8.1 | 2.24 | 69 | 56 | 213315933
Breeze33 | 4HP17L42P-**A | EAD4X-48C+TDR | 96G1DF110CE20 | 40000 | 41500 | 15.2 | 13 | 8.2 | 1.96 | 67 | 53 | 213315762
ALLIED | 4HP17L24P-**A | ED1P30/36B+TDR+TXV | 80G2DF090BE16 | 23200 | 23400 | 16 | 13 | 8.1 | 2.02 | 62 | 47 | 213308000
ALLIED | 4HP17L24P-**A | ED1P30/36A+TDR+TXV | 80G1DF045AE12 | 22400 | 23000 | 15.8 | 12.5 | 8.1 | 2.04 | 63 | 48 | 213307998
ALLIED | 4HP17L24P-**A | ED1P30/36A+TDR+TXV | 80G1DF070AE12 | 22600 | 23000 | 15.8 | 13 | 8.1 | 2.06 | 63 | 48 | 213307999
ALLIED | 4HP17L24P-**A | ED1P30/36A+TDR+TXV | 80G2DF070AE12 | 22600 | 22800 | 16 | 13 | 8.1 | 2.06 | 62 | 47 | 213307997
ALLIED | 4HP17L36P-**A | EAH1P42C*+TDR+TXV | 80G2UH110CE20L | 36000 | 33000 | 16.6 | 13.5 | 8.1 | 2.24 | 68 | 55 | 213308818
CONCORD | 4HP17L36P-**A | EAH1P42C*+TDR+TXV | 80G2UH110CE20 | 36000 | 33000 | 16.6 | 13.5 | 8.1 | 2.24 | 68 | 55 | 213308815
DUCANE | 4HP17L36P-**A | EAH1P42C*+TDR+TXV | 80G2UH110CE20 | 36000 | 33000 | 16.6 | 13.5 | 8.1 | 2.24 | 68 | 55 | 213308814
Breeze33 | 4HP17L36P-**A | EAD4X-48C+TDR | 96G2DF110CV20 | 35600 | 35800 | 15.8 | 12.5 | 8.6 | 2.08 | 66 | 53 | 213315668
Breeze33 | 4HP17L36P-**A | EAD4X-48C+TDR | 96G2DF110CE20 | 36000 | 35800 | 16 | 13 | 8.6 | 2.08 | 66 | 53 | 213315667
Breeze33 | 4HP17L30P-**A | EA(C;U)1P36B+TDR+TXV | 96G2UH045BE12 | 29400 | 27800 | 15.8 | 13 | 8.1 | 2.26 | 65 | 52 | 213315488
Breeze33 | 4HP17L30P-**A | EA(C;U)1P36B+TDR+TXV | 92G1UH030BE12 | 29600 | 28000 | 15.8 | 13 | 8.1 | 2.26 | 65 | 51 | 213315482
Breeze33 | 4HP17L30P-**A | BCE5V30M*4X |  | 29000 | 27400 | 15.4 | 12.5 | 8.1 | 2.16 | 65 | 51 | 213315453
Breeze33 | 4HP17L24P-**A | EAD4X-30/36C+TDR | 96G2DF090CE16 | 23600 | 22600 | 16 | 13.5 | 8.2 | 1.98 | 64 | 50 | 213315422
Breeze33 | 4HP17L24P-**A | EAD4X-30/36C+TDR | 92G1DF090CE16 | 23400 | 22400 | 16.2 | 13.5 | 8.2 | 1.96 | 64 | 49 | 213315419
Breeze33 | 4HP17L24P-**A | EAD4X-30/36C+TDR | 80G1DF110CE20 | 23600 | 22600 | 15.6 | 13 | 8.2 | 1.98 | 65 | 50 | 213315418
Breeze33 | 4HP17L18P-**A | EAC4X24B+TDR | 92G1UH070BE12 | 18000 | 17200 | 16.2 | 13.5 | 8.1 | 2.06 | 63 | 49 | 213315249
Breeze33 | 4HP17L18P-**A | EAC4X24B+TDR | 92G1UH030BE12 | 18000 | 17400 | 16 | 13.5 | 8.1 | 2.04 | 63 | 49 | 213315247
DUCANE | 4HP17L36P-**A | EAH1P42B*+TDR+TXV | 96G2UH070BV12 | 36000 | 33800 | 15.6 | 13 | 8.1 | 2.26 | 69 | 56 | 213308749
CONCORD | 4HP17L36P-**A | EAH1P42C*+TDR+TXV | 96G2UH110CV20 | 36000 | 33600 | 16.2 | 13.5 | 8.1 | 2.2 | 67 | 54 | 213308845
AC PRO | 4HP17L36P-**A | EAH1P42B*+TDR+TXV | 80G2UH090BE16L | 36000 | 33200 | 16.2 | 13 | 8.1 | 2.26 | 68 | 55 | 213308731
CONCORD | 4HP17L36P-**A | EAH1P42B*+TDR+TXV | 80G2UH090BE16L | 36000 | 33200 | 16.2 | 13 | 8.1 | 2.26 | 68 | 55 | 213308730
DUCANE | 4HP17L36P-**A | EAH1P42B*+TDR+TXV | 80G2UH090BE16L | 36000 | 33200 | 16.2 | 13 | 8.1 | 2.26 | 68 | 55 | 213308729
AC PRO | 4HP17L36P-**A | EAH1P42B*+TDR+TXV | 80G2UH090BE16 | 36000 | 33200 | 16.2 | 13 | 8.1 | 2.26 | 68 | 55 | 213308726
CONCORD | 4HP17L36P-**A | EAH1P42B*+TDR+TXV | 80G2UH090BE16 | 36000 | 33200 | 16.2 | 13 | 8.1 | 2.26 | 68 | 55 | 213308725
ROYALTON | 4HP17L36P-**A | EAH1P42C*+TDR+TXV | 96G2UH090CV20 | 36000 | 33800 | 16 | 13 | 8.1 | 2.18 | 67 | 54 | 213308837
DUCANE | 4HP17L36P-**A | EAH1P42B*+TDR+TXV | 80G2UH090BV16 | 36000 | 33800 | 16 | 13 | 8.1 | 2.28 | 68 | 55 | 213308789
ROYALTON | 4HP17L24P-**A | ED1P30/36C+TDR+TXV | 80G1DF110CE20 | 23400 | 23600 | 15.6 | 12.5 | 8.1 | 2 | 63 | 48 | 213308371
ROYALTON | 4HP17L24P-**A | ED1P30/36B+TDR+TXV | 96G1DF045BE12 | 22200 | 22800 | 15.6 | 12.5 | 8.1 | 2.04 | 62 | 47 | 213308368
AC PRO | 4HP17L24P-**A | ED1P30/36B+TDR+TXV | 96G2DF045BE12 | 22400 | 23000 | 15.6 | 12.5 | 8.1 | 2.02 | 63 | 48 | 213308271
AC PRO | 4HP17L24P-**A | ED1P30/36A+TDR+TXV | 80G2DF070AE12 | 22600 | 22800 | 16 | 13 | 8.1 | 2.06 | 62 | 47 | 213308267
AC PRO | 4HP17L30P-**A | ED1P30/36A+TDR+TXV | 80G1DF045AE12 | 27400 | 28600 | 15.2 | 12.5 | 8.3 | 2.22 | 64 | 50 | 213308265
AC PRO | 4HP17L30P-**A | ED1P30/36A+TDR+TXV | 80G2DF070AE12 | 27000 | 28400 | 15.2 | 12.5 | 8.3 | 2.22 | 64 | 50 | 213308264
ALLIED | 4HP17L30P-**A | ED1P30/36A+TDR+TXV | 80G1DF070AE12 | 27400 | 28600 | 15.2 | 12.5 | 8.3 | 2.2 | 64 | 50 | 213307996
ALLIED | 4HP17L30P-**A | ED1P30/36A+TDR+TXV | 80G1DF045AE12 | 27400 | 28600 | 15.2 | 12.5 | 8.3 | 2.22 | 64 | 50 | 213307995
ALLIED | 4HP17L30P-**A | ED1P30/36A+TDR+TXV | 80G2DF070AE12 | 27000 | 28400 | 15.2 | 12.5 | 8.3 | 2.22 | 64 | 50 | 213307994
Breeze33 | 4HP17L48P-**A | EAC4X60C+TDR | 80G1UH110CE20 | 48000 | 47000 | 15.4 | 12.5 | 8.3 | 2.34 | 67 | 54 | 213315951
Breeze33 | 4HP17L48P-**A | EAC4X60C+TDR | 92G1UH110CE16 | 48000 | 46500 | 15.4 | 12.5 | 8.1 | 2.36 | 68 | 55 | 213315953
Breeze33 | 4HP17L36P-**AA | EAH1P42C*+TDR+TXV | 96G2UH090CV20 | 36000 | 33800 | 16 | 13 | 8.1 | 2.18 | 67 | 54 | 213315722
Breeze33 | 4HP17L42P-**A | EAD4X-48C+TDR | 80G1DF110CE20 | 41000 | 42000 | 15.6 | 13 | 8.3 | 1.98 | 66 | 52 | 213315759
Breeze33 | 4HP17L48P-**A | EAC4X49C+TDR | 96G1UH110CE20 | 48000 | 45000 | 15.2 | 12.5 | 8.1 | 2.26 | 69 | 56 | 213315932
Breeze33 | 4HP17L48P-**A | EAC4X49C+TDR | 96G1UH090CE16 | 47500 | 45000 | 15.2 | 12.5 | 8.1 | 2.24 | 69 | 56 | 213315931
Breeze33 | 4HP17L42P-**A | EAD4X-48C+TDR | 96G2DF090CE16 | 40000 | 41500 | 15.2 | 13 | 8.2 | 1.94 | 67 | 53 | 213315763
Breeze33 | 4HP17L48P-**A | EA(C;U)1P48C+TDR+TXV | 96G1UH110CE20 | 46500 | 45000 | 15.2 | 12.5 | 8.1 | 2.18 | 67 | 54 | 213315865
Breeze33 | 4HP17L48P-**A | EA(C;U)1P48C+TDR+TXV | 92G1UH110CE16 | 46500 | 45000 | 15.2 | 12.5 | 8.1 | 2.18 | 68 | 55 | 213315862
Breeze33 | 4HP17L18P-**A | EAC4X24B+TDR | 96G2UH045BV12 | 18000 | 17400 | 16 | 13.5 | 8.1 | 2.03 | 63 | 49 | 213315254
Breeze33 | 4HP17L36P-**A | EAD4X-30/36C+TDR | 96G1DF110CE20 | 36000 | 36000 | 15.8 | 13 | 8.1 | 1.94 | 66 | 53 | 213315655
Breeze33 | 4HP17L36P-**A | EAD4X-30/36C+TDR | 80G1DF110CE20 | 36000 | 35800 | 16.2 | 13.5 | 8.1 | 1.92 | 65 | 51 | 213315652
Breeze33 | 4HP17L18P-**A | BCE5C24M*4X |  | 18000 | 17800 | 15.4 | 13 | 8.1 | 2.12 | 63 | 48 | 213315197
Breeze33 | 4HP17L18P-**A | BCE5C24M*1P+TXV |  | 18000 | 17800 | 15.4 | 13 | 8.1 | 2.12 | 63 | 48 | 213315196
Breeze33 | 4HP17L36P-**A | BCE5V36M*4X |  | 36000 | 34000 | 15.8 | 13 | 8.1 | 2.2 | 65 | 51 | 213315577
Breeze33 | 4HP17L36P-**A | BCE5C42M*4X |  | 35600 | 34200 | 15.6 | 12.2 | 8.1 | 2.18 | 65 | 52 | 213315575
Breeze33 | 4HP17L30P-**A | EA(C;U)1P36A+TDR+TXV | 80G1UH070AE12 | 29400 | 27600 | 16 | 13 | 8.1 | 2.28 | 66 | 52 | 213315476
Breeze33 | 4HP17L24P-**A | EAD4X-30/36B+TDR | 96G2DF045BE12 | 23600 | 22600 | 15.4 | 13 | 8.1 | 1.96 | 65 | 50 | 213315415
Breeze33 | 4HP17L24P-**A | EAD4X-30/36B+TDR | 96G1DF045BE12 | 23600 | 22600 | 15.6 | 13 | 8.2 | 1.98 | 65 | 50 | 213315413
Breeze33 | 4HP17L24P-**A | EAD4X-30/36B+TDR | 92G1DF070BE12 | 23600 | 22600 | 15.8 | 13 | 8.2 | 1.96 | 64 | 50 | 213315412
Breeze33 | 4HP17L24P-**A | EAD4X-30/36B+TDR | 92G1DF045BE12 | 23600 | 22600 | 15.8 | 13 | 8.2 | 1.96 | 64 | 50 | 213315411
Breeze33 | 4HP17L18P-**A | EAD4X-30/36C+TDR | 96G2DF090CE16 | 18000 | 18000 | 15.4 | 13 | 8.3 | 1.98 | 66 | 52 | 213315289
Breeze33 | 4HP17L18P-**A | EAD4X-30/36C+TDR | 96G1DF090CE16 | 18000 | 18000 | 16 | 13.5 | 8.4 | 2.06 | 66 | 52 | 213315288
Breeze33 | 4HP17L18P-**A | EAD4X-30/36B+TDR | 96G2DF070BV16 | 18000 | 18000 | 15.4 | 13 | 8.4 | 2.08 | 67 | 54 | 213315284
Breeze33 | 4HP17L18P-**A | EAD4X-30/36B+TDR | 96G2DF070BE16 | 18000 | 18000 | 16 | 13.5 | 8.3 | 1.96 | 64 | 50 | 213315283
Breeze33 | 4HP17L30P-**A | EAC4X36B+TDR | 96G2UH070BV12 | 30000 | 28000 | 16 | 13 | 8.1 | 2.28 | 66 | 52 | 213315529
Breeze33 | 4HP17L30P-**A | EAC4X36B+TDR | 96G2UH045BV12 | 29800 | 28000 | 15.6 | 13 | 8.1 | 2.26 | 66 | 52 | 213315527
Breeze33 | 4HP17L30P-**A | EAC4X36B+TDR | 96G2UH045BE12 | 29400 | 27800 | 15.8 | 13 | 8.1 | 2.26 | 65 | 52 | 213315526
Breeze33 | 4HP17L30P-**A | EAC4X36B+TDR | 96G1UH070BE12 | 29400 | 27800 | 15.6 | 13 | 8.1 | 2.26 | 65 | 52 | 213315525
Breeze33 | 4HP17L30P-**A | EAC4X36B+TDR | 96G1UH045BE12 | 29400 | 27800 | 15.6 | 12.5 | 8.1 | 2.26 | 66 | 53 | 213315524
ROYALTON | 4HP17L24P-**A | ED1P30/36B+TDR+TXV | 92G1DF070BE12 | 22200 | 22800 | 15.8 | 12.5 | 8.1 | 2.06 | 62 | 47 | 213308367
ROYALTON | 4HP17L24P-**A | ED1P30/36B+TDR+TXV | 96G2DF070BE16 | 23400 | 23600 | 15.4 | 12.5 | 8.1 | 1.98 | 63 | 48 | 213308362
ROYALTON | 4HP17L24P-**A | ED1P30/36B+TDR+TXV | 96G2DF045BE12 | 22400 | 23000 | 15.6 | 12.5 | 8.1 | 2.02 | 63 | 48 | 213308361
CONCORD | 4HP17L24P-**A | ED1P30/36C+TDR+TXV | 96G2DF090CE16 | 23400 | 23400 | 15.8 | 13 | 8.1 | 2.02 | 62 | 47 | 213308190
CONCORD | 4HP17L24P-**A | ED1P30/36B+TDR+TXV | 92G1DF045BE12 | 22200 | 22800 | 15.8 | 12.5 | 8.1 | 2.06 | 62 | 47 | 213308186
CONCORD | 4HP17L24P-**A | ED1P30/36B+TDR+TXV | 80G1DF090BE16 | 23400 | 23400 | 16.2 | 13 | 8.1 | 2.04 | 62 | 47 | 213308185
CONCORD | 4HP17L24P-**A | ED1P30/36B+TDR+TXV | 80G1DF070BE12 | 23000 | 23400 | 15.8 | 13 | 8.1 | 2.04 | 62 | 47 | 213308184
CONCORD | 4HP17L24P-**A | ED1P30/36B+TDR+TXV | 96G2DF070BV16 | 23200 | 23600 | 15.2 | 12.5 | 8.1 | 1.96 | 63 | 48 | 213308183
CONCORD | 4HP17L24P-**A | ED1P30/36B+TDR+TXV | 96G2DF045BE12 | 22400 | 23000 | 15.6 | 12.5 | 8.1 | 2.02 | 63 | 48 | 213308181
CONCORD | 4HP17L24P-**A | ED1P30/36B+TDR+TXV | 96G2DF070BE16 | 23400 | 23600 | 15.4 | 12.5 | 8.1 | 1.98 | 63 | 48 | 213308182
CONCORD | 4HP17L24P-**A | ED1P30/36A+TDR+TXV | 80G1DF045AE12 | 22400 | 23000 | 15.8 | 12.5 | 8.1 | 2.04 | 63 | 48 | 213308178
CONCORD | 4HP17L24P-**A | ED1P30/36A+TDR+TXV | 80G2DF070AE12 | 22600 | 22800 | 16 | 13 | 8.1 | 2.06 | 62 | 47 | 213308177
AC PRO | 4HP17L24P-**A | ED1P30/36C+TDR+TXV | 96G1DF090CE16 | 23400 | 23200 | 16 | 13 | 8.1 | 2.04 | 63 | 48 | 213308283
AC PRO | 4HP17L24P-**A | ED1P30/36C+TDR+TXV | 92G1DF090CE16 | 23200 | 23200 | 16 | 13 | 8.1 | 2.06 | 63 | 48 | 213308282
AC PRO | 4HP17L24P-**A | ED1P30/36C+TDR+TXV | 80G1DF110CE20 | 23400 | 23600 | 15.6 | 12.5 | 8.1 | 2 | 63 | 48 | 213308281
AC PRO | 4HP17L24P-**A | ED1P30/36C+TDR+TXV | 96G2DF090CE16 | 23400 | 23400 | 15.8 | 13 | 8.1 | 2.02 | 62 | 47 | 213308280
DUCANE | 4HP17L24P-**A | ED1P30/36A+TDR+TXV | 80G2DF070AE12 | 22600 | 22800 | 16 | 13 | 8.1 | 2.06 | 62 | 47 | 213308087
DUCANE | 4HP17L30P-**A | ED1P30/36A+TDR+TXV | 80G2DF070AE12 | 27000 | 28400 | 15.2 | 12.5 | 8.3 | 2.22 | 64 | 50 | 213308084
Breeze33 | 4HP17L48P-**A | EAC4X48B+TDR | 80G1UH090BE16 | 46500 | 45000 | 15.2 | 12.5 | 8.1 | 2.18 | 67 | 54 | 213315909
Breeze33 | 4HP17L48P-**A | EA(C;U)1P60C+TDR+TXV | 96G2UH110CE20 | 48000 | 46000 | 15.4 | 12.5 | 8.1 | 2.38 | 68 | 56 | 213315906
Breeze33 | 4HP17L48P-**A | EA(C;U)1P48C+TDR+TXV | 96G2UH110CE20 | 46500 | 45000 | 15.2 | 12.5 | 8.1 | 2.18 | 67 | 54 | 213315869
Breeze33 | 4HP17L48P-**A | EA(C;U)1P49C+TDR+TXV | 80G1UH090CE20 | 48000 | 45000 | 15.6 | 13 | 8.1 | 2.26 | 68 | 56 | 213315871
Breeze33 | 4HP17L48P-**A | EAH1P51C*+TDR+TXV | 92G1UH090CE16 | 47000 | 45000 | 15.2 | 12.5 | 8.3 | 2.3 | 69 | 57 | 213315985
Breeze33 | 4HP17L48P-**A | EAH1P51C*+TDR+TXV | 80G1UH090CE20 | 47000 | 44500 | 15.6 | 12.5 | 8.3 | 2.3 | 69 | 57 | 213315982
Breeze33 | 4HP17L48P-**A | EAH1P51C*+TDR+TXV | 96G2UH110CE20 | 47000 | 45000 | 15.2 | 12.5 | 8.1 | 2.28 | 69 | 56 | 213315991
Breeze33 | 4HP17L48P-**A | EAH1P51C*+TDR+TXV | 96G2UH090CV12 | 47000 | 45000 | 15.2 | 12.5 | 8.1 | 2.28 | 69 | 56 | 213315989
Breeze33 | 4HP17L36P-**AA | EAH1P42B*+TDR+TXV | 96G2UH070BV12 | 36000 | 33800 | 15.6 | 13 | 8.1 | 2.26 | 69 | 56 | 213315709
Breeze33 | 4HP17L48P-**A | EAC4X48C+TDR | 80G1UH090CE20 | 46500 | 44500 | 15.4 | 12.5 | 8.1 | 2.24 | 68 | 55 | 213315912
Breeze33 | 4HP17L48P-**A | EA(C;U)1P49C+TDR+TXV | 96G2UH110CE20 | 47500 | 45000 | 15.2 | 12.5 | 8.1 | 2.24 | 69 | 56 | 213315882
Breeze33 | 4HP17L48P-**A | EAC4X60C+TDR | 96G2UH090CE16 | 48000 | 46000 | 15.4 | 12.5 | 8.1 | 2.34 | 68 | 55 | 213315957
Breeze33 | 4HP17L48P-**A | EAC4X60C+TDR | 96G1UH090CE16 | 48000 | 46000 | 15.4 | 12.5 | 8.1 | 2.38 | 68 | 56 | 213315955
Breeze33 | 4HP17L48P-**A | EAC4X60C+TDR | 92G1UH110CE20 | 48000 | 47000 | 15.4 | 12.5 | 8.3 | 2.34 | 67 | 54 | 213315954
Breeze33 | 4HP17L30P-**A | EAC4X36A+TDR | 80G1UH045AE12 | 29400 | 27600 | 16 | 13 | 8.1 | 2.28 | 66 | 52 | 213315512
Breeze33 | 4HP17L30P-**A | EAH1P36C*+TDR+TXV | 96G1UH110CE20 | 29400 | 28800 | 15.6 | 12.5 | 8.5 | 2.26 | 65 | 51 | 213315554
DUCANE | 4HP17L36P-**A | EAH1P42C*+TDR+TXV | 80G2UH110CE20L | 36000 | 33000 | 16.6 | 13.5 | 8.1 | 2.24 | 68 | 55 | 213308819
ROYALTON | 4HP17L36P-**A | EAH1P42C*+TDR+TXV | 80G2UH110CE20 | 36000 | 33000 | 16.6 | 13.5 | 8.1 | 2.24 | 68 | 55 | 213308817
AC PRO | 4HP17L36P-**A | EAH1P42C*+TDR+TXV | 80G2UH110CE20 | 36000 | 33000 | 16.6 | 13.5 | 8.1 | 2.24 | 68 | 55 | 213308816
ALLIED | 4HP17L36P-**A | EAH1P42C*+TDR+TXV | 80G2UH110CE20 | 36000 | 33000 | 16.6 | 13.5 | 8.1 | 2.24 | 68 | 55 | 213308813
CONCORD | 4HP17L36P-**A | EAH1P42B*+TDR+TXV | 80G2UH090BE12 | 36000 | 33400 | 16.2 | 13 | 8.1 | 2.26 | 68 | 56 | 213308720
DUCANE | 4HP17L36P-**A | EAH1P42B*+TDR+TXV | 80G2UH090BE12 | 36000 | 33400 | 16.2 | 13 | 8.1 | 2.26 | 68 | 56 | 213308719
ROYALTON | 4HP17L36P-**A | EAH1P42B*+TDR+TXV | 96G2UH070BE12 | 36000 | 33400 | 15.6 | 12.5 | 8.1 | 2.24 | 69 | 56 | 213308747
AC PRO | 4HP17L36P-**A | EAH1P42B*+TDR+TXV | 96G2UH070BE12 | 36000 | 33400 | 15.6 | 12.5 | 8.1 | 2.24 | 69 | 56 | 213308746
DUCANE | 4HP17L36P-**A | EAH1P42B*+TDR+TXV | 96G2UH070BE12 | 36000 | 33400 | 15.6 | 12.5 | 8.1 | 2.24 | 69 | 56 | 213308744
ALLIED | 4HP17L24P-**A | ED1P30/36B+TDR+TXV | 96G1DF045BE12 | 22200 | 22800 | 15.6 | 12.5 | 8.1 | 2.04 | 62 | 47 | 213308008
ALLIED | 4HP17L24P-**A | ED1P30/36B+TDR+TXV | 92G1DF070BE12 | 22200 | 22800 | 15.8 | 12.5 | 8.1 | 2.06 | 62 | 47 | 213308007
ALLIED | 4HP17L24P-**A | ED1P30/36B+TDR+TXV | 92G1DF045BE12 | 22200 | 22800 | 15.8 | 12.5 | 8.1 | 2.06 | 62 | 47 | 213308006
ALLIED | 4HP17L24P-**A | ED1P30/36B+TDR+TXV | 80G1DF090BE16 | 23400 | 23400 | 16.2 | 13 | 8.1 | 2.04 | 62 | 47 | 213308005
ALLIED | 4HP17L24P-**A | ED1P30/36B+TDR+TXV | 96G2DF070BV16 | 23200 | 23600 | 15.2 | 12.5 | 8.1 | 1.96 | 63 | 48 | 213308003
ALLIED | 4HP17L24P-**A | ED1P30/36B+TDR+TXV | 96G2DF070BE16 | 23400 | 23600 | 15.4 | 12.5 | 8.1 | 1.98 | 63 | 48 | 213308002
ALLIED | 4HP17L24P-**A | ED1P30/36B+TDR+TXV | 96G2DF045BE12 | 22400 | 23000 | 15.6 | 12.5 | 8.1 | 2.02 | 63 | 48 | 213308001
ROYALTON | 4HP17L36P-**A | EAH1P42B*+TDR+TXV | 80G2UH090BV16 | 36000 | 33800 | 16 | 13 | 8.1 | 2.28 | 68 | 55 | 213308792
AC PRO | 4HP17L36P-**A | EAH1P42B*+TDR+TXV | 80G2UH090BV16 | 36000 | 33800 | 16 | 13 | 8.1 | 2.28 | 68 | 55 | 213308791
CONCORD | 4HP17L36P-**A | EAH1P42B*+TDR+TXV | 80G2UH090BV16 | 36000 | 33800 | 16 | 13 | 8.1 | 2.28 | 68 | 55 | 213308790
ALLIED | 4HP17L36P-**A | EAH1P42B*+TDR+TXV | 80G2UH090BV16 | 36000 | 33800 | 16 | 13 | 8.1 | 2.28 | 68 | 55 | 213308788
ROYALTON | 4HP17L24P-**A | ED1P30/36C+TDR+TXV | 96G1DF090CE16 | 23400 | 23200 | 16 | 13 | 8.1 | 2.04 | 63 | 48 | 213308373
ROYALTON | 4HP17L24P-**A | ED1P30/36C+TDR+TXV | 92G1DF090CE16 | 23200 | 23200 | 16 | 13 | 8.1 | 2.06 | 63 | 48 | 213308372
ROYALTON | 4HP17L24P-**A | ED1P30/36C+TDR+TXV | 96G2DF090CE16 | 23400 | 23400 | 15.8 | 13 | 8.1 | 2.02 | 62 | 47 | 213308370
CONCORD | 4HP17L30P-**A | ED1P30/36A+TDR+TXV | 80G1DF045AE12 | 27400 | 28600 | 15.2 | 12.5 | 8.3 | 2.22 | 64 | 50 | 213308175
CONCORD | 4HP17L30P-**A | ED1P30/36A+TDR+TXV | 80G2DF070AE12 | 27000 | 28400 | 15.2 | 12.5 | 8.3 | 2.22 | 64 | 50 | 213308174
AC PRO | 4HP17L36P-**A | EAH1P42B*+TDR+TXV | 80G1UH090BE16 | 36000 | 33200 | 16.4 | 13 | 8.1 | 2.28 | 68 | 55 | 213308761
CONCORD | 4HP17L36P-**A | EAH1P42B*+TDR+TXV | 80G1UH090BE16 | 36000 | 33200 | 16.4 | 13 | 8.1 | 2.28 | 68 | 55 | 213308760
ALLIED | 4HP17L36P-**A | EAH1P42B*+TDR+TXV | 80G1UH090BE16 | 36000 | 33200 | 16.4 | 13 | 8.1 | 2.28 | 68 | 55 | 213308758
ROYALTON | 4HP17L36P-**A | EAH1P42B*+TDR+TXV | 80G1UH070BE12 | 36000 | 33600 | 16 | 13 | 8.1 | 2.24 | 68 | 55 | 213308757
ROYALTON | 4HP17L36P-**A | EAH1P42B*+TDR+TXV | 92G1UH070BE12 | 36000 | 33200 | 16 | 13 | 8.1 | 2.22 | 68 | 55 | 213308777
CONCORD | 4HP17L36P-**A | EAH1P42B*+TDR+TXV | 92G1UH070BE12 | 36000 | 33200 | 16 | 13 | 8.1 | 2.22 | 68 | 55 | 213308775
DUCANE | 4HP17L36P-**A | EAH1P42B*+TDR+TXV | 92G1UH070BE12 | 36000 | 33200 | 16 | 13 | 8.1 | 2.22 | 68 | 55 | 213308774
CONCORD | 4HP17L36P-**A | EAH1P42C*+TDR+TXV | 80G2UH110CE20L | 36000 | 33000 | 16.6 | 13.5 | 8.1 | 2.24 | 68 | 55 | 213308820
CONCORD | 4HP17L24P-**A | ED1P30/36C+TDR+TXV | 96G1DF090CE16 | 23400 | 23200 | 16 | 13 | 8.1 | 2.04 | 63 | 48 | 213308193
ROYALTON | 4HP17L24P-**A | ED1P30/36A+TDR+TXV | 80G1DF070AE12 | 22600 | 23000 | 15.8 | 13 | 8.1 | 2.06 | 63 | 48 | 213308359
DUCANE | 4HP17L24P-**A | ED1P30/36B+TDR+TXV | 80G1DF090BE16 | 23400 | 23400 | 16.2 | 13 | 8.1 | 2.04 | 62 | 47 | 213308095
DUCANE | 4HP17L24P-**A | ED1P30/36B+TDR+TXV | 80G1DF070BE12 | 23000 | 23400 | 15.8 | 13 | 8.1 | 2.04 | 62 | 47 | 213308094
DUCANE | 4HP17L24P-**A | ED1P30/36B+TDR+TXV | 96G2DF070BV16 | 23200 | 23600 | 15.2 | 12.5 | 8.1 | 1.96 | 63 | 48 | 213308093
DUCANE | 4HP17L24P-**A | ED1P30/36B+TDR+TXV | 80G2DF090BE16 | 23200 | 23400 | 16 | 13 | 8.1 | 2.02 | 62 | 47 | 213308090
DUCANE | 4HP17L24P-**A | ED1P30/36B+TDR+TXV | 92G1DF045BE12 | 22200 | 22800 | 15.8 | 12.5 | 8.1 | 2.06 | 62 | 47 | 213308096
AC PRO | 4HP17L24P-**A | ED1P30/36B+TDR+TXV | 80G2DF090BE16 | 23200 | 23400 | 16 | 13 | 8.1 | 2.02 | 62 | 47 | 213308270
AC PRO | 4HP17L24P-**A | ED1P30/36A+TDR+TXV | 80G1DF070AE12 | 22600 | 23000 | 15.8 | 13 | 8.1 | 2.06 | 63 | 48 | 213308269
AC PRO | 4HP17L24P-**A | ED1P30/36A+TDR+TXV | 80G1DF045AE12 | 22400 | 23000 | 15.8 | 12.5 | 8.1 | 2.04 | 63 | 48 | 213308268
AC PRO | 4HP17L30P-**A | ED1P30/36A+TDR+TXV | 80G1DF070AE12 | 27400 | 28600 | 15.2 | 12.5 | 8.3 | 2.2 | 64 | 50 | 213308266
Breeze33 | 4HP17L48P-**A | EAH1P60D*+TDR+TXV | 96G2UH135DV20 | 48000 | 46000 | 15.2 | 12.5 | 8.1 | 2.18 | 67 | 54 | 213315995
Breeze33 | 4HP17L36P-**A | EAH1P51C*+TDR+TXV | 96G2UH110CV20 | 36000 | 33600 | 16.2 | 13 | 8.1 | 2.18 | 66 | 52 | 213315696
Breeze33 | 4HP17L48P-**A | EAH1P60D*+TDR+TXV | 96G1UH135DE20 | 48000 | 45500 | 15.2 | 12.5 | 8.1 | 2.2 | 67 | 54 | 213315994
Breeze33 | 4HP17L18P-**A | EAH1P24B*+TDR+TXV | 96G1UH045BE12 | 18000 | 17800 | 16 | 13.5 | 8.1 | 2.02 | 62 | 48 | 213315304
Breeze33 | 4HP17L18P-**A | EAH1P24B*+TDR+TXV | 96G2UH045BE12 | 18000 | 17800 | 16.4 | 13.5 | 8.1 | 2.04 | 62 | 48 | 213315306
Breeze33 | 4HP17L18P-**A | EAH1P24B*+TDR+TXV | 92G1UH070BE12 | 18000 | 17800 | 16.4 | 13.5 | 8.1 | 2.05 | 62 | 48 | 213315302
Breeze33 | 4HP17L18P-**A | EAH1P24B*+TDR+TXV | 96G1UH030BE08 | 18000 | 18000 | 15.6 | 13 | 8.1 | 2.03 | 62 | 49 | 213315303
Breeze33 | 4HP17L30P-**A | EA(C;U)1P36B+TDR+TXV | 96G1UH070BE12 | 29400 | 27800 | 15.6 | 13 | 8.1 | 2.26 | 65 | 52 | 213315487
Breeze33 | 4HP17L30P-**A | EA(C;U)1P36B+TDR+TXV | 92G1UH070BE12 | 29400 | 27600 | 16 | 13 | 8.1 | 2.28 | 66 | 52 | 213315484
Breeze33 | 4HP17L30P-**A | EA(C;U)1P36B+TDR+TXV | 92G1UH045BE12 | 29400 | 27800 | 15.8 | 13 | 8.1 | 2.28 | 65 | 52 | 213315483
Breeze33 | 4HP17L30P-**A | BCE5V36M*4X |  | 29000 | 27200 | 15.8 | 12.5 | 8.1 | 2.16 | 64 | 50 | 213315454
Breeze33 | 4HP17L30P-**A | BCE5C36M*4X |  | 29000 | 27400 | 15.4 | 12.2 | 8.1 | 2.14 | 64 | 50 | 213315451
DUCANE | 4HP17L24P-**A | ED1P30/36B+TDR+TXV | 92G1DF070BE12 | 22200 | 22800 | 15.8 | 12.5 | 8.1 | 2.06 | 62 | 47 | 213308097
DUCANE | 4HP17L24P-**A | ED1P30/36B+TDR+TXV | 96G1DF045BE12 | 22200 | 22800 | 15.6 | 12.5 | 8.1 | 2.04 | 62 | 47 | 213308098
DUCANE | 4HP17L24P-**A | ED1P30/36C+TDR+TXV | 96G2DF090CE16 | 23400 | 23400 | 15.8 | 13 | 8.1 | 2.02 | 62 | 47 | 213308100
DUCANE | 4HP17L24P-**A | ED1P30/36C+TDR+TXV | 80G1DF110CE20 | 23400 | 23600 | 15.6 | 12.5 | 8.1 | 2 | 63 | 48 | 213308101
DUCANE | 4HP17L24P-**A | ED1P30/36C+TDR+TXV | 92G1DF090CE16 | 23200 | 23200 | 16 | 13 | 8.1 | 2.06 | 63 | 48 | 213308102
DUCANE | 4HP17L24P-**A | ED1P30/36C+TDR+TXV | 96G1DF090CE16 | 23400 | 23200 | 16 | 13 | 8.1 | 2.04 | 63 | 48 | 213308103
DUCANE | 4HP17L24P-**A | ED1P30/36A+TDR+TXV | 80G1DF045AE12 | 22400 | 23000 | 15.8 | 12.5 | 8.1 | 2.04 | 63 | 48 | 213308088
Breeze33 | 4HP17L30P-**A | EAH1P36C*+TDR+TXV | 92G1UH090CE16 | 28800 | 28400 | 15.6 | 12.5 | 8.3 | 2.24 | 65 | 52 | 213315550
Breeze33 | 4HP17L30P-**A | EAH1P36C*+TDR+TXV | 92G1UH090CE12 | 28800 | 28200 | 15.6 | 13 | 8.3 | 2.24 | 66 | 52 | 213315549
Breeze33 | 4HP17L30P-**A | EAC4X36B+TDR | 92G1UH070BE12 | 29400 | 27600 | 16 | 13 | 8.1 | 2.28 | 66 | 52 | 213315522
Breeze33 | 4HP17L30P-**A | EAC4X36B+TDR | 92G1UH045BE12 | 29400 | 27800 | 15.8 | 13 | 8.1 | 2.28 | 65 | 52 | 213315521
Breeze33 | 4HP17L30P-**A | EAC4X36B+TDR | 80G1UH090BE16 | 29200 | 27600 | 16.2 | 13 | 8.1 | 2.28 | 65 | 51 | 213315519
Breeze33 | 4HP17L30P-**A | EAC4X36B+TDR | 80G1UH080BE16X | 30000 | 28400 | 15.6 | 12.5 | 8.1 | 2.24 | 65 | 52 | 213315518
Breeze33 | 4HP17L30P-**A | EAH1P36C*+TDR+TXV | 80G1UH090CE20 | 29400 | 28600 | 15.8 | 13 | 8.5 | 2.26 | 66 | 52 | 213315546
Breeze33 | 4HP17L24P-**A | BCE5V30M*4X |  | 23400 | 21600 | 16 | 13 | 8.1 | 2.06 | 63 | 48 | 213315328
Breeze33 | 4HP17L36P-**A | EAD4X-48C+TDR | 80G1DF110CE20 | 36000 | 35600 | 16.6 | 13 | 8.7 | 2.14 | 66 | 53 | 213315661
Breeze33 | 4HP17L30P-**A | EAH1P36C*+TDR+TXV | 96G2UH110CE20 | 29400 | 28800 | 15.6 | 12.5 | 8.5 | 2.24 | 65 | 51 | 213315558
Breeze33 | 4HP17L48P-**A | EAH1P51C*+TDR+TXV | 96G1UH110CE20 | 47500 | 45000 | 15.4 | 12.5 | 8.3 | 2.28 | 69 | 56 | 213315988
Breeze33 | 4HP17L48P-**A | EAH1P51C*+TDR+TXV | 92G1UH110CE16 | 47500 | 45000 | 15.4 | 12.5 | 8.3 | 2.32 | 69 | 57 | 213315986
Breeze33 | 4HP17L36P-**AA | EAH1P42B*+TDR+TXV | 80G1UH090BE16 | 36000 | 33200 | 16.4 | 13 | 8.1 | 2.28 | 68 | 55 | 213315700
ROYALTON | 4HP17L36P-**A | EAH1P42B*+TDR+TXV | 96G2UH045BE12 | 36000 | 33400 | 15.8 | 13 | 8.1 | 2.24 | 68 | 56 | 213308737
AC PRO | 4HP17L36P-**A | EAH1P42B*+TDR+TXV | 96G2UH045BE12 | 36000 | 33400 | 15.8 | 13 | 8.1 | 2.24 | 68 | 56 | 213308736
CONCORD | 4HP17L36P-**A | EAH1P42B*+TDR+TXV | 96G2UH045BE12 | 36000 | 33400 | 15.8 | 13 | 8.1 | 2.24 | 68 | 56 | 213308735
DUCANE | 4HP17L36P-**A | EAH1P42B*+TDR+TXV | 96G2UH045BE12 | 36000 | 33400 | 15.8 | 13 | 8.1 | 2.24 | 68 | 56 | 213308734
ALLIED | 4HP17L36P-**A | EAH1P42B*+TDR+TXV | 96G2UH045BE12 | 36000 | 33400 | 15.8 | 13 | 8.1 | 2.24 | 68 | 56 | 213308733
CONCORD | 4HP17L36P-**A | EAH1P42C*+TDR+TXV | 96G2UH090CV20 | 36000 | 33800 | 16 | 13 | 8.1 | 2.18 | 67 | 54 | 213308835
DUCANE | 4HP17L36P-**A | EAH1P42C*+TDR+TXV | 96G2UH090CV20 | 36000 | 33800 | 16 | 13 | 8.1 | 2.18 | 67 | 54 | 213308834
ALLIED | 4HP17L36P-**A | EAH1P42C*+TDR+TXV | 96G2UH090CV20 | 36000 | 33800 | 16 | 13 | 8.1 | 2.18 | 67 | 54 | 213308833
CONCORD | 4HP17L36P-**A | EAH1P42B*+TDR+TXV | 80G1UH070BE12 | 36000 | 33600 | 16 | 13 | 8.1 | 2.24 | 68 | 55 | 213308755
DUCANE | 4HP17L36P-**A | EAH1P42B*+TDR+TXV | 80G1UH070BE12 | 36000 | 33600 | 16 | 13 | 8.1 | 2.24 | 68 | 55 | 213308754
ALLIED | 4HP17L36P-**A | EAH1P42B*+TDR+TXV | 80G1UH070BE12 | 36000 | 33600 | 16 | 13 | 8.1 | 2.24 | 68 | 55 | 213308753
CONCORD | 4HP17L36P-**A | EAH1P42B*+TDR+TXV | 96G2UH070BV12 | 36000 | 33800 | 15.6 | 13 | 8.1 | 2.26 | 69 | 56 | 213308750
ALLIED | 4HP17L36P-**A | EAH1P42B*+TDR+TXV | 96G2UH070BV12 | 36000 | 33800 | 15.6 | 13 | 8.1 | 2.26 | 69 | 56 | 213308748
AC PRO | 4HP17L36P-**A | EAH1P42C*+TDR+TXV | 96G2UH110CV20 | 36000 | 33600 | 16.2 | 13.5 | 8.1 | 2.2 | 67 | 54 | 213308846
ALLIED | 4HP17L36P-**A | EAH1P42B*+TDR+TXV | 80G2UH090BE16L | 36000 | 33200 | 16.2 | 13 | 8.1 | 2.26 | 68 | 55 | 213308728
ROYALTON | 4HP17L36P-**A | EAH1P42B*+TDR+TXV | 80G2UH090BE16 | 36000 | 33200 | 16.2 | 13 | 8.1 | 2.26 | 68 | 55 | 213308727
DUCANE | 4HP17L36P-**A | EAH1P42B*+TDR+TXV | 80G2UH090BE16 | 36000 | 33200 | 16.2 | 13 | 8.1 | 2.26 | 68 | 55 | 213308724
ALLIED | 4HP17L36P-**A | EAH1P42C*+TDR+TXV | 96G2UH110CV20 | 36000 | 33600 | 16.2 | 13.5 | 8.1 | 2.2 | 67 | 54 | 213308843
AC PRO | 4HP17L36P-**A | EAH1P42C*+TDR+TXV | 96G2UH090CV20 | 36000 | 33800 | 16 | 13 | 8.1 | 2.18 | 67 | 54 | 213308836
DUCANE | 4HP17L36P-**A | EAH1P42C*+TDR+TXV | 96G2UH110CV20 | 36000 | 33600 | 16.2 | 13.5 | 8.1 | 2.2 | 67 | 54 | 213308844
AC PRO | 4HP17L24P-**A | ED1P30/36B+TDR+TXV | 96G1DF045BE12 | 22200 | 22800 | 15.6 | 12.5 | 8.1 | 2.04 | 62 | 47 | 213308278
AC PRO | 4HP17L24P-**A | ED1P30/36B+TDR+TXV | 92G1DF070BE12 | 22200 | 22800 | 15.8 | 12.5 | 8.1 | 2.06 | 62 | 47 | 213308277
AC PRO | 4HP17L24P-**A | ED1P30/36B+TDR+TXV | 80G1DF090BE16 | 23400 | 23400 | 16.2 | 13 | 8.1 | 2.04 | 62 | 47 | 213308275
AC PRO | 4HP17L24P-**A | ED1P30/36B+TDR+TXV | 80G1DF070BE12 | 23000 | 23400 | 15.8 | 13 | 8.1 | 2.04 | 62 | 47 | 213308274
Breeze33 | 4HP17L48P-**A | EA(C;U)1P48C+TDR+TXV | 92G1UH110CE20 | 46500 | 44500 | 15.4 | 12.5 | 8.1 | 2.2 | 68 | 55 | 213315863
Breeze33 | 4HP17L48P-**A | EA(C;U)1P48C+TDR+TXV | 80G1UH090CE20 | 46500 | 44500 | 15.4 | 12.5 | 8.1 | 2.22 | 68 | 55 | 213315858
Breeze33 | 4HP17L36P-**AA | EAH1P42C*+TDR+TXV | 80G1UH110CE20 | 36000 | 33200 | 16.4 | 13.5 | 8.1 | 2.2 | 67 | 55 | 213315713
Breeze33 | 4HP17L36P-**AA | EAH1P42B*+TDR+TXV | 96G2UH045BV12 | 36000 | 34000 | 15.4 | 12.5 | 8.1 | 2.22 | 68 | 56 | 213315707
Breeze33 | 4HP17L36P-**AA | EAH1P42B*+TDR+TXV | 96G2UH070BE12 | 36000 | 33400 | 15.6 | 12.5 | 8.1 | 2.24 | 69 | 56 | 213315708
Breeze33 | 4HP17L36P-**AA | EAH1P42B*+TDR+TXV | 96G2UH045BE12 | 36000 | 33400 | 15.8 | 13 | 8.1 | 2.24 | 68 | 56 | 213315706
Breeze33 | 4HP17L48P-**A | EAH1P51C*+TDR+TXV | 80G1UH110CE20 | 48000 | 45500 | 15.2 | 12.5 | 8.3 | 2.3 | 69 | 57 | 213315984
Breeze33 | 4HP17L48P-**A | EAH1P51C*+TDR+TXV | 92G1UH110CE20 | 47500 | 45500 | 15.2 | 12.5 | 8.3 | 2.28 | 69 | 57 | 213315987
Breeze33 | 4HP17L36P-**AA | EAH1P42B*+TDR+TXV | 80G1UH070BE12 | 36000 | 33600 | 16 | 13 | 8.1 | 2.24 | 68 | 55 | 213315698
Breeze33 | 4HP17L36P-**AA | EAH1P42B*+TDR+TXV | 92G1UH070BE12 | 36000 | 33200 | 16 | 13 | 8.1 | 2.22 | 68 | 55 | 213315703
Breeze33 | 4HP17L36P-**A | EAH1P51C*+TDR+TXV | 96G2UH090CV20 | 36000 | 33800 | 16 | 13 | 8.1 | 2.16 | 66 | 53 | 213315694
Breeze33 | 4HP17L48P-**A | EAC4X60C+TDR | 96G2UH110CE20 | 48000 | 46000 | 15.4 | 12.5 | 8.1 | 2.38 | 68 | 56 | 213315960
Breeze33 | 4HP17L48P-**A | EAC4X60C+TDR | 96G2UH090CV12 | 48000 | 46000 | 15.2 | 12.5 | 8.1 | 2.36 | 68 | 55 | 213315958
Breeze33 | 4HP17L48P-**A | EAC4X60C+TDR | 96G1UH110CE20 | 48000 | 46500 | 15.4 | 12.5 | 8.1 | 2.34 | 68 | 55 | 213315956
Breeze33 | 4HP17L30P-**A | EAC4X36A+TDR | 80G1UH070AE12L | 29400 | 27600 | 16 | 13 | 8.1 | 2.28 | 66 | 52 | 213315515
Breeze33 | 4HP17L30P-**A | EAC4X36B+TDR | 92G1UH030BE12 | 29600 | 28000 | 15.8 | 13 | 8.1 | 2.26 | 65 | 51 | 213315520
Breeze33 | 4HP17L30P-**A | EAC4X36B+TDR | 80G1UH070BE12 | 29600 | 27800 | 16 | 13 | 8.1 | 2.26 | 65 | 52 | 213315517
Breeze33 | 4HP17L30P-**A | EAC4X36A+TDR | 80G1UH070AE12 | 29400 | 27600 | 16 | 13 | 8.1 | 2.28 | 66 | 52 | 213315514
ROYALTON | 4HP17L36P-**A | EAH1P42B*+TDR+TXV | 80G1UH090BE16 | 36000 | 33200 | 16.4 | 13 | 8.1 | 2.28 | 68 | 55 | 213308762
DUCANE | 4HP17L36P-**A | EAH1P42B*+TDR+TXV | 80G1UH090BE16 | 36000 | 33200 | 16.4 | 13 | 8.1 | 2.28 | 68 | 55 | 213308759
AC PRO | 4HP17L36P-**A | EAH1P42B*+TDR+TXV | 80G1UH070BE12 | 36000 | 33600 | 16 | 13 | 8.1 | 2.24 | 68 | 55 | 213308756
AC PRO | 4HP17L36P-**A | EAH1P42B*+TDR+TXV | 92G1UH070BE12 | 36000 | 33200 | 16 | 13 | 8.1 | 2.22 | 68 | 55 | 213308776
ALLIED | 4HP17L36P-**A | EAH1P42B*+TDR+TXV | 92G1UH070BE12 | 36000 | 33200 | 16 | 13 | 8.1 | 2.22 | 68 | 55 | 213308773
ROYALTON | 4HP17L36P-**A | EAH1P42C*+TDR+TXV | 80G2UH110CE20L | 36000 | 33000 | 16.6 | 13.5 | 8.1 | 2.24 | 68 | 55 | 213308822
AC PRO | 4HP17L36P-**A | EAH1P42C*+TDR+TXV | 80G2UH110CE20L | 36000 | 33000 | 16.6 | 13.5 | 8.1 | 2.24 | 68 | 55 | 213308821
ALLIED | 4HP17L36P-**A | EAH1P42B*+TDR+TXV | 80G2UH090BE16 | 36000 | 33200 | 16.2 | 13 | 8.1 | 2.26 | 68 | 55 | 213308723
ROYALTON | 4HP17L36P-**A | EAH1P42B*+TDR+TXV | 80G2UH090BE12 | 36000 | 33400 | 16.2 | 13 | 8.1 | 2.26 | 68 | 56 | 213308722
AC PRO | 4HP17L36P-**A | EAH1P42B*+TDR+TXV | 80G2UH090BE12 | 36000 | 33400 | 16.2 | 13 | 8.1 | 2.26 | 68 | 56 | 213308721
ALLIED | 4HP17L36P-**A | EAH1P42B*+TDR+TXV | 80G2UH090BE12 | 36000 | 33400 | 16.2 | 13 | 8.1 | 2.26 | 68 | 56 | 213308718
AC PRO | 4HP17L36P-**A | EAH1P42C*+TDR+TXV | 80G1UH110CE20 | 36000 | 33200 | 16.4 | 13.5 | 8.1 | 2.2 | 67 | 55 | 213308856
ROYALTON | 4HP17L36P-**A | EAH1P42C*+TDR+TXV | 80G1UH110CE20 | 36000 | 33200 | 16.4 | 13.5 | 8.1 | 2.2 | 67 | 55 | 213308857
CONCORD | 4HP17L36P-**A | EAH1P42C*+TDR+TXV | 80G1UH110CE20 | 36000 | 33200 | 16.4 | 13.5 | 8.1 | 2.2 | 67 | 55 | 213308855
DUCANE | 4HP17L36P-**A | EAH1P42C*+TDR+TXV | 80G1UH110CE20 | 36000 | 33200 | 16.4 | 13.5 | 8.1 | 2.2 | 67 | 55 | 213308854
ALLIED | 4HP17L36P-**A | EAH1P42C*+TDR+TXV | 80G1UH110CE20 | 36000 | 33200 | 16.4 | 13.5 | 8.1 | 2.2 | 67 | 55 | 213308853
CONCORD | 4HP17L36P-**A | EAH1P42B*+TDR+TXV | 96G2UH070BE12 | 36000 | 33400 | 15.6 | 12.5 | 8.1 | 2.24 | 69 | 56 | 213308745
ROYALTON | 4HP17L36P-**A | EAH1P42B*+TDR+TXV | 96G2UH045BV12 | 36000 | 34000 | 15.4 | 12.5 | 8.1 | 2.22 | 68 | 56 | 213308742
ALLIED | 4HP17L36P-**A | EAH1P42B*+TDR+TXV | 96G2UH070BE12 | 36000 | 33400 | 15.6 | 12.5 | 8.1 | 2.24 | 69 | 56 | 213308743
AC PRO | 4HP17L36P-**A | EAH1P42B*+TDR+TXV | 96G2UH045BV12 | 36000 | 34000 | 15.4 | 12.5 | 8.1 | 2.22 | 68 | 56 | 213308741
CONCORD | 4HP17L36P-**A | EAH1P42B*+TDR+TXV | 96G2UH045BV12 | 36000 | 34000 | 15.4 | 12.5 | 8.1 | 2.22 | 68 | 56 | 213308740
DUCANE | 4HP17L36P-**A | EAH1P42B*+TDR+TXV | 96G2UH045BV12 | 36000 | 34000 | 15.4 | 12.5 | 8.1 | 2.22 | 68 | 56 | 213308739
ALLIED | 4HP17L36P-**A | EAH1P42B*+TDR+TXV | 96G2UH045BV12 | 36000 | 34000 | 15.4 | 12.5 | 8.1 | 2.22 | 68 | 56 | 213308738
ROYALTON | 4HP17L36P-**A | EAH1P42B*+TDR+TXV | 80G2UH090BE16L | 36000 | 33200 | 16.2 | 13 | 8.1 | 2.26 | 68 | 55 | 213308732
ROYALTON | 4HP17L36P-**A | EAH1P42C*+TDR+TXV | 96G2UH110CV20 | 36000 | 33600 | 16.2 | 13.5 | 8.1 | 2.2 | 67 | 54 | 213308847
ROYALTON | 4HP17L36P-**A | EAH1P42B*+TDR+TXV | 96G2UH070BV12 | 36000 | 33800 | 15.6 | 13 | 8.1 | 2.26 | 69 | 56 | 213308752
AC PRO | 4HP17L36P-**A | EAH1P42B*+TDR+TXV | 96G2UH070BV12 | 36000 | 33800 | 15.6 | 13 | 8.1 | 2.26 | 69 | 56 | 213308751
Breeze33 | 4HP17L30P-**A | EAD4X-42B+TDR | 96G2DF070BE16 | 29600 | 30000 | 15.6 | 13 | 8.5 | 1.94 | 65 | 51 | 213315538
Breeze33 | 4HP17L36P-**A | BCE5V42M*4X |  | 36000 | 34000 | 16.2 | 13 | 8.1 | 2.22 | 65 | 51 | 213315578
Breeze33 | 4HP17L30P-**A | EAH1P36C*+TDR+TXV | 96G1UH090CE16 | 28200 | 28000 | 15.6 | 12.5 | 8.3 | 2.22 | 66 | 52 | 213315553
Breeze33 | 4HP17L30P-**A | EAH1P36C*+TDR+TXV | 92G1UH110CE20 | 29200 | 28600 | 15.6 | 12.5 | 8.5 | 2.24 | 66 | 52 | 213315552
Breeze33 | 4HP17L30P-**A | EAH1P36C*+TDR+TXV | 92G1UH110CE16 | 28800 | 28200 | 15.8 | 13 | 8.3 | 2.24 | 66 | 52 | 213315551
Breeze33 | 4HP17L30P-**A | EAH1P36C*+TDR+TXV | 80G1UH110CE20 | 29000 | 28400 | 15.6 | 13 | 8.3 | 2.22 | 65 | 52 | 213315548
Breeze33 | 4HP17L36P-**A | EAD4X-48C+TDR | 96G1DF090CE16 | 35800 | 35400 | 16.2 | 13 | 8.7 | 2.14 | 67 | 54 | 213315663
Breeze33 | 4HP17L36P-**A | EAD4X-48C+TDR | 96G2DF090CE16 | 35400 | 35200 | 16 | 13 | 8.6 | 2.12 | 68 | 55 | 213315665
Breeze33 | 4HP17L36P-**A | EAD4X-48C+TDR | 96G1DF110CE20 | 35000 | 35200 | 16.2 | 13 | 8.7 | 2.12 | 67 | 54 | 213315664
Breeze33 | 4HP17L36P-**A | EAD4X-48C+TDR | 92G1DF090CE16 | 35600 | 35400 | 16.2 | 13 | 8.7 | 2.14 | 67 | 54 | 213315662
Breeze33 | 4HP17L30P-**A | EAH1P36C*+TDR+TXV | 96G2UH110CV20 | 30000 | 29200 | 15.2 | 12.5 | 8.5 | 2.22 | 66 | 52 | 213315559
Breeze33 | 4HP17L30P-**A | EAH1P36C*+TDR+TXV | 96G2UH090CV12 | 28800 | 28200 | 15.6 | 12.5 | 8.3 | 2.22 | 66 | 52 | 213315556
Breeze33 | 4HP17L30P-**A | EAH1P36C*+TDR+TXV | 96G2UH090CE16 | 28600 | 28000 | 15.8 | 13 | 8.3 | 2.26 | 66 | 52 | 213315555
Breeze33 | 4HP17L18P-**A | EAH1P24B*+TDR+TXV | 96G1UH070BE12 | 18000 | 17800 | 16 | 13.5 | 8.1 | 2.02 | 62 | 48 | 213315305
Breeze33 | 4HP17L18P-**A | EAH1P24B*+TDR+TXV | 92G1UH045BE12 | 18000 | 18000 | 16.4 | 13.5 | 8.1 | 2.04 | 61 | 47 | 213315301
Breeze33 | 4HP17L18P-**A | EAH1P24B*+TDR+TXV | 92G1UH030BE12 | 18000 | 18000 | 16 | 13.5 | 8.1 | 2.04 | 62 | 48 | 213315300
Breeze33 | 4HP17L30P-**A | EA(C;U)1P36B+TDR+TXV | 96G2UH070BV12 | 30000 | 28000 | 16 | 13 | 8.1 | 2.28 | 66 | 52 | 213315491
Breeze33 | 4HP17L48P-**A | EAC4X49C+TDR | 92G1UH110CE16 | 48000 | 45000 | 15.2 | 12.5 | 8.1 | 2.22 | 69 | 56 | 213315929
Breeze33 | 4HP17L48P-**A | EA(C;U)1P60C+TDR+TXV | 80G1UH110CE20 | 48000 | 47000 | 15.4 | 12.5 | 8.3 | 2.34 | 67 | 54 | 213315897
Breeze33 | 4HP17L48P-**A | EA(C;U)1P49C+TDR+TXV | 96G2UH090CV12 | 47500 | 45000 | 15.2 | 12.5 | 8.1 | 2.22 | 68 | 56 | 213315880
Breeze33 | 4HP17L48P-**A | EA(C;U)1P49C+TDR+TXV | 96G2UH090CE16 | 47500 | 45000 | 15.2 | 12.5 | 8.1 | 2.24 | 69 | 56 | 213315879
Breeze33 | 4HP17L48P-**A | EA(C;U)1P49C+TDR+TXV | 96G1UH090CE16 | 47500 | 45000 | 15.2 | 12.5 | 8.1 | 2.24 | 69 | 56 | 213315877
Breeze33 | 4HP17L48P-**A | EA(C;U)1P49C+TDR+TXV | 92G1UH110CE20 | 47500 | 45000 | 15.4 | 12.5 | 8.1 | 2.24 | 68 | 56 | 213315876
Breeze33 | 4HP17L48P-**A | EA(C;U)1P60C+TDR+TXV | 96G1UH110CE20 | 48000 | 46500 | 15.4 | 12.5 | 8.1 | 2.34 | 68 | 55 | 213315902
Breeze33 | 4HP17L48P-**A | EA(C;U)1P60C+TDR+TXV | 92G1UH110CE16 | 48000 | 46500 | 15.4 | 12.5 | 8.1 | 2.36 | 68 | 55 | 213315899
Breeze33 | 4HP17L48P-**A | EAC4X48C+TDR | 96G1UH110CE20 | 46500 | 45000 | 15.2 | 12.5 | 8.1 | 2.18 | 67 | 54 | 213315919
Breeze33 | 4HP17L48P-**A | EAC4X48C+TDR | 92G1UH110CE16 | 46500 | 45000 | 15.2 | 12.5 | 8.1 | 2.18 | 68 | 55 | 213315916
Breeze33 | 4HP17L18P-**A | EAD4X-30/36B+TDR | 96G1DF045BE12 | 18000 | 18000 | 16.4 | 13.5 | 8.3 | 1.94 | 63 | 49 | 213315280
Breeze33 | 4HP17L18P-**A | EA(C;U)1P24B+TDR+TXV | 96G2UH070BV12 | 18000 | 17400 | 16.4 | 13.5 | 8.1 | 2.06 | 63 | 49 | 213315218
Breeze33 | 4HP17L30P-**A | EAD4X-42B+TDR | 96G1DF070BE16 | 29600 | 30000 | 15.6 | 13 | 8.6 | 1.94 | 65 | 51 | 213315536
Breeze33 | 4HP17L30P-**A | EAD4X-42B+TDR | 96G1DF045BE12 | 29800 | 30000 | 15.4 | 13 | 8.6 | 1.92 | 65 | 51 | 213315535
Breeze33 | 4HP17L30P-**A | EAD4X-42B+TDR | 92G1DF070BE12 | 29800 | 30000 | 15.8 | 13 | 8.6 | 1.96 | 65 | 51 | 213315534
Breeze33 | 4HP17L30P-**A | EAD4X-42B+TDR | 92G1DF045BE12 | 29800 | 30000 | 15.8 | 13 | 8.6 | 1.94 | 65 | 51 | 213315533
Breeze33 | 4HP17L30P-**A | EAD4X-42B+TDR | 80G1DF090BE16 | 29800 | 30000 | 16.2 | 13.5 | 8.6 | 1.9 | 64 | 49 | 213315532
Breeze33 | 4HP17L30P-**A | EAD4X-42B+TDR | 80G1DF070BE12 | 30000 | 30000 | 15.8 | 13 | 8.6 | 1.94 | 65 | 51 | 213315531
Breeze33 | 4HP17L18P-**A | EAH1P24B*+TDR+TXV | 96G2UH070BV12 | 18000 | 18000 | 16.4 | 13.5 | 8.1 | 2.07 | 62 | 48 | 213315309
Breeze33 | 4HP17L18P-**A | EAH1P24B*+TDR+TXV | 96G2UH070BE12 | 18000 | 17600 | 16 | 13.5 | 8.1 | 2.04 | 63 | 48 | 213315308
Breeze33 | 4HP17L18P-**A | EAH1P24B*+TDR+TXV | 96G2UH045BV12 | 18000 | 18000 | 16.4 | 13.5 | 8.1 | 2.03 | 62 | 48 | 213315307
Breeze33 | 4HP17L18P-**A | EA(C;U)1P24B+TDR+TXV | 96G2UH045BV12 | 18000 | 17400 | 16 | 13.5 | 8.1 | 2.03 | 63 | 49 | 213315216
Breeze33 | 4HP17L36P-**A | EAH1P51C*+TDR+TXV | 80G1UH110CE20 | 36000 | 33400 | 16.4 | 13 | 8.1 | 2.18 | 66 | 52 | 213315685
Breeze33 | 4HP17L18P-**A | EA(C;U)1P24B+TDR+TXV | 92G1UH030BE12 | 18000 | 17400 | 16 | 13.5 | 8.1 | 2.04 | 63 | 49 | 213315209
Breeze33 | 4HP17L18P-**A | EAC4X24B+TDR | 96G2UH070BV12 | 18000 | 17400 | 16.4 | 13.5 | 8.1 | 2.06 | 63 | 49 | 213315256
CONCORD | 4HP17L24P-**A | ED1P30/36C+TDR+TXV | 92G1DF090CE16 | 23200 | 23200 | 16 | 13 | 8.1 | 2.06 | 63 | 48 | 213308192
ROYALTON | 4HP17L24P-**A | ED1P30/36A+TDR+TXV | 80G1DF045AE12 | 22400 | 23000 | 15.8 | 12.5 | 8.1 | 2.04 | 63 | 48 | 213308358
ROYALTON | 4HP17L24P-**A | ED1P30/36A+TDR+TXV | 80G2DF070AE12 | 22600 | 22800 | 16 | 13 | 8.1 | 2.06 | 62 | 47 | 213308357
ROYALTON | 4HP17L30P-**A | ED1P30/36A+TDR+TXV | 80G1DF070AE12 | 27400 | 28600 | 15.2 | 12.5 | 8.3 | 2.2 | 64 | 50 | 213308356
ROYALTON | 4HP17L30P-**A | ED1P30/36A+TDR+TXV | 80G1DF045AE12 | 27400 | 28600 | 15.2 | 12.5 | 8.3 | 2.22 | 64 | 50 | 213308355
ROYALTON | 4HP17L30P-**A | ED1P30/36A+TDR+TXV | 80G2DF070AE12 | 27000 | 28400 | 15.2 | 12.5 | 8.3 | 2.22 | 64 | 50 | 213308354
DUCANE | 4HP17L24P-**A | ED1P30/36B+TDR+TXV | 96G2DF070BE16 | 23400 | 23600 | 15.4 | 12.5 | 8.1 | 1.98 | 63 | 48 | 213308092
DUCANE | 4HP17L24P-**A | ED1P30/36B+TDR+TXV | 96G2DF045BE12 | 22400 | 23000 | 15.6 | 12.5 | 8.1 | 2.02 | 63 | 48 | 213308091
DUCANE | 4HP17L24P-**A | ED1P30/36A+TDR+TXV | 80G1DF070AE12 | 22600 | 23000 | 15.8 | 13 | 8.1 | 2.06 | 63 | 48 | 213308089
ECOER | EODA18H-4860B | EAHATN-48 |  | 45000 | 47000 | 17 | 11.7 | 8.8 | 2.1 | 83 | 71 | 213352687
ECOER | EODA18H-4860B | EAHATN-36 |  | 35200 | 36000 | 18 | 12 | 8.8 | 2 | 89 | 81 | 213352686
ECOER | EODA18H-2436B | EAHATN-24 |  | 24000 | 24000 | 19 | 13 | 8.8 | 2.1 | 93 | 82 | 213352684
GE | NS22H24MA4-**A | NCDC42BT4+TDR | NF96D070S4B-* | 24000 | 24000 | 19 | 13.3 | 9.1 | 1.86 | 64 | 65 | 213355800
GE | NS22H24MA4-**A | NCDC42BT4+TDR | NF80D070S3B-* | 24000 | 24000 | 20 | 13.5 | 9.2 | 1.9 | 63 | 64 | 213355797
GE | NS22H24MA4-**A | NCDC42BT4+TDR | NF80D090T4B-* | 24000 | 24000 | 18.4 | 13.3 | 9 | 1.86 | 64 | 65 | 213355795
GE | NS17H24SA4-**A | NCDC3036CT4+TDR | NF80D110S5C-* | 23600 | 22600 | 15.6 | 13 | 8.2 | 1.98 | 65 | 50 | 213355822
GE | NS17H24SA4-**A | NCDC3036BT4+TDR | NF97D070M3B-* | 23000 | 22200 | 16 | 13 | 8.1 | 1.96 | 64 | 50 | 213355821
GE | NS17H24SA4-**A | NCDC3036BT4+TDR | NF96D070S4B-* | 23600 | 22600 | 15.4 | 13 | 8.1 | 1.98 | 65 | 51 | 213355820
GE | NS17H24SA4-**A | NCDC3036BT4+TDR | NF96D045S3B-* | 23600 | 22600 | 15.6 | 13 | 8.2 | 1.98 | 65 | 50 | 213355819
GE | NS17H24SA4-**A | NCDC3036BT4+TDR | NF80D090S4B-* | 23600 | 22400 | 16.2 | 13.5 | 8.2 | 2 | 64 | 50 | 213355818
GE | NS17H24SA4-**A | NCDC3036BT4+TDR | NF80D070S3B-* | 23200 | 22200 | 16 | 13 | 8.1 | 1.96 | 65 | 50 | 213355817
GE | NS17H24SA4-**A | NCDC3036BT4+TDR | NF96D070V4B-* | 23400 | 22600 | 15.4 | 12.5 | 8.1 | 1.98 | 65 | 51 | 213355816
GE | NS17H24SA4-**A | NCDC3036BT4+TDR | NF80D090T4B-* | 23400 | 22400 | 16 | 13.5 | 8.2 | 1.96 | 64 | 50 | 213355815
GE | NS17H18SA4-**A | NCDC3036BT4+TDR | NF96D070S4B-* | 18000 | 18000 | 16.2 | 13.5 | 8.4 | 1.98 | 64 | 50 | 213355812
GE | NS17H18SA4-**A | NCDC3036BT4+TDR | NF96D070V4B-* | 18000 | 18000 | 15.4 | 13 | 8.4 | 2.08 | 67 | 54 | 213355809
GE | NS17H42SA4-**A | NCDC48CT4+TDR | NF80D110S5C-* | 41000 | 42000 | 15.6 | 13 | 8.3 | 1.98 | 66 | 52 | 213355845
GE | NS17H36SA4-**A | NCDC48CT4+TDR | NF97D110M5C-* | 35600 | 35800 | 15.6 | 12.5 | 8.6 | 2.08 | 66 | 53 | 213355844
GE | NS17H18SA4-**A | NCDC3036BT4+TDR | NF96D045S3B-* | 18000 | 18000 | 16.4 | 13.5 | 8.3 | 1.94 | 63 | 49 | 213355811
GE | NS22H24MA4-**A | NCDC42BT4+TDR | NF97D070M3B-* | 24000 | 24000 | 20 | 13.5 | 9.3 | 1.88 | 63 | 65 | 213355801
GE | NS22H24MA4-**A | NCDC42BT4+TDR | NF96D045S3B-* | 24000 | 24000 | 20 | 13.5 | 9.1 | 1.88 | 63 | 65 | 213355799
GE | NS22H24MA4-**A | NCDC42BT4+TDR | NF80D090S4B-* | 24000 | 24000 | 18.4 | 13 | 9 | 1.86 | 64 | 65 | 213355798
GE | NS22H24MA4-**A | NCDC42BT4+TDR | NF96D070V4B-* | 24000 | 24000 | 19 | 13 | 9.2 | 1.86 | 64 | 65 | 213355796
GE | NS17H18SA4-**A | NCDC3036BT4+TDR | NF80D070S3B-* | 18000 | 18000 | 16 | 13.5 | 8.3 | 1.92 | 63 | 49 | 213355810
GE | NS17H36SA4-**A | NCDC48CT4+TDR | NF96D110V5C-* | 35600 | 35800 | 15.8 | 12.5 | 8.6 | 2.08 | 66 | 53 | 213355840
GE | NS17H36SA4-**A | NCDC48CT4+TDR | NF96D090V5C-* | 35600 | 35800 | 15.8 | 12.5 | 8.6 | 2.08 | 66 | 53 | 213355839
GE | NS17H36SA4-**A | NCDC3036CT4+TDR | NF80D110S5C-* | 36000 | 35800 | 16.2 | 13.5 | 8.1 | 1.92 | 65 | 51 | 213355835
GE | NS17H30SA4-**A | NCDC42BT4+TDR | NF97D070M3B-* | 29800 | 30000 | 15.6 | 13 | 8.6 | 1.92 | 65 | 51 | 213355829
GE | NS17H30SA4-**A | NCDC42BT4+TDR | NF96D070S4B-* | 29600 | 30000 | 15.6 | 13 | 8.6 | 1.94 | 65 | 51 | 213355828
GE | NS17H30SA4-**A | NCDC42BT4+TDR | NF96D045S3B-* | 29800 | 30000 | 15.4 | 13 | 8.6 | 1.92 | 65 | 51 | 213355827
GE | NS17H30SA4-**A | NCDC42BT4+TDR | NF80D090S4B-* | 29800 | 30000 | 16.2 | 13.5 | 8.6 | 1.9 | 64 | 49 | 213355826
GE | NS17H30SA4-**A | NCDC42BT4+TDR | NF80D070S3B-* | 30000 | 30000 | 15.8 | 13 | 8.6 | 1.94 | 65 | 51 | 213355825
GE | NS17H30SA4-**A | NCDC42BT4+TDR | NF80D090T4B-* | 30000 | 30000 | 15.8 | 13 | 8.6 | 1.92 | 65 | 51 | 213355824
GE | NS17H24SA4-**A | NCDC3036CT4+TDR | NF96D090S4C-* | 23600 | 22400 | 16.4 | 13.5 | 8.2 | 2 | 64 | 50 | 213355823
GE | NS17H18SA4-**A | NCDC3036CT4+TDR | NF96D090S4C-* | 18000 | 18000 | 16 | 13.5 | 8.4 | 2.06 | 66 | 52 | 213355814
GE | NS17H18SA4-**A | NCDC3036BT4+TDR | NF97D070M3B-* | 18000 | 18000 | 16.2 | 13.5 | 8.5 | 2.04 | 65 | 51 | 213355813
GE | NS17H36SA4-**A | NCDC48CT4+TDR | NF97D090M4C-* | 35600 | 35600 | 15.8 | 12.5 | 8.6 | 2.1 | 67 | 54 | 213355843
GE | NS17H36SA4-**A | NCDC48CT4+TDR | NF96D090S4C-* | 35800 | 35400 | 16.2 | 13 | 8.7 | 2.14 | 67 | 54 | 213355842
GE | NS17H36SA4-**A | NCDC48CT4+TDR | NF80D110S5C-* | 36000 | 35600 | 16.6 | 13 | 8.7 | 2.14 | 66 | 53 | 213355841
Century | HRG1530S1R-**A | EAC4X36B+TDR | GUH80X080B4M | 30000 | 28400 | 15.6 | 12.5 | 8.1 | 2.24 | 65 | 52 | 213364047
Century | HRG1530S1R-**A | EAH1P36C+TDR+TXV | GUH80X100C5M | 28800 | 28400 | 15.4 | 12.5 | 8.3 | 2.22 | 66 | 53 | 213364055
Century | HRG1530S1R-**A | EA(C;U)1P36B+TDR+TXV | GUH80X080B4M | 30000 | 28400 | 15.6 | 12.5 | 8.1 | 2.24 | 65 | 52 | 213364034
COMFORT-AIRE | HRG1530S1R-**A | EAH1P36C+TDR+TXV | GUH80X100C5M | 28800 | 28400 | 15.4 | 12.5 | 8.3 | 2.22 | 66 | 53 | 213736769
COMFORT-AIRE | HRG1530S1R-**A | EAC4X36B+TDR | GUH80X080B4M | 30000 | 28400 | 15.6 | 12.5 | 8.1 | 2.24 | 65 | 52 | 213736765
COMFORT-AIRE | HRG1530S1R-**A | EA(C;U)1P36B+TDR+TXV | GUH80X080B4M | 30000 | 28400 | 15.6 | 12.5 | 8.1 | 2.24 | 65 | 52 | 213736759
BRYANT HEATING AND COOLING SYSTEMS | 227TAN036**AA* | CAP**4321AL* | 987MC60080C21*** | 34200 | 35000 | 16 | 11.7 | 8.1 | 2.22 | 62 | 50 | 213742932
BRYANT HEATING AND COOLING SYSTEMS | 227TBN036**AA* | CAP**4321AL* | 987MC60080C21*** | 34200 | 35000 | 16 | 11.7 | 8.1 | 2.22 | 62 | 50 | 213742935
CARRIER | 25TPB736A**30* | CAP**4321AL* | 59MN7C080C21**20 | 34200 | 35000 | 16 | 11.7 | 8.1 | 2.22 | 62 | 50 | 213742933
CARRIER | GH7TAN436**AA* | CAP**4321AL* | 59MN7C080C21**20 | 34200 | 35000 | 16 | 11.7 | 8.1 | 2.22 | 62 | 50 | 213742934
BRYANT HEATING AND COOLING SYSTEMS | GH7TAN436**AA* | CAP**4321AL* | 987MC60080C21*** | 34200 | 35000 | 16 | 11.7 | 8.1 | 2.22 | 62 | 50 | 213742936
BRYANT HEATING AND COOLING SYSTEMS | PH7TAN436**AA* | CAP**4321AL* | 987MC60080C21*** | 34200 | 35000 | 16 | 11.7 | 8.1 | 2.22 | 62 | 50 | 213742937
ARCOAIRE | N4H7T36*K*AAA* | EA*4X43L21A* | *97CMN0802120B* | 34200 | 35000 | 16 | 11.7 | 8.1 | 2.22 | 62 | 50 | 213742940
HEIL | N4H7T36*K*AAA* | EA*4X43L21A* | *97CMN0802120B* | 34200 | 35000 | 16 | 11.7 | 8.1 | 2.22 | 62 | 50 | 213742938
AIRQUEST | N4H7T36*K*AAA* | EA*4X43L21A* | *97CMN0802120B* | 34200 | 35000 | 16 | 11.7 | 8.1 | 2.22 | 62 | 50 | 213742939
DAY & NIGHT | N4H7T36*K*AAA* | EA*4X43L21A* | *97CMN0802120B* | 34200 | 35000 | 16 | 11.7 | 8.1 | 2.22 | 62 | 50 | 213742942
COMFORTMAKER | N4H7T36*K*AAA* | EA*4X43L21A* | *97CMN0802120B* | 34200 | 35000 | 16 | 11.7 | 8.1 | 2.22 | 62 | 50 | 213742941
KEEPRITE | N4H7T36*K*AAA* | EA*4X43L21A* | *97CMN0802120B* | 34200 | 35000 | 16 | 11.7 | 8.1 | 2.22 | 62 | 50 | 213742943
MARATHERM | N4H7T36*K*AAA* | EA*4X43L21A* | *97CMN0802120B* | 34200 | 35000 | 16 | 11.7 | 8.1 | 2.22 | 62 | 50 | 213742945
KENMORE | N4H7T36*K*AAA* | EA*4X43L21A* | *97CMN0802120B* | 34200 | 35000 | 16 | 11.7 | 8.1 | 2.22 | 62 | 50 | 213742944
TEMPSTAR | N4H7T36*K*AAA* | EA*4X43L21A* | *97CMN0802120B* | 34200 | 35000 | 16 | 11.7 | 8.1 | 2.22 | 62 | 50 | 213742946
TEMPSTAR | N4H7T36*K*AAA* | EA*4X43L21A* | *80CTL0451712B* | 34200 | 35400 | 15.5 | 11.7 | 8.1 | 2.2 | 62 | 51 | 213742754
MARATHERM | N4H7T36*K*AAA* | EA*4X43L21A* | *80CTL0451712B* | 34200 | 35400 | 15.5 | 11.7 | 8.1 | 2.2 | 62 | 51 | 213742753
KENMORE | N4H7T36*K*AAA* | EA*4X43L21A* | *80CTL0451712B* | 34200 | 35400 | 15.5 | 11.7 | 8.1 | 2.2 | 62 | 51 | 213742752
KEEPRITE | N4H7T36*K*AAA* | EA*4X43L21A* | *80CTL0451712B* | 34200 | 35400 | 15.5 | 11.7 | 8.1 | 2.2 | 62 | 51 | 213742751
COMFORTMAKER | N4H7T36*K*AAA* | EA*4X43L21A* | *80CTL0451712B* | 34200 | 35400 | 15.5 | 11.7 | 8.1 | 2.2 | 62 | 51 | 213742749
DAY & NIGHT | N4H7T36*K*AAA* | EA*4X43L21A* | *80CTL0451712B* | 34200 | 35400 | 15.5 | 11.7 | 8.1 | 2.2 | 62 | 51 | 213742750
ARCOAIRE | N4H7T36*K*AAA* | EA*4X43L21A* | *80CTL0451712B* | 34200 | 35400 | 15.5 | 11.7 | 8.1 | 2.2 | 62 | 51 | 213742748
AIRQUEST | N4H7T36*K*AAA* | EA*4X43L21A* | *80CTL0451712B* | 34200 | 35400 | 15.5 | 11.7 | 8.1 | 2.2 | 62 | 51 | 213742747
BRYANT HEATING AND COOLING SYSTEMS | PH7TAN436**AA* | CAP**4321AL* | 88*TB36045C17*** | 34200 | 35400 | 15.5 | 11.7 | 8.1 | 2.2 | 62 | 51 | 213742745
HEIL | N4H7T36*K*AAA* | EA*4X43L21A* | *80CTL0451712B* | 34200 | 35400 | 15.5 | 11.7 | 8.1 | 2.2 | 62 | 51 | 213742746
BRYANT HEATING AND COOLING SYSTEMS | GH7TAN436**AA* | CAP**4321AL* | 88*TB36045C17*** | 34200 | 35400 | 15.5 | 11.7 | 8.1 | 2.2 | 62 | 51 | 213742744
BRYANT HEATING AND COOLING SYSTEMS | 227TBN036**AA* | CAP**4321AL* | 88*TB36045C17*** | 34200 | 35400 | 15.5 | 11.7 | 8.1 | 2.2 | 62 | 51 | 213742743
CARRIER | GH7TAN436**AA* | CAP**4321AL* | 58TN*B045C17**12 | 34200 | 35400 | 15.5 | 11.7 | 8.1 | 2.2 | 62 | 51 | 213742742
CARRIER | 25TPB736A**30* | CAP**4321AL* | 58TN*B045C17**12 | 34200 | 35400 | 15.5 | 11.7 | 8.1 | 2.2 | 62 | 51 | 213742741
BRYANT HEATING AND COOLING SYSTEMS | 227TAN036**AA* | CAP**4321AL* | 88*TB36045C17*** | 34200 | 35400 | 15.5 | 11.7 | 8.1 | 2.2 | 62 | 51 | 213742740
MARATHERM | N4H7T36*K*AAA* | EA*4X48L24A* | *80CTL1102120B* | 33800 | 34800 | 15.5 | 11.7 | 8.1 | 2.22 | 62 | 50 | 213743361
ARCOAIRE | N4H7T36*K*AAA* | EA*4X48L24A* | *80CTL1102120B* | 33800 | 34800 | 15.5 | 11.7 | 8.1 | 2.22 | 62 | 50 | 213743356
TEMPSTAR | N4H7T36*K*AAA* | EA*4X48L24A* | *80CTL1102120B* | 33800 | 34800 | 15.5 | 11.7 | 8.1 | 2.22 | 62 | 50 | 213743362
KENMORE | N4H7T36*K*AAA* | EA*4X48L24A* | *80CTL1102120B* | 33800 | 34800 | 15.5 | 11.7 | 8.1 | 2.22 | 62 | 50 | 213743360
KEEPRITE | N4H7T36*K*AAA* | EA*4X48L24A* | *80CTL1102120B* | 33800 | 34800 | 15.5 | 11.7 | 8.1 | 2.22 | 62 | 50 | 213743359
DAY & NIGHT | N4H7T36*K*AAA* | EA*4X48L24A* | *80CTL1102120B* | 33800 | 34800 | 15.5 | 11.7 | 8.1 | 2.22 | 62 | 50 | 213743358
AIRQUEST | N4H7T36*K*AAA* | EA*4X48L24A* | *80CTL1102120B* | 33800 | 34800 | 15.5 | 11.7 | 8.1 | 2.22 | 62 | 50 | 213743355
COMFORTMAKER | N4H7T36*K*AAA* | EA*4X48L24A* | *80CTL1102120B* | 33800 | 34800 | 15.5 | 11.7 | 8.1 | 2.22 | 62 | 50 | 213743357
HEIL | N4H7T36*K*AAA* | EA*4X48L24A* | *80CTL1102120B* | 33800 | 34800 | 15.5 | 11.7 | 8.1 | 2.22 | 62 | 50 | 213743354
BRYANT HEATING AND COOLING SYSTEMS | GH7TAN436**AA* | CAP**4824AL* | 88*TB60110C21*** | 33800 | 34800 | 15.5 | 11.7 | 8.1 | 2.22 | 62 | 50 | 213743352
BRYANT HEATING AND COOLING SYSTEMS | PH7TAN436**AA* | CAP**4824AL* | 88*TB60110C21*** | 33800 | 34800 | 15.5 | 11.7 | 8.1 | 2.22 | 62 | 50 | 213743353
BRYANT HEATING AND COOLING SYSTEMS | 227TBN036**AA* | CAP**4824AL* | 88*TB60110C21*** | 33800 | 34800 | 15.5 | 11.7 | 8.1 | 2.22 | 62 | 50 | 213743351
CARRIER | GH7TAN436**AA* | CAP**4824AL* | 58TN*B110C21**20 | 33800 | 34800 | 15.5 | 11.7 | 8.1 | 2.22 | 62 | 50 | 213743350
BRYANT HEATING AND COOLING SYSTEMS | 227TAN036**AA* | CAP**4824AL* | 88*TB60110C21*** | 33800 | 34800 | 15.5 | 11.7 | 8.1 | 2.22 | 62 | 50 | 213743348
CARRIER | 25TPB736A**30* | CAP**4824AL* | 58TN*B110C21**20 | 33800 | 34800 | 15.5 | 11.7 | 8.1 | 2.22 | 62 | 50 | 213743349
KEEPRITE | N4H7T36*K*AAA* | EA*4X37L21A* | *97CMN0601714B* | 34200 | 35200 | 15.5 | 11.7 | 8.1 | 2.2 | 62 | 51 | 213742111
MARATHERM | N4H7T36*K*AAA* | EA*4X37L21A* | *97CMN0601714B* | 34200 | 35200 | 15.5 | 11.7 | 8.1 | 2.2 | 62 | 51 | 213742113
TEMPSTAR | N4H7T36*K*AAA* | EA*4X37L21A* | *97CMN0601714B* | 34200 | 35200 | 15.5 | 11.7 | 8.1 | 2.2 | 62 | 51 | 213742114
KENMORE | N4H7T36*K*AAA* | EA*4X37L21A* | *97CMN0601714B* | 34200 | 35200 | 15.5 | 11.7 | 8.1 | 2.2 | 62 | 51 | 213742112
DAY & NIGHT | N4H7T36*K*AAA* | EA*4X37L21A* | *97CMN0601714B* | 34200 | 35200 | 15.5 | 11.7 | 8.1 | 2.2 | 62 | 51 | 213742110
COMFORTMAKER | N4H7T36*K*AAA* | EA*4X37L21A* | *97CMN0601714B* | 34200 | 35200 | 15.5 | 11.7 | 8.1 | 2.2 | 62 | 51 | 213742109
ARCOAIRE | N4H7T36*K*AAA* | EA*4X37L21A* | *97CMN0601714B* | 34200 | 35200 | 15.5 | 11.7 | 8.1 | 2.2 | 62 | 51 | 213742108
BRYANT HEATING AND COOLING SYSTEMS | 227TBN036**AA* | CAP**3721AL* | 987MC42060C17*** | 34200 | 35200 | 15.5 | 11.7 | 8.1 | 2.2 | 62 | 51 | 213742103
BRYANT HEATING AND COOLING SYSTEMS | GH7TAN436**AA* | CAP**3721AL* | 987MC42060C17*** | 34200 | 35200 | 15.5 | 11.7 | 8.1 | 2.2 | 62 | 51 | 213742104
AIRQUEST | N4H7T36*K*AAA* | EA*4X37L21A* | *97CMN0601714B* | 34200 | 35200 | 15.5 | 11.7 | 8.1 | 2.2 | 62 | 51 | 213742107
HEIL | N4H7T36*K*AAA* | EA*4X37L21A* | *97CMN0601714B* | 34200 | 35200 | 15.5 | 11.7 | 8.1 | 2.2 | 62 | 51 | 213742106
BRYANT HEATING AND COOLING SYSTEMS | PH7TAN436**AA* | CAP**3721AL* | 987MC42060C17*** | 34200 | 35200 | 15.5 | 11.7 | 8.1 | 2.2 | 62 | 51 | 213742105
CARRIER | GH7TAN436**AA* | CAP**3721AL* | 59MN7C060C17**14 | 34200 | 35200 | 15.5 | 11.7 | 8.1 | 2.2 | 62 | 51 | 213742102
CARRIER | 25TPB736A**30* | CAP**3721AL* | 59MN7C060C17**14 | 34200 | 35200 | 15.5 | 11.7 | 8.1 | 2.2 | 62 | 51 | 213742101
BRYANT HEATING AND COOLING SYSTEMS | 227TAN036**AA* | CAP**3721AL* | 987MC42060C17*** | 34200 | 35200 | 15.5 | 11.7 | 8.1 | 2.2 | 62 | 51 | 213742100
KENMORE | N4H7T36*K*AAA* | EA*4X48L24A* | *97CMN0802120B* | 33400 | 34800 | 15.5 | 11.7 | 8.1 | 2.2 | 61 | 50 | 213743440
KEEPRITE | N4H7T36*K*AAA* | EA*4X48L24A* | *97CMN0802120B* | 33400 | 34800 | 15.5 | 11.7 | 8.1 | 2.2 | 61 | 50 | 213743439
DAY & NIGHT | N4H7T36*K*AAA* | EA*4X48L24A* | *97CMN0802120B* | 33400 | 34800 | 15.5 | 11.7 | 8.1 | 2.2 | 61 | 50 | 213743438
MARATHERM | N4H7T36*K*AAA* | EA*4X48L24A* | *97CMN0802120B* | 33400 | 34800 | 15.5 | 11.7 | 8.1 | 2.2 | 61 | 50 | 213743441
TEMPSTAR | N4H7T36*K*AAA* | EA*4X48L24A* | *97CMN0802120B* | 33400 | 34800 | 15.5 | 11.7 | 8.1 | 2.2 | 61 | 50 | 213743442
ARCOAIRE | N4H7T36*K*AAA* | EA*4X48L24A* | *97CMN0802120B* | 33400 | 34800 | 15.5 | 11.7 | 8.1 | 2.2 | 61 | 50 | 213743436
COMFORTMAKER | N4H7T36*K*AAA* | EA*4X48L24A* | *97CMN0802120B* | 33400 | 34800 | 15.5 | 11.7 | 8.1 | 2.2 | 61 | 50 | 213743437
AIRQUEST | N4H7T36*K*AAA* | EA*4X48L24A* | *97CMN0802120B* | 33400 | 34800 | 15.5 | 11.7 | 8.1 | 2.2 | 61 | 50 | 213743435
BRYANT HEATING AND COOLING SYSTEMS | PH7TAN436**AA* | CAP**4824AL* | 987MC60080C21*** | 33400 | 34800 | 15.5 | 11.7 | 8.1 | 2.2 | 61 | 50 | 213743433
CARRIER | GH7TAN436**AA* | CAP**4824AL* | 59MN7C080C21**20 | 33400 | 34800 | 15.5 | 11.7 | 8.1 | 2.2 | 61 | 50 | 213743430
HEIL | N4H7T36*K*AAA* | EA*4X48L24A* | *97CMN0802120B* | 33400 | 34800 | 15.5 | 11.7 | 8.1 | 2.2 | 61 | 50 | 213743434
BRYANT HEATING AND COOLING SYSTEMS | 227TAN036**AA* | CAP**4824AL* | 987MC60080C21*** | 33400 | 34800 | 15.5 | 11.7 | 8.1 | 2.2 | 61 | 50 | 213743428
BRYANT HEATING AND COOLING SYSTEMS | 227TBN036**AA* | CAP**4824AL* | 987MC60080C21*** | 33400 | 34800 | 15.5 | 11.7 | 8.1 | 2.2 | 61 | 50 | 213743431
BRYANT HEATING AND COOLING SYSTEMS | GH7TAN436**AA* | CAP**4824AL* | 987MC60080C21*** | 33400 | 34800 | 15.5 | 11.7 | 8.1 | 2.2 | 61 | 50 | 213743432
CARRIER | 25TPB736A**30* | CAP**4824AL* | 59MN7C080C21**20 | 33400 | 34800 | 15.5 | 11.7 | 8.1 | 2.2 | 61 | 50 | 213743429
MARATHERM | N4H7T36*K*AAA* | EA*4X43L21A* | *96CTN0802120B* | 34200 | 35000 | 16 | 11.7 | 8.1 | 2.22 | 62 | 50 | 213743009
TEMPSTAR | N4H7T36*K*AAA* | EA*4X43L21A* | *96CTN0802120B* | 34200 | 35000 | 16 | 11.7 | 8.1 | 2.22 | 62 | 50 | 213743010
COMFORTMAKER | N4H7T36*K*AAA* | EA*4X43L21A* | *96CTN0802120B* | 34200 | 35000 | 16 | 11.7 | 8.1 | 2.22 | 62 | 50 | 213743005
KENMORE | N4H7T36*K*AAA* | EA*4X43L21A* | *96CTN0802120B* | 34200 | 35000 | 16 | 11.7 | 8.1 | 2.22 | 62 | 50 | 213743008
DAY & NIGHT | N4H7T36*K*AAA* | EA*4X43L21A* | *96CTN0802120B* | 34200 | 35000 | 16 | 11.7 | 8.1 | 2.22 | 62 | 50 | 213743006
ARCOAIRE | N4H7T36*K*AAA* | EA*4X43L21A* | *96CTN0802120B* | 34200 | 35000 | 16 | 11.7 | 8.1 | 2.22 | 62 | 50 | 213743004
HEIL | N4H7T36*K*AAA* | EA*4X43L21A* | *96CTN0802120B* | 34200 | 35000 | 16 | 11.7 | 8.1 | 2.22 | 62 | 50 | 213743002
AIRQUEST | N4H7T36*K*AAA* | EA*4X43L21A* | *96CTN0802120B* | 34200 | 35000 | 16 | 11.7 | 8.1 | 2.22 | 62 | 50 | 213743003
KEEPRITE | N4H7T36*K*AAA* | EA*4X43L21A* | *96CTN0802120B* | 34200 | 35000 | 16 | 11.7 | 8.1 | 2.22 | 62 | 50 | 213743007
BRYANT HEATING AND COOLING SYSTEMS | 227TBN036**AA* | CAP**4321AL* | 986TD60080C21*** | 34200 | 35000 | 16 | 11.7 | 8.1 | 2.22 | 62 | 50 | 213742999
BRYANT HEATING AND COOLING SYSTEMS | 227TAN036**AA* | CAP**4321AL* | 986TD60080C21*** | 34200 | 35000 | 16 | 11.7 | 8.1 | 2.22 | 62 | 50 | 213742996
CARRIER | 25TPB736A**30* | CAP**4321AL* | 59TN6C080C21**20 | 34200 | 35000 | 16 | 11.7 | 8.1 | 2.22 | 62 | 50 | 213742997
CARRIER | GH7TAN436**AA* | CAP**4321AL* | 59TN6C080C21**20 | 34200 | 35000 | 16 | 11.7 | 8.1 | 2.22 | 62 | 50 | 213742998
BRYANT HEATING AND COOLING SYSTEMS | PH7TAN436**AA* | CAP**4321AL* | 986TD60080C21*** | 34200 | 35000 | 16 | 11.7 | 8.1 | 2.22 | 62 | 50 | 213743001
BRYANT HEATING AND COOLING SYSTEMS | GH7TAN436**AA* | CAP**4321AL* | 986TD60080C21*** | 34200 | 35000 | 16 | 11.7 | 8.1 | 2.22 | 62 | 50 | 213743000
TEMPSTAR | N4H7T36*K*AAA* | EA*4X37L21A* | *97CMN0802120B* | 34200 | 35000 | 16 | 11.7 | 8.1 | 2.22 | 62 | 50 | 213742162
KENMORE | N4H7T36*K*AAA* | EA*4X37L21A* | *97CMN0802120B* | 34200 | 35000 | 16 | 11.7 | 8.1 | 2.22 | 62 | 50 | 213742160
MARATHERM | N4H7T36*K*AAA* | EA*4X37L21A* | *97CMN0802120B* | 34200 | 35000 | 16 | 11.7 | 8.1 | 2.22 | 62 | 50 | 213742161
DAY & NIGHT | N4H7T36*K*AAA* | EA*4X37L21A* | *97CMN0802120B* | 34200 | 35000 | 16 | 11.7 | 8.1 | 2.22 | 62 | 50 | 213742158
KEEPRITE | N4H7T36*K*AAA* | EA*4X37L21A* | *97CMN0802120B* | 34200 | 35000 | 16 | 11.7 | 8.1 | 2.22 | 62 | 50 | 213742159
COMFORTMAKER | N4H7T36*K*AAA* | EA*4X37L21A* | *97CMN0802120B* | 34200 | 35000 | 16 | 11.7 | 8.1 | 2.22 | 62 | 50 | 213742157
HEIL | N4H7T36*K*AAA* | EA*4X37L21A* | *97CMN0802120B* | 34200 | 35000 | 16 | 11.7 | 8.1 | 2.22 | 62 | 50 | 213742154
ARCOAIRE | N4H7T36*K*AAA* | EA*4X37L21A* | *97CMN0802120B* | 34200 | 35000 | 16 | 11.7 | 8.1 | 2.22 | 62 | 50 | 213742156
AIRQUEST | N4H7T36*K*AAA* | EA*4X37L21A* | *97CMN0802120B* | 34200 | 35000 | 16 | 11.7 | 8.1 | 2.22 | 62 | 50 | 213742155
BRYANT HEATING AND COOLING SYSTEMS | PH7TAN436**AA* | CAP**3721AL* | 987MC60080C21*** | 34200 | 35000 | 16 | 11.7 | 8.1 | 2.22 | 62 | 50 | 213742153
BRYANT HEATING AND COOLING SYSTEMS | GH7TAN436**AA* | CAP**3721AL* | 987MC60080C21*** | 34200 | 35000 | 16 | 11.7 | 8.1 | 2.22 | 62 | 50 | 213742152
BRYANT HEATING AND COOLING SYSTEMS | 227TBN036**AA* | CAP**3721AL* | 987MC60080C21*** | 34200 | 35000 | 16 | 11.7 | 8.1 | 2.22 | 62 | 50 | 213742151
CARRIER | 25TPB736A**30* | CAP**3721AL* | 59MN7C080C21**20 | 34200 | 35000 | 16 | 11.7 | 8.1 | 2.22 | 62 | 50 | 213742149
CARRIER | GH7TAN436**AA* | CAP**3721AL* | 59MN7C080C21**20 | 34200 | 35000 | 16 | 11.7 | 8.1 | 2.22 | 62 | 50 | 213742150
BRYANT HEATING AND COOLING SYSTEMS | 227TAN036**AA* | CAP**3721AL* | 987MC60080C21*** | 34200 | 35000 | 16 | 11.7 | 8.1 | 2.22 | 62 | 50 | 213742148
MARATHERM | N4H7T36*K*AAA* | EA*4X37L21A* | *96CTN0802120B* | 34200 | 35000 | 16 | 11.7 | 8.1 | 2.22 | 62 | 50 | 213742225
KENMORE | N4H7T36*K*AAA* | EA*4X37L21A* | *96CTN0802120B* | 34200 | 35000 | 16 | 11.7 | 8.1 | 2.22 | 62 | 50 | 213742224
TEMPSTAR | N4H7T36*K*AAA* | EA*4X37L21A* | *96CTN0802120B* | 34200 | 35000 | 16 | 11.7 | 8.1 | 2.22 | 62 | 50 | 213742226
DAY & NIGHT | N4H7T36*K*AAA* | EA*4X37L21A* | *96CTN0802120B* | 34200 | 35000 | 16 | 11.7 | 8.1 | 2.22 | 62 | 50 | 213742222
KEEPRITE | N4H7T36*K*AAA* | EA*4X37L21A* | *96CTN0802120B* | 34200 | 35000 | 16 | 11.7 | 8.1 | 2.22 | 62 | 50 | 213742223
COMFORTMAKER | N4H7T36*K*AAA* | EA*4X37L21A* | *96CTN0802120B* | 34200 | 35000 | 16 | 11.7 | 8.1 | 2.22 | 62 | 50 | 213742221
BRYANT HEATING AND COOLING SYSTEMS | GH7TAN436**AA* | CAP**3721AL* | 986TD60080C21*** | 34200 | 35000 | 16 | 11.7 | 8.1 | 2.22 | 62 | 50 | 213742216
AIRQUEST | N4H7T36*K*AAA* | EA*4X37L21A* | *96CTN0802120B* | 34200 | 35000 | 16 | 11.7 | 8.1 | 2.22 | 62 | 50 | 213742219
ARCOAIRE | N4H7T36*K*AAA* | EA*4X37L21A* | *96CTN0802120B* | 34200 | 35000 | 16 | 11.7 | 8.1 | 2.22 | 62 | 50 | 213742220
HEIL | N4H7T36*K*AAA* | EA*4X37L21A* | *96CTN0802120B* | 34200 | 35000 | 16 | 11.7 | 8.1 | 2.22 | 62 | 50 | 213742218
BRYANT HEATING AND COOLING SYSTEMS | PH7TAN436**AA* | CAP**3721AL* | 986TD60080C21*** | 34200 | 35000 | 16 | 11.7 | 8.1 | 2.22 | 62 | 50 | 213742217
BRYANT HEATING AND COOLING SYSTEMS | 227TBN036**AA* | CAP**3721AL* | 986TD60080C21*** | 34200 | 35000 | 16 | 11.7 | 8.1 | 2.22 | 62 | 50 | 213742215
BRYANT HEATING AND COOLING SYSTEMS | 227TAN036**AA* | CAP**3721AL* | 986TD60080C21*** | 34200 | 35000 | 16 | 11.7 | 8.1 | 2.22 | 62 | 50 | 213742212
CARRIER | 25TPB736A**30* | CAP**3721AL* | 59TN6C080C21**20 | 34200 | 35000 | 16 | 11.7 | 8.1 | 2.22 | 62 | 50 | 213742213
CARRIER | GH7TAN436**AA* | CAP**3721AL* | 59TN6C080C21**20 | 34200 | 35000 | 16 | 11.7 | 8.1 | 2.22 | 62 | 50 | 213742214
MARATHERM | N4H7T60*K*AAA* | EA*4X61L21A* | *97CMN1002122B* | 54500 | 58000 | 15.5 | 11.7 | 8.1 | 2.24 | 64 | 51 | 213749274
TEMPSTAR | N4H7T60*K*AAA* | EA*4X61L21A* | *97CMN1002122B* | 54500 | 58000 | 15.5 | 11.7 | 8.1 | 2.24 | 64 | 51 | 213749275
KENMORE | N4H7T60*K*AAA* | EA*4X61L21A* | *97CMN1002122B* | 54500 | 58000 | 15.5 | 11.7 | 8.1 | 2.24 | 64 | 51 | 213749273
DAY & NIGHT | N4H7T60*K*AAA* | EA*4X61L21A* | *97CMN1002122B* | 54500 | 58000 | 15.5 | 11.7 | 8.1 | 2.24 | 64 | 51 | 213749271
COMFORTMAKER | N4H7T60*K*AAA* | EA*4X61L21A* | *97CMN1002122B* | 54500 | 58000 | 15.5 | 11.7 | 8.1 | 2.24 | 64 | 51 | 213749270
KEEPRITE | N4H7T60*K*AAA* | EA*4X61L21A* | *97CMN1002122B* | 54500 | 58000 | 15.5 | 11.7 | 8.1 | 2.24 | 64 | 51 | 213749272
ARCOAIRE | N4H7T60*K*AAA* | EA*4X61L21A* | *97CMN1002122B* | 54500 | 58000 | 15.5 | 11.7 | 8.1 | 2.24 | 64 | 51 | 213749269
HEIL | N4H7T60*K*AAA* | EA*4X61L21A* | *97CMN1002122B* | 54500 | 58000 | 15.5 | 11.7 | 8.1 | 2.24 | 64 | 51 | 213749267
AIRQUEST | N4H7T60*K*AAA* | EA*4X61L21A* | *97CMN1002122B* | 54500 | 58000 | 15.5 | 11.7 | 8.1 | 2.24 | 64 | 51 | 213749268
BRYANT HEATING AND COOLING SYSTEMS | GH7TAN460**AA* | CAP**6121AL* | 987MC66100C21*** | 54500 | 58000 | 15.5 | 11.7 | 8.1 | 2.24 | 64 | 51 | 213749265
BRYANT HEATING AND COOLING SYSTEMS | PH7TAN460**AA* | CAP**6121AL* | 987MC66100C21*** | 54500 | 58000 | 15.5 | 11.7 | 8.1 | 2.24 | 64 | 51 | 213749266
CARRIER | GH7TAN460**AA* | CAP**6121AL* | 59MN7C100C21**22 | 54500 | 58000 | 15.5 | 11.7 | 8.1 | 2.24 | 64 | 51 | 213749263
CARRIER | 25TPB760A**30* | CAP**6121AL* | 59MN7C100C21**22 | 54500 | 58000 | 15.5 | 11.7 | 8.1 | 2.24 | 64 | 51 | 213749262
BRYANT HEATING AND COOLING SYSTEMS | 227TBN060**AA* | CAP**6121AL* | 987MC66100C21*** | 54500 | 58000 | 15.5 | 11.7 | 8.1 | 2.24 | 64 | 51 | 213749264
BRYANT HEATING AND COOLING SYSTEMS | 227TAN060**AA* | CAP**6121AL* | 987MC66100C21*** | 54500 | 58000 | 15.5 | 11.7 | 8.1 | 2.24 | 64 | 51 | 213749261
TEMPSTAR | N4H7T36*K*AAA* | EA*4X48L24A* | *96CTN0802120B* | 33400 | 34600 | 15.5 | 11.7 | 8.1 | 2.2 | 62 | 50 | 213743490
KENMORE | N4H7T36*K*AAA* | EA*4X48L24A* | *96CTN0802120B* | 33400 | 34600 | 15.5 | 11.7 | 8.1 | 2.2 | 62 | 50 | 213743488
KEEPRITE | N4H7T36*K*AAA* | EA*4X48L24A* | *96CTN0802120B* | 33400 | 34600 | 15.5 | 11.7 | 8.1 | 2.2 | 62 | 50 | 213743487
ARCOAIRE | N4H7T36*K*AAA* | EA*4X48L24A* | *96CTN0802120B* | 33400 | 34600 | 15.5 | 11.7 | 8.1 | 2.2 | 62 | 50 | 213743484
MARATHERM | N4H7T36*K*AAA* | EA*4X48L24A* | *96CTN0802120B* | 33400 | 34600 | 15.5 | 11.7 | 8.1 | 2.2 | 62 | 50 | 213743489
DAY & NIGHT | N4H7T36*K*AAA* | EA*4X48L24A* | *96CTN0802120B* | 33400 | 34600 | 15.5 | 11.7 | 8.1 | 2.2 | 62 | 50 | 213743486
COMFORTMAKER | N4H7T36*K*AAA* | EA*4X48L24A* | *96CTN0802120B* | 33400 | 34600 | 15.5 | 11.7 | 8.1 | 2.2 | 62 | 50 | 213743485
BRYANT HEATING AND COOLING SYSTEMS | GH7TAN436**AA* | CAP**4824AL* | 986TD60080C21*** | 33400 | 34600 | 15.5 | 11.7 | 8.1 | 2.2 | 62 | 50 | 213743480
HEIL | N4H7T36*K*AAA* | EA*4X48L24A* | *96CTN0802120B* | 33400 | 34600 | 15.5 | 11.7 | 8.1 | 2.2 | 62 | 50 | 213743482
BRYANT HEATING AND COOLING SYSTEMS | 227TBN036**AA* | CAP**4824AL* | 986TD60080C21*** | 33400 | 34600 | 15.5 | 11.7 | 8.1 | 2.2 | 62 | 50 | 213743479
AIRQUEST | N4H7T36*K*AAA* | EA*4X48L24A* | *96CTN0802120B* | 33400 | 34600 | 15.5 | 11.7 | 8.1 | 2.2 | 62 | 50 | 213743483
BRYANT HEATING AND COOLING SYSTEMS | PH7TAN436**AA* | CAP**4824AL* | 986TD60080C21*** | 33400 | 34600 | 15.5 | 11.7 | 8.1 | 2.2 | 62 | 50 | 213743481
CARRIER | GH7TAN436**AA* | CAP**4824AL* | 59TN6C080C21**20 | 33400 | 34600 | 15.5 | 11.7 | 8.1 | 2.2 | 62 | 50 | 213743478
CARRIER | 25TPB736A**30* | CAP**4824AL* | 59TN6C080C21**20 | 33400 | 34600 | 15.5 | 11.7 | 8.1 | 2.2 | 62 | 50 | 213743477
BRYANT HEATING AND COOLING SYSTEMS | 227TAN036**AA* | CAP**4824AL* | 986TD60080C21*** | 33400 | 34600 | 15.5 | 11.7 | 8.1 | 2.2 | 62 | 50 | 213743476
MARATHERM | N4H7T24*K*AAA* | EA*4X37L21A* | *96CTN0601714B* | 23000 | 24200 | 16.5 | 12.5 | 8.1 | 2.34 | 60 | 45 | 213753936
KENMORE | N4H7T24*K*AAA* | EA*4X37L21A* | *96CTN0601714B* | 23000 | 24200 | 16.5 | 12.5 | 8.1 | 2.34 | 60 | 45 | 213753934
DAY & NIGHT | N4H7T24*K*AAA* | EA*4X37L21A* | *96CTN0601714B* | 23000 | 24200 | 16.5 | 12.5 | 8.1 | 2.34 | 60 | 45 | 213753931
KEEPRITE | N4H7T24*K*AAA* | EA*4X37L21A* | *96CTN0601714B* | 23000 | 24200 | 16.5 | 12.5 | 8.1 | 2.34 | 60 | 45 | 213753933
ARCOAIRE | N4H7T24*K*AAA* | EA*4X37L21A* | *96CTN0601714B* | 23000 | 24200 | 16.5 | 12.5 | 8.1 | 2.34 | 60 | 45 | 213753928
COMFORTMAKER | N4H7T24*K*AAA* | EA*4X37L21A* | *96CTN0601714B* | 23000 | 24200 | 16.5 | 12.5 | 8.1 | 2.34 | 60 | 45 | 213753929
AIRQUEST | N4H7T24*K*AAA* | EA*4X37L21A* | *96CTN0601714B* | 23000 | 24200 | 16.5 | 12.5 | 8.1 | 2.34 | 60 | 45 | 213753926
HEIL | N4H7T24*K*AAA* | EA*4X37L21A* | *96CTN0601714B* | 23000 | 24200 | 16.5 | 12.5 | 8.1 | 2.34 | 60 | 45 | 213753925
BRYANT HEATING AND COOLING SYSTEMS | PH7TAN424**AA* | CAP**3721AL* | 986TD42060C17*** | 23000 | 24200 | 16.5 | 12.5 | 8.1 | 2.34 | 60 | 45 | 213753923
BRYANT HEATING AND COOLING SYSTEMS | GH7TAN424**AA* | CAP**3721AL* | 986TD42060C17*** | 23000 | 24200 | 16.5 | 12.5 | 8.1 | 2.34 | 60 | 45 | 213753922
CARRIER | 25TPB724A**30* | CAP**3721AL* | 59TN6C060C17**14 | 23000 | 24200 | 16.5 | 12.5 | 8.1 | 2.34 | 60 | 45 | 213753917
BRYANT HEATING AND COOLING SYSTEMS | 227TBN024**AA* | CAP**3721AL* | 986TD42060C17*** | 23000 | 24200 | 16.5 | 12.5 | 8.1 | 2.34 | 60 | 45 | 213753920
CARRIER | GH7TAN424**AA* | CAP**3721AL* | 59TN6C060C17**14 | 23000 | 24200 | 16.5 | 12.5 | 8.1 | 2.34 | 60 | 45 | 213753918
BRYANT HEATING AND COOLING SYSTEMS | 227TAN024**AA* | CAP**3721AL* | 986TD42060C17*** | 23000 | 24200 | 16.5 | 12.5 | 8.1 | 2.34 | 60 | 45 | 213753915
TEMPSTAR | N4H7T24*K*AAA* | EA*4X37L21A* | *97CMN0801714B* | 22800 | 24000 | 16.5 | 12.5 | 8.1 | 2.32 | 60 | 45 | 213753912
MARATHERM | N4H7T24*K*AAA* | EA*4X37L21A* | *97CMN0801714B* | 22800 | 24000 | 16.5 | 12.5 | 8.1 | 2.32 | 60 | 45 | 213753910
KENMORE | N4H7T24*K*AAA* | EA*4X37L21A* | *97CMN0801714B* | 22800 | 24000 | 16.5 | 12.5 | 8.1 | 2.32 | 60 | 45 | 213753909
KEEPRITE | N4H7T24*K*AAA* | EA*4X37L21A* | *97CMN0801714B* | 22800 | 24000 | 16.5 | 12.5 | 8.1 | 2.32 | 60 | 45 | 213753907
DAY & NIGHT | N4H7T24*K*AAA* | EA*4X37L21A* | *97CMN0801714B* | 22800 | 24000 | 16.5 | 12.5 | 8.1 | 2.32 | 60 | 45 | 213753905
COMFORTMAKER | N4H7T24*K*AAA* | EA*4X37L21A* | *97CMN0801714B* | 22800 | 24000 | 16.5 | 12.5 | 8.1 | 2.32 | 60 | 45 | 213753904
ARCOAIRE | N4H7T24*K*AAA* | EA*4X37L21A* | *97CMN0801714B* | 22800 | 24000 | 16.5 | 12.5 | 8.1 | 2.32 | 60 | 45 | 213753902
HEIL | N4H7T24*K*AAA* | EA*4X37L21A* | *97CMN0801714B* | 22800 | 24000 | 16.5 | 12.5 | 8.1 | 2.32 | 60 | 45 | 213753899
AIRQUEST | N4H7T24*K*AAA* | EA*4X37L21A* | *97CMN0801714B* | 22800 | 24000 | 16.5 | 12.5 | 8.1 | 2.32 | 60 | 45 | 213753900
BRYANT HEATING AND COOLING SYSTEMS | PH7TAN424**AA* | CAP**3721AL* | 987MC42080C17*** | 22800 | 24000 | 16.5 | 12.5 | 8.1 | 2.32 | 60 | 45 | 213753897
BRYANT HEATING AND COOLING SYSTEMS | GH7TAN424**AA* | CAP**3721AL* | 987MC42080C17*** | 22800 | 24000 | 16.5 | 12.5 | 8.1 | 2.32 | 60 | 45 | 213753895
BRYANT HEATING AND COOLING SYSTEMS | 227TBN024**AA* | CAP**3721AL* | 987MC42080C17*** | 22800 | 24000 | 16.5 | 12.5 | 8.1 | 2.32 | 60 | 45 | 213753894
CARRIER | GH7TAN424**AA* | CAP**3721AL* | 59MN7C080C17**14 | 22800 | 24000 | 16.5 | 12.5 | 8.1 | 2.32 | 60 | 45 | 213753892
CARRIER | 25TPB724A**30* | CAP**3721AL* | 59MN7C080C17**14 | 22800 | 24000 | 16.5 | 12.5 | 8.1 | 2.32 | 60 | 45 | 213753890
BRYANT HEATING AND COOLING SYSTEMS | 227TAN024**AA* | CAP**3721AL* | 987MC42080C17*** | 22800 | 24000 | 16.5 | 12.5 | 8.1 | 2.32 | 60 | 45 | 213753889
TEMPSTAR | N4H7T24*K*AAA* | EA*4X37L21A* | *97CMN0601714B* | 22800 | 24000 | 16.5 | 12.5 | 8.1 | 2.32 | 60 | 45 | 213753886
MARATHERM | N4H7T24*K*AAA* | EA*4X37L21A* | *97CMN0601714B* | 22800 | 24000 | 16.5 | 12.5 | 8.1 | 2.32 | 60 | 45 | 213753884
KENMORE | N4H7T24*K*AAA* | EA*4X37L21A* | *97CMN0601714B* | 22800 | 24000 | 16.5 | 12.5 | 8.1 | 2.32 | 60 | 45 | 213753882
KEEPRITE | N4H7T24*K*AAA* | EA*4X37L21A* | *97CMN0601714B* | 22800 | 24000 | 16.5 | 12.5 | 8.1 | 2.32 | 60 | 45 | 213753881
DAY & NIGHT | N4H7T24*K*AAA* | EA*4X37L21A* | *97CMN0601714B* | 22800 | 24000 | 16.5 | 12.5 | 8.1 | 2.32 | 60 | 45 | 213753879
ARCOAIRE | N4H7T24*K*AAA* | EA*4X37L21A* | *97CMN0601714B* | 22800 | 24000 | 16.5 | 12.5 | 8.1 | 2.32 | 60 | 45 | 213753876
COMFORTMAKER | N4H7T24*K*AAA* | EA*4X37L21A* | *97CMN0601714B* | 22800 | 24000 | 16.5 | 12.5 | 8.1 | 2.32 | 60 | 45 | 213753877
AIRQUEST | N4H7T24*K*AAA* | EA*4X37L21A* | *97CMN0601714B* | 22800 | 24000 | 16.5 | 12.5 | 8.1 | 2.32 | 60 | 45 | 213753874
HEIL | N4H7T24*K*AAA* | EA*4X37L21A* | *97CMN0601714B* | 22800 | 24000 | 16.5 | 12.5 | 8.1 | 2.32 | 60 | 45 | 213753873
BRYANT HEATING AND COOLING SYSTEMS | PH7TAN424**AA* | CAP**3721AL* | 987MC42060C17*** | 22800 | 24000 | 16.5 | 12.5 | 8.1 | 2.32 | 60 | 45 | 213753871
BRYANT HEATING AND COOLING SYSTEMS | GH7TAN424**AA* | CAP**3721AL* | 987MC42060C17*** | 22800 | 24000 | 16.5 | 12.5 | 8.1 | 2.32 | 60 | 45 | 213753870
BRYANT HEATING AND COOLING SYSTEMS | 227TBN024**AA* | CAP**3721AL* | 987MC42060C17*** | 22800 | 24000 | 16.5 | 12.5 | 8.1 | 2.32 | 60 | 45 | 213753868
CARRIER | GH7TAN424**AA* | CAP**3721AL* | 59MN7C060C17**14 | 22800 | 24000 | 16.5 | 12.5 | 8.1 | 2.32 | 60 | 45 | 213753866
CARRIER | 25TPB724A**30* | CAP**3721AL* | 59MN7C060C17**14 | 22800 | 24000 | 16.5 | 12.5 | 8.1 | 2.32 | 60 | 45 | 213753865
BRYANT HEATING AND COOLING SYSTEMS | 227TAN024**AA* | CAP**3721AL* | 987MC42060C17*** | 22800 | 24000 | 16.5 | 12.5 | 8.1 | 2.32 | 60 | 45 | 213753863
MARATHERM | N4H7T24*K*AAA* | EA*4X37L21A* | *95CSU0601716B* | 23000 | 24000 | 16.5 | 12.5 | 8.1 | 2.34 | 60 | 45 | 213753858
TEMPSTAR | N4H7T24*K*AAA* | EA*4X37L21A* | *95CSU0601716B* | 23000 | 24000 | 16.5 | 12.5 | 8.1 | 2.34 | 60 | 45 | 213753860
KENMORE | N4H7T24*K*AAA* | EA*4X37L21A* | *95CSU0601716B* | 23000 | 24000 | 16.5 | 12.5 | 8.1 | 2.34 | 60 | 45 | 213753856
KEEPRITE | N4H7T24*K*AAA* | EA*4X37L21A* | *95CSU0601716B* | 23000 | 24000 | 16.5 | 12.5 | 8.1 | 2.34 | 60 | 45 | 213753855
DAY & NIGHT | N4H7T24*K*AAA* | EA*4X37L21A* | *95CSU0601716B* | 23000 | 24000 | 16.5 | 12.5 | 8.1 | 2.34 | 60 | 45 | 213753853
COMFORTMAKER | N4H7T24*K*AAA* | EA*4X37L21A* | *95CSU0601716B* | 23000 | 24000 | 16.5 | 12.5 | 8.1 | 2.34 | 60 | 45 | 213753851
ARCOAIRE | N4H7T24*K*AAA* | EA*4X37L21A* | *95CSU0601716B* | 23000 | 24000 | 16.5 | 12.5 | 8.1 | 2.34 | 60 | 45 | 213753850
AIRQUEST | N4H7T24*K*AAA* | EA*4X37L21A* | *95CSU0601716B* | 23000 | 24000 | 16.5 | 12.5 | 8.1 | 2.34 | 60 | 45 | 213753848
HEIL | N4H7T24*K*AAA* | EA*4X37L21A* | *95CSU0601716B* | 23000 | 24000 | 16.5 | 12.5 | 8.1 | 2.34 | 60 | 45 | 213753846
BRYANT HEATING AND COOLING SYSTEMS | PH7TAN424**AA* | CAP**3721AL* | 935CB48060C17*** | 23000 | 24000 | 16.5 | 12.5 | 8.1 | 2.34 | 60 | 45 | 213753845
BRYANT HEATING AND COOLING SYSTEMS | GH7TAN424**AA* | CAP**3721AL* | 935CB48060C17*** | 23000 | 24000 | 16.5 | 12.5 | 8.1 | 2.34 | 60 | 45 | 213753843
BRYANT HEATING AND COOLING SYSTEMS | 227TBN024**AA* | CAP**3721AL* | 935CB48060C17*** | 23000 | 24000 | 16.5 | 12.5 | 8.1 | 2.34 | 60 | 45 | 213753841
CARRIER | GH7TAN424**AA* | CAP**3721AL* | 59CU5B060C17**16 | 23000 | 24000 | 16.5 | 12.5 | 8.1 | 2.34 | 60 | 45 | 213753840
BRYANT HEATING AND COOLING SYSTEMS | 227TAN024**AA* | CAP**3721AL* | 935CB48060C17*** | 23000 | 24000 | 16.5 | 12.5 | 8.1 | 2.34 | 60 | 45 | 213753837
CARRIER | 25TPB724A**30* | CAP**3721AL* | 59CU5B060C17**16 | 23000 | 24000 | 16.5 | 12.5 | 8.1 | 2.34 | 60 | 45 | 213753838
CARRIER | GH7TAN424**AA* | CAP**3721AL* | 58TN*B070C17**16 | 23200 | 24200 | 16 | 13 | 8.1 | 2.34 | 60 | 45 | 213753787
CARRIER | 25TPB724A**30* | CAP**3721AL* | 58TN*B070C17**16 | 23200 | 24200 | 16 | 13 | 8.1 | 2.34 | 60 | 45 | 213753785
BRYANT HEATING AND COOLING SYSTEMS | 227TAN024**AA* | CAP**3721AL* | 88*TB48070C17*** | 23200 | 24200 | 16 | 13 | 8.1 | 2.34 | 60 | 45 | 213753784
TEMPSTAR | N4H7T24*K*AAA* | EA*4X37L21A* | *80CTL0451712B* | 23000 | 24200 | 16.5 | 12.5 | 8.1 | 2.32 | 60 | 45 | 213753780
MARATHERM | N4H7T24*K*AAA* | EA*4X37L21A* | *80CTL0451712B* | 23000 | 24200 | 16.5 | 12.5 | 8.1 | 2.32 | 60 | 45 | 213753779
DAY & NIGHT | N4H7T24*K*AAA* | EA*4X37L21A* | *80CTL0451712B* | 23000 | 24200 | 16.5 | 12.5 | 8.1 | 2.32 | 60 | 45 | 213753774
KENMORE | N4H7T24*K*AAA* | EA*4X37L21A* | *80CTL0451712B* | 23000 | 24200 | 16.5 | 12.5 | 8.1 | 2.32 | 60 | 45 | 213753777
KEEPRITE | N4H7T24*K*AAA* | EA*4X37L21A* | *80CTL0451712B* | 23000 | 24200 | 16.5 | 12.5 | 8.1 | 2.32 | 60 | 45 | 213753775
COMFORTMAKER | N4H7T24*K*AAA* | EA*4X37L21A* | *80CTL0451712B* | 23000 | 24200 | 16.5 | 12.5 | 8.1 | 2.32 | 60 | 45 | 213753772
ARCOAIRE | N4H7T24*K*AAA* | EA*4X37L21A* | *80CTL0451712B* | 23000 | 24200 | 16.5 | 12.5 | 8.1 | 2.32 | 60 | 45 | 213753770
AIRQUEST | N4H7T24*K*AAA* | EA*4X37L21A* | *80CTL0451712B* | 23000 | 24200 | 16.5 | 12.5 | 8.1 | 2.32 | 60 | 45 | 213753769
HEIL | N4H7T24*K*AAA* | EA*4X37L21A* | *80CTL0451712B* | 23000 | 24200 | 16.5 | 12.5 | 8.1 | 2.32 | 60 | 45 | 213753767
BRYANT HEATING AND COOLING SYSTEMS | PH7TAN424**AA* | CAP**3721AL* | 88*TB36045C17*** | 23000 | 24200 | 16.5 | 12.5 | 8.1 | 2.32 | 60 | 45 | 213753765
BRYANT HEATING AND COOLING SYSTEMS | GH7TAN424**AA* | CAP**3721AL* | 88*TB36045C17*** | 23000 | 24200 | 16.5 | 12.5 | 8.1 | 2.32 | 60 | 45 | 213753764
BRYANT HEATING AND COOLING SYSTEMS | 227TBN024**AA* | CAP**3721AL* | 88*TB36045C17*** | 23000 | 24200 | 16.5 | 12.5 | 8.1 | 2.32 | 60 | 45 | 213753762
BRYANT HEATING AND COOLING SYSTEMS | 227TAN024**AA* | CAP**3721AL* | 88*TB36045C17*** | 23000 | 24200 | 16.5 | 12.5 | 8.1 | 2.32 | 60 | 45 | 213753757
CARRIER | GH7TAN424**AA* | CAP**3721AL* | 58TN*B045C17**12 | 23000 | 24200 | 16.5 | 12.5 | 8.1 | 2.32 | 60 | 45 | 213753761
CARRIER | 25TPB724A**30* | CAP**3721AL* | 58TN*B045C17**12 | 23000 | 24200 | 16.5 | 12.5 | 8.1 | 2.32 | 60 | 45 | 213753759
TEMPSTAR | N4H7T24*K*AAA* | EA*4X37L17A* | *96CTN0801714B* | 22800 | 24000 | 16.5 | 12.5 | 8.1 | 2.3 | 60 | 45 | 213753754
MARATHERM | N4H7T24*K*AAA* | EA*4X37L17A* | *96CTN0801714B* | 22800 | 24000 | 16.5 | 12.5 | 8.1 | 2.3 | 60 | 45 | 213753752
KENMORE | N4H7T24*K*AAA* | EA*4X37L17A* | *96CTN0801714B* | 22800 | 24000 | 16.5 | 12.5 | 8.1 | 2.3 | 60 | 45 | 213753751
KEEPRITE | N4H7T24*K*AAA* | EA*4X37L17A* | *96CTN0801714B* | 22800 | 24000 | 16.5 | 12.5 | 8.1 | 2.3 | 60 | 45 | 213753749
DAY & NIGHT | N4H7T24*K*AAA* | EA*4X37L17A* | *96CTN0801714B* | 22800 | 24000 | 16.5 | 12.5 | 8.1 | 2.3 | 60 | 45 | 213753747
COMFORTMAKER | N4H7T24*K*AAA* | EA*4X37L17A* | *96CTN0801714B* | 22800 | 24000 | 16.5 | 12.5 | 8.1 | 2.3 | 60 | 45 | 213753746
ARCOAIRE | N4H7T24*K*AAA* | EA*4X37L17A* | *96CTN0801714B* | 22800 | 24000 | 16.5 | 12.5 | 8.1 | 2.3 | 60 | 45 | 213753744
AIRQUEST | N4H7T24*K*AAA* | EA*4X37L17A* | *96CTN0801714B* | 22800 | 24000 | 16.5 | 12.5 | 8.1 | 2.3 | 60 | 45 | 213753742
HEIL | N4H7T24*K*AAA* | EA*4X37L17A* | *96CTN0801714B* | 22800 | 24000 | 16.5 | 12.5 | 8.1 | 2.3 | 60 | 45 | 213753741
BRYANT HEATING AND COOLING SYSTEMS | PH7TAN424**AA* | CAP**3717AL* | 986TD42080C17*** | 22800 | 24000 | 16.5 | 12.5 | 8.1 | 2.3 | 60 | 45 | 213753739
BRYANT HEATING AND COOLING SYSTEMS | 227TBN024**AA* | CAP**3717AL* | 986TD42080C17*** | 22800 | 24000 | 16.5 | 12.5 | 8.1 | 2.3 | 60 | 45 | 213753736
BRYANT HEATING AND COOLING SYSTEMS | GH7TAN424**AA* | CAP**3717AL* | 986TD42080C17*** | 22800 | 24000 | 16.5 | 12.5 | 8.1 | 2.3 | 60 | 45 | 213753737
TEMPSTAR | N4H7T24*K*AAA* | EA*4X36L21A* | *95CSU0601716B* | 22400 | 23600 | 16 | 12 | 8.1 | 2.26 | 60 | 44 | 213753385
MARATHERM | N4H7T24*K*AAA* | EA*4X36L21A* | *95CSU0601716B* | 22400 | 23600 | 16 | 12 | 8.1 | 2.26 | 60 | 44 | 213753383
KENMORE | N4H7T24*K*AAA* | EA*4X36L21A* | *95CSU0601716B* | 22400 | 23600 | 16 | 12 | 8.1 | 2.26 | 60 | 44 | 213753382
KEEPRITE | N4H7T24*K*AAA* | EA*4X36L21A* | *95CSU0601716B* | 22400 | 23600 | 16 | 12 | 8.1 | 2.26 | 60 | 44 | 213753380
DAY & NIGHT | N4H7T24*K*AAA* | EA*4X36L21A* | *95CSU0601716B* | 22400 | 23600 | 16 | 12 | 8.1 | 2.26 | 60 | 44 | 213753378
COMFORTMAKER | N4H7T24*K*AAA* | EA*4X36L21A* | *95CSU0601716B* | 22400 | 23600 | 16 | 12 | 8.1 | 2.26 | 60 | 44 | 213753377
ARCOAIRE | N4H7T24*K*AAA* | EA*4X36L21A* | *95CSU0601716B* | 22400 | 23600 | 16 | 12 | 8.1 | 2.26 | 60 | 44 | 213753375
HEIL | N4H7T24*K*AAA* | EA*4X36L21A* | *95CSU0601716B* | 22400 | 23600 | 16 | 12 | 8.1 | 2.26 | 60 | 44 | 213753372
BRYANT HEATING AND COOLING SYSTEMS | PH7TAN424**AA* | CAP**3621AL* | 935CB48060C17*** | 22400 | 23600 | 16 | 12 | 8.1 | 2.26 | 60 | 44 | 213753370
AIRQUEST | N4H7T24*K*AAA* | EA*4X36L21A* | *95CSU0601716B* | 22400 | 23600 | 16 | 12 | 8.1 | 2.26 | 60 | 44 | 213753373
BRYANT HEATING AND COOLING SYSTEMS | GH7TAN424**AA* | CAP**3621AL* | 935CB48060C17*** | 22400 | 23600 | 16 | 12 | 8.1 | 2.26 | 60 | 44 | 213753369
BRYANT HEATING AND COOLING SYSTEMS | 227TBN024**AA* | CAP**3621AL* | 935CB48060C17*** | 22400 | 23600 | 16 | 12 | 8.1 | 2.26 | 60 | 44 | 213753367
CARRIER | GH7TAN424**AA* | CAP**3621AL* | 59CU5B060C17**16 | 22400 | 23600 | 16 | 12 | 8.1 | 2.26 | 60 | 44 | 213753365
BRYANT HEATING AND COOLING SYSTEMS | 227TAN024**AA* | CAP**3621AL* | 935CB48060C17*** | 22400 | 23600 | 16 | 12 | 8.1 | 2.26 | 60 | 44 | 213753362
CARRIER | 25TPB724A**30* | CAP**3621AL* | 59CU5B060C17**16 | 22400 | 23600 | 16 | 12 | 8.1 | 2.26 | 60 | 44 | 213753364
BRYANT HEATING AND COOLING SYSTEMS | GH7TAN424**AA* | CAP**2517AL* | 987MC42080C17*** | 22800 | 24000 | 16.5 | 12.5 | 8.1 | 2.32 | 60 | 44 | 213752616
BRYANT HEATING AND COOLING SYSTEMS | 227TBN024**AA* | CAP**2517AL* | 987MC42080C17*** | 22800 | 24000 | 16.5 | 12.5 | 8.1 | 2.32 | 60 | 44 | 213752615
CARRIER | GH7TAN424**AA* | CAP**2517AL* | 59MN7C080C17**14 | 22800 | 24000 | 16.5 | 12.5 | 8.1 | 2.32 | 60 | 44 | 213752613
CARRIER | 25TPB724A**30* | CAP**2517AL* | 59MN7C080C17**14 | 22800 | 24000 | 16.5 | 12.5 | 8.1 | 2.32 | 60 | 44 | 213752611
BRYANT HEATING AND COOLING SYSTEMS | 227TAN024**AA* | CAP**2517AL* | 987MC42080C17*** | 22800 | 24000 | 16.5 | 12.5 | 8.1 | 2.32 | 60 | 44 | 213752610
TEMPSTAR | N4H7T24*K*AAA* | EA*4X25L17A* | *97CMN0601714B* | 22800 | 24000 | 16.5 | 12 | 8.1 | 2.3 | 60 | 45 | 213752607
MARATHERM | N4H7T24*K*AAA* | EA*4X25L17A* | *97CMN0601714B* | 22800 | 24000 | 16.5 | 12 | 8.1 | 2.3 | 60 | 45 | 213752605
KENMORE | N4H7T24*K*AAA* | EA*4X25L17A* | *97CMN0601714B* | 22800 | 24000 | 16.5 | 12 | 8.1 | 2.3 | 60 | 45 | 213752604
KEEPRITE | N4H7T24*K*AAA* | EA*4X25L17A* | *97CMN0601714B* | 22800 | 24000 | 16.5 | 12 | 8.1 | 2.3 | 60 | 45 | 213752602
COMFORTMAKER | N4H7T24*K*AAA* | EA*4X25L17A* | *97CMN0601714B* | 22800 | 24000 | 16.5 | 12 | 8.1 | 2.3 | 60 | 45 | 213752599
DAY & NIGHT | N4H7T24*K*AAA* | EA*4X25L17A* | *97CMN0601714B* | 22800 | 24000 | 16.5 | 12 | 8.1 | 2.3 | 60 | 45 | 213752600
AIRQUEST | N4H7T24*K*AAA* | EA*4X25L17A* | *97CMN0601714B* | 22800 | 24000 | 16.5 | 12 | 8.1 | 2.3 | 60 | 45 | 213752595
ARCOAIRE | N4H7T24*K*AAA* | EA*4X25L17A* | *97CMN0601714B* | 22800 | 24000 | 16.5 | 12 | 8.1 | 2.3 | 60 | 45 | 213752597
HEIL | N4H7T24*K*AAA* | EA*4X25L17A* | *97CMN0601714B* | 22800 | 24000 | 16.5 | 12 | 8.1 | 2.3 | 60 | 45 | 213752594
BRYANT HEATING AND COOLING SYSTEMS | PH7TAN424**AA* | CAP**2517AL* | 987MC42060C17*** | 22800 | 24000 | 16.5 | 12 | 8.1 | 2.3 | 60 | 45 | 213752592
BRYANT HEATING AND COOLING SYSTEMS | GH7TAN424**AA* | CAP**2517AL* | 987MC42060C17*** | 22800 | 24000 | 16.5 | 12 | 8.1 | 2.3 | 60 | 45 | 213752590
BRYANT HEATING AND COOLING SYSTEMS | 227TBN024**AA* | CAP**2517AL* | 987MC42060C17*** | 22800 | 24000 | 16.5 | 12 | 8.1 | 2.3 | 60 | 45 | 213752589
CARRIER | GH7TAN424**AA* | CAP**2517AL* | 59MN7C060C17**14 | 22800 | 24000 | 16.5 | 12 | 8.1 | 2.3 | 60 | 45 | 213752587
CARRIER | 25TPB724A**30* | CAP**2517AL* | 59MN7C060C17**14 | 22800 | 24000 | 16.5 | 12 | 8.1 | 2.3 | 60 | 45 | 213752585
BRYANT HEATING AND COOLING SYSTEMS | 227TAN024**AA* | CAP**2517AL* | 987MC42060C17*** | 22800 | 24000 | 16.5 | 12 | 8.1 | 2.3 | 60 | 45 | 213752584
TEMPSTAR | N4H7T24*K*AAA* | EA*4X25L17A* | *95CSU0601716B* | 23000 | 24000 | 16.5 | 12.5 | 8.1 | 2.32 | 60 | 45 | 213752580
MARATHERM | N4H7T24*K*AAA* | EA*4X25L17A* | *95CSU0601716B* | 23000 | 24000 | 16.5 | 12.5 | 8.1 | 2.32 | 60 | 45 | 213752579
KENMORE | N4H7T24*K*AAA* | EA*4X25L17A* | *95CSU0601716B* | 23000 | 24000 | 16.5 | 12.5 | 8.1 | 2.32 | 60 | 45 | 213752577
KEEPRITE | N4H7T24*K*AAA* | EA*4X25L17A* | *95CSU0601716B* | 23000 | 24000 | 16.5 | 12.5 | 8.1 | 2.32 | 60 | 45 | 213752576
DAY & NIGHT | N4H7T24*K*AAA* | EA*4X25L17A* | *95CSU0601716B* | 23000 | 24000 | 16.5 | 12.5 | 8.1 | 2.32 | 60 | 45 | 213752573
ARCOAIRE | N4H7T24*K*AAA* | EA*4X25L17A* | *95CSU0601716B* | 23000 | 24000 | 16.5 | 12.5 | 8.1 | 2.32 | 60 | 45 | 213752570
COMFORTMAKER | N4H7T24*K*AAA* | EA*4X25L17A* | *95CSU0601716B* | 23000 | 24000 | 16.5 | 12.5 | 8.1 | 2.32 | 60 | 45 | 213752572
AIRQUEST | N4H7T24*K*AAA* | EA*4X25L17A* | *95CSU0601716B* | 23000 | 24000 | 16.5 | 12.5 | 8.1 | 2.32 | 60 | 45 | 213752568
HEIL | N4H7T24*K*AAA* | EA*4X25L17A* | *95CSU0601716B* | 23000 | 24000 | 16.5 | 12.5 | 8.1 | 2.32 | 60 | 45 | 213752567
BRYANT HEATING AND COOLING SYSTEMS | PH7TAN424**AA* | CAP**2517AL* | 935CB48060C17*** | 23000 | 24000 | 16.5 | 12.5 | 8.1 | 2.32 | 60 | 45 | 213752565
BRYANT HEATING AND COOLING SYSTEMS | GH7TAN424**AA* | CAP**2517AL* | 935CB48060C17*** | 23000 | 24000 | 16.5 | 12.5 | 8.1 | 2.32 | 60 | 45 | 213752563
BRYANT HEATING AND COOLING SYSTEMS | 227TBN024**AA* | CAP**2517AL* | 935CB48060C17*** | 23000 | 24000 | 16.5 | 12.5 | 8.1 | 2.32 | 60 | 45 | 213752562
CARRIER | GH7TAN424**AA* | CAP**2517AL* | 59CU5B060C17**16 | 23000 | 24000 | 16.5 | 12.5 | 8.1 | 2.32 | 60 | 45 | 213752560
CARRIER | 25TPB724A**30* | CAP**2517AL* | 59CU5B060C17**16 | 23000 | 24000 | 16.5 | 12.5 | 8.1 | 2.32 | 60 | 45 | 213752558
BRYANT HEATING AND COOLING SYSTEMS | 227TAN024**AA* | CAP**2517AL* | 935CB48060C17*** | 23000 | 24000 | 16.5 | 12.5 | 8.1 | 2.32 | 60 | 45 | 213752557
TEMPSTAR | N4H7T24*K*AAA* | EA*4X25L17A* | *80CTL0901716B* | 22800 | 24000 | 16.5 | 12.5 | 8.1 | 2.3 | 60 | 45 | 213752553
MARATHERM | N4H7T24*K*AAA* | EA*4X25L17A* | *80CTL0901716B* | 22800 | 24000 | 16.5 | 12.5 | 8.1 | 2.3 | 60 | 45 | 213752552
KENMORE | N4H7T24*K*AAA* | EA*4X25L17A* | *80CTL0901716B* | 22800 | 24000 | 16.5 | 12.5 | 8.1 | 2.3 | 60 | 45 | 213752550
DAY & NIGHT | N4H7T24*K*AAA* | EA*4X25L17A* | *80CTL0901716B* | 22800 | 24000 | 16.5 | 12.5 | 8.1 | 2.3 | 60 | 45 | 213752547
KEEPRITE | N4H7T24*K*AAA* | EA*4X25L17A* | *80CTL0901716B* | 22800 | 24000 | 16.5 | 12.5 | 8.1 | 2.3 | 60 | 45 | 213752548
ARCOAIRE | N4H7T24*K*AAA* | EA*4X25L17A* | *80CTL0901716B* | 22800 | 24000 | 16.5 | 12.5 | 8.1 | 2.3 | 60 | 45 | 213752543
COMFORTMAKER | N4H7T24*K*AAA* | EA*4X25L17A* | *80CTL0901716B* | 22800 | 24000 | 16.5 | 12.5 | 8.1 | 2.3 | 60 | 45 | 213752545
AIRQUEST | N4H7T24*K*AAA* | EA*4X25L17A* | *80CTL0901716B* | 22800 | 24000 | 16.5 | 12.5 | 8.1 | 2.3 | 60 | 45 | 213752542
HEIL | N4H7T24*K*AAA* | EA*4X25L17A* | *80CTL0901716B* | 22800 | 24000 | 16.5 | 12.5 | 8.1 | 2.3 | 60 | 45 | 213752540
BRYANT HEATING AND COOLING SYSTEMS | PH7TAN424**AA* | CAP**2517AL* | 88*TB48090C17*** | 22800 | 24000 | 16.5 | 12.5 | 8.1 | 2.3 | 60 | 45 | 213752538
BRYANT HEATING AND COOLING SYSTEMS | GH7TAN424**AA* | CAP**2517AL* | 88*TB48090C17*** | 22800 | 24000 | 16.5 | 12.5 | 8.1 | 2.3 | 60 | 45 | 213752537
BRYANT HEATING AND COOLING SYSTEMS | 227TBN024**AA* | CAP**2517AL* | 88*TB48090C17*** | 22800 | 24000 | 16.5 | 12.5 | 8.1 | 2.3 | 60 | 45 | 213752535
CARRIER | GH7TAN424**AA* | CAP**2517AL* | 58TN*B090C17**16 | 22800 | 24000 | 16.5 | 12.5 | 8.1 | 2.3 | 60 | 45 | 213752533
CARRIER | 25TPB724A**30* | CAP**2517AL* | 58TN*B090C17**16 | 22800 | 24000 | 16.5 | 12.5 | 8.1 | 2.3 | 60 | 45 | 213752532
BRYANT HEATING AND COOLING SYSTEMS | 227TAN024**AA* | CAP**2517AL* | 88*TB48090C17*** | 22800 | 24000 | 16.5 | 12.5 | 8.1 | 2.3 | 60 | 45 | 213752530
MARATHERM | N4H7T24*K*AAA* | EA*4X25L17A* | *80CTL0701716B* | 23200 | 24200 | 16.5 | 12.5 | 8.1 | 2.34 | 60 | 45 | 213752525
TEMPSTAR | N4H7T24*K*AAA* | EA*4X25L17A* | *80CTL0701716B* | 23200 | 24200 | 16.5 | 12.5 | 8.1 | 2.34 | 60 | 45 | 213752527
KENMORE | N4H7T24*K*AAA* | EA*4X25L17A* | *80CTL0701716B* | 23200 | 24200 | 16.5 | 12.5 | 8.1 | 2.34 | 60 | 45 | 213752524
KEEPRITE | N4H7T24*K*AAA* | EA*4X25L17A* | *80CTL0701716B* | 23200 | 24200 | 16.5 | 12.5 | 8.1 | 2.34 | 60 | 45 | 213752522
DAY & NIGHT | N4H7T24*K*AAA* | EA*4X25L17A* | *80CTL0701716B* | 23200 | 24200 | 16.5 | 12.5 | 8.1 | 2.34 | 60 | 45 | 213752520
COMFORTMAKER | N4H7T24*K*AAA* | EA*4X25L17A* | *80CTL0701716B* | 23200 | 24200 | 16.5 | 12.5 | 8.1 | 2.34 | 60 | 45 | 213752519
ARCOAIRE | N4H7T24*K*AAA* | EA*4X25L17A* | *80CTL0701716B* | 23200 | 24200 | 16.5 | 12.5 | 8.1 | 2.34 | 60 | 45 | 213752517
AIRQUEST | N4H7T24*K*AAA* | EA*4X25L17A* | *80CTL0701716B* | 23200 | 24200 | 16.5 | 12.5 | 8.1 | 2.34 | 60 | 45 | 213752515
HEIL | N4H7T24*K*AAA* | EA*4X25L17A* | *80CTL0701716B* | 23200 | 24200 | 16.5 | 12.5 | 8.1 | 2.34 | 60 | 45 | 213752514
TEMPSTAR | N4H7T24*K*AAA* | EA*4X24L17A* | *80CTL0701716B* | 22200 | 23800 | 16 | 12 | 8.1 | 2.26 | 60 | 45 | 213752284
MARATHERM | N4H7T24*K*AAA* | EA*4X24L17A* | *80CTL0701716B* | 22200 | 23800 | 16 | 12 | 8.1 | 2.26 | 60 | 45 | 213752282
KENMORE | N4H7T24*K*AAA* | EA*4X24L17A* | *80CTL0701716B* | 22200 | 23800 | 16 | 12 | 8.1 | 2.26 | 60 | 45 | 213752281
KEEPRITE | N4H7T24*K*AAA* | EA*4X24L17A* | *80CTL0701716B* | 22200 | 23800 | 16 | 12 | 8.1 | 2.26 | 60 | 45 | 213752279
DAY & NIGHT | N4H7T24*K*AAA* | EA*4X24L17A* | *80CTL0701716B* | 22200 | 23800 | 16 | 12 | 8.1 | 2.26 | 60 | 45 | 213752278
COMFORTMAKER | N4H7T24*K*AAA* | EA*4X24L17A* | *80CTL0701716B* | 22200 | 23800 | 16 | 12 | 8.1 | 2.26 | 60 | 45 | 213752277
ARCOAIRE | N4H7T24*K*AAA* | EA*4X24L17A* | *80CTL0701716B* | 22200 | 23800 | 16 | 12 | 8.1 | 2.26 | 60 | 45 | 213752275
AIRQUEST | N4H7T24*K*AAA* | EA*4X24L17A* | *80CTL0701716B* | 22200 | 23800 | 16 | 12 | 8.1 | 2.26 | 60 | 45 | 213752274
HEIL | N4H7T24*K*AAA* | EA*4X24L17A* | *80CTL0701716B* | 22200 | 23800 | 16 | 12 | 8.1 | 2.26 | 60 | 45 | 213752272
BRYANT HEATING AND COOLING SYSTEMS | PH7TAN424**AA* | CAP**2417AL* | 88*TB48070C17*** | 22200 | 23800 | 16 | 12 | 8.1 | 2.26 | 60 | 45 | 213752271
BRYANT HEATING AND COOLING SYSTEMS | GH7TAN424**AA* | CAP**2417AL* | 88*TB48070C17*** | 22200 | 23800 | 16 | 12 | 8.1 | 2.26 | 60 | 45 | 213752269
BRYANT HEATING AND COOLING SYSTEMS | 227TBN024**AA* | CAP**2417AL* | 88*TB48070C17*** | 22200 | 23800 | 16 | 12 | 8.1 | 2.26 | 60 | 45 | 213752268
CARRIER | GH7TAN424**AA* | CAP**2417AL* | 58TN*B070C17**16 | 22200 | 23800 | 16 | 12 | 8.1 | 2.26 | 60 | 45 | 213752267
BRYANT HEATING AND COOLING SYSTEMS | 227TAN024**AA* | CAP**2417AL* | 88*TB48070C17*** | 22200 | 23800 | 16 | 12 | 8.1 | 2.26 | 60 | 45 | 213752264
CARRIER | 25TPB724A**30* | CAP**2417AL* | 58TN*B070C17**16 | 22200 | 23800 | 16 | 12 | 8.1 | 2.26 | 60 | 45 | 213752265
TEMPSTAR | N4H7T24*K*AAA* | EA*4X37L21A* | *80CTL0901716B* | 22800 | 24000 | 16.5 | 12.5 | 8.1 | 2.32 | 60 | 45 | 213753833
MARATHERM | N4H7T24*K*AAA* | EA*4X37L21A* | *80CTL0901716B* | 22800 | 24000 | 16.5 | 12.5 | 8.1 | 2.32 | 60 | 45 | 213753832
KEEPRITE | N4H7T24*K*AAA* | EA*4X37L21A* | *80CTL0901716B* | 22800 | 24000 | 16.5 | 12.5 | 8.1 | 2.32 | 60 | 45 | 213753828
KENMORE | N4H7T24*K*AAA* | EA*4X37L21A* | *80CTL0901716B* | 22800 | 24000 | 16.5 | 12.5 | 8.1 | 2.32 | 60 | 45 | 213753830
DAY & NIGHT | N4H7T24*K*AAA* | EA*4X37L21A* | *80CTL0901716B* | 22800 | 24000 | 16.5 | 12.5 | 8.1 | 2.32 | 60 | 45 | 213753827
COMFORTMAKER | N4H7T24*K*AAA* | EA*4X37L21A* | *80CTL0901716B* | 22800 | 24000 | 16.5 | 12.5 | 8.1 | 2.32 | 60 | 45 | 213753825
ARCOAIRE | N4H7T24*K*AAA* | EA*4X37L21A* | *80CTL0901716B* | 22800 | 24000 | 16.5 | 12.5 | 8.1 | 2.32 | 60 | 45 | 213753823
AIRQUEST | N4H7T24*K*AAA* | EA*4X37L21A* | *80CTL0901716B* | 22800 | 24000 | 16.5 | 12.5 | 8.1 | 2.32 | 60 | 45 | 213753822
HEIL | N4H7T24*K*AAA* | EA*4X37L21A* | *80CTL0901716B* | 22800 | 24000 | 16.5 | 12.5 | 8.1 | 2.32 | 60 | 45 | 213753820
BRYANT HEATING AND COOLING SYSTEMS | PH7TAN424**AA* | CAP**3721AL* | 88*TB48090C17*** | 22800 | 24000 | 16.5 | 12.5 | 8.1 | 2.32 | 60 | 45 | 213753818
BRYANT HEATING AND COOLING SYSTEMS | 227TBN024**AA* | CAP**3721AL* | 88*TB48090C17*** | 22800 | 24000 | 16.5 | 12.5 | 8.1 | 2.32 | 60 | 45 | 213753815
BRYANT HEATING AND COOLING SYSTEMS | GH7TAN424**AA* | CAP**3721AL* | 88*TB48090C17*** | 22800 | 24000 | 16.5 | 12.5 | 8.1 | 2.32 | 60 | 45 | 213753817
CARRIER | GH7TAN424**AA* | CAP**3721AL* | 58TN*B090C17**16 | 22800 | 24000 | 16.5 | 12.5 | 8.1 | 2.32 | 60 | 45 | 213753813
CARRIER | 25TPB724A**30* | CAP**3721AL* | 58TN*B090C17**16 | 22800 | 24000 | 16.5 | 12.5 | 8.1 | 2.32 | 60 | 45 | 213753812
BRYANT HEATING AND COOLING SYSTEMS | 227TAN024**AA* | CAP**3721AL* | 88*TB48090C17*** | 22800 | 24000 | 16.5 | 12.5 | 8.1 | 2.32 | 60 | 45 | 213753810
TEMPSTAR | N4H7T24*K*AAA* | EA*4X37L21A* | *80CTL0701716B* | 23200 | 24200 | 16 | 13 | 8.1 | 2.34 | 60 | 45 | 213753807
MARATHERM | N4H7T24*K*AAA* | EA*4X37L21A* | *80CTL0701716B* | 23200 | 24200 | 16 | 13 | 8.1 | 2.34 | 60 | 45 | 213753805
KENMORE | N4H7T24*K*AAA* | EA*4X37L21A* | *80CTL0701716B* | 23200 | 24200 | 16 | 13 | 8.1 | 2.34 | 60 | 45 | 213753803
KEEPRITE | N4H7T24*K*AAA* | EA*4X37L21A* | *80CTL0701716B* | 23200 | 24200 | 16 | 13 | 8.1 | 2.34 | 60 | 45 | 213753802
ARCOAIRE | N4H7T24*K*AAA* | EA*4X37L21A* | *80CTL0701716B* | 23200 | 24200 | 16 | 13 | 8.1 | 2.34 | 60 | 45 | 213753797
DAY & NIGHT | N4H7T24*K*AAA* | EA*4X37L21A* | *80CTL0701716B* | 23200 | 24200 | 16 | 13 | 8.1 | 2.34 | 60 | 45 | 213753800
COMFORTMAKER | N4H7T24*K*AAA* | EA*4X37L21A* | *80CTL0701716B* | 23200 | 24200 | 16 | 13 | 8.1 | 2.34 | 60 | 45 | 213753798
AIRQUEST | N4H7T24*K*AAA* | EA*4X37L21A* | *80CTL0701716B* | 23200 | 24200 | 16 | 13 | 8.1 | 2.34 | 60 | 45 | 213753795
HEIL | N4H7T24*K*AAA* | EA*4X37L21A* | *80CTL0701716B* | 23200 | 24200 | 16 | 13 | 8.1 | 2.34 | 60 | 45 | 213753793
BRYANT HEATING AND COOLING SYSTEMS | PH7TAN424**AA* | CAP**3721AL* | 88*TB48070C17*** | 23200 | 24200 | 16 | 13 | 8.1 | 2.34 | 60 | 45 | 213753792
BRYANT HEATING AND COOLING SYSTEMS | GH7TAN424**AA* | CAP**3721AL* | 88*TB48070C17*** | 23200 | 24200 | 16 | 13 | 8.1 | 2.34 | 60 | 45 | 213753790
BRYANT HEATING AND COOLING SYSTEMS | 227TBN024**AA* | CAP**3721AL* | 88*TB48070C17*** | 23200 | 24200 | 16 | 13 | 8.1 | 2.34 | 60 | 45 | 213753788
KENMORE | N4H7T24*K*AAA* | EA*4X37L17A* | *80CTL0701412B* | 22800 | 23800 | 16.5 | 12.5 | 8.1 | 2.3 | 60 | 45 | 213753540
DAY & NIGHT | N4H7T24*K*AAA* | EA*4X37L17A* | *80CTL0701412B* | 22800 | 23800 | 16.5 | 12.5 | 8.1 | 2.3 | 60 | 45 | 213753537
KEEPRITE | N4H7T24*K*AAA* | EA*4X37L17A* | *80CTL0701412B* | 22800 | 23800 | 16.5 | 12.5 | 8.1 | 2.3 | 60 | 45 | 213753538
COMFORTMAKER | N4H7T24*K*AAA* | EA*4X37L17A* | *80CTL0701412B* | 22800 | 23800 | 16.5 | 12.5 | 8.1 | 2.3 | 60 | 45 | 213753535
ARCOAIRE | N4H7T24*K*AAA* | EA*4X37L17A* | *80CTL0701412B* | 22800 | 23800 | 16.5 | 12.5 | 8.1 | 2.3 | 60 | 45 | 213753533
AIRQUEST | N4H7T24*K*AAA* | EA*4X37L17A* | *80CTL0701412B* | 22800 | 23800 | 16.5 | 12.5 | 8.1 | 2.3 | 60 | 45 | 213753532
HEIL | N4H7T24*K*AAA* | EA*4X37L17A* | *80CTL0701412B* | 22800 | 23800 | 16.5 | 12.5 | 8.1 | 2.3 | 60 | 45 | 213753530
BRYANT HEATING AND COOLING SYSTEMS | PH7TAN424**AA* | CAP**3717AL* | 88*TB36070C14*** | 22800 | 23800 | 16.5 | 12.5 | 8.1 | 2.3 | 60 | 45 | 213753528
BRYANT HEATING AND COOLING SYSTEMS | GH7TAN424**AA* | CAP**3717AL* | 88*TB36070C14*** | 22800 | 23800 | 16.5 | 12.5 | 8.1 | 2.3 | 60 | 45 | 213753527
BRYANT HEATING AND COOLING SYSTEMS | 227TBN024**AA* | CAP**3717AL* | 88*TB36070C14*** | 22800 | 23800 | 16.5 | 12.5 | 8.1 | 2.3 | 60 | 45 | 213753525
CARRIER | GH7TAN424**AA* | CAP**3717AL* | 58TN*B070C14**12 | 22800 | 23800 | 16.5 | 12.5 | 8.1 | 2.3 | 60 | 45 | 213753523
CARRIER | 25TPB724A**30* | CAP**3717AL* | 58TN*B070C14**12 | 22800 | 23800 | 16.5 | 12.5 | 8.1 | 2.3 | 60 | 45 | 213753522
BRYANT HEATING AND COOLING SYSTEMS | 227TAN024**AA* | CAP**3717AL* | 88*TB36070C14*** | 22800 | 23800 | 16.5 | 12.5 | 8.1 | 2.3 | 60 | 45 | 213753520
TEMPSTAR | N4H7T24*K*AAA* | EA*4X37L17A* | *80CTL0451712B* | 22800 | 24000 | 16 | 12 | 8.1 | 2.3 | 60 | 45 | 213753517
MARATHERM | N4H7T24*K*AAA* | EA*4X37L17A* | *80CTL0451712B* | 22800 | 24000 | 16 | 12 | 8.1 | 2.3 | 60 | 45 | 213753515
KENMORE | N4H7T24*K*AAA* | EA*4X37L17A* | *80CTL0451712B* | 22800 | 24000 | 16 | 12 | 8.1 | 2.3 | 60 | 45 | 213753513
KEEPRITE | N4H7T24*K*AAA* | EA*4X37L17A* | *80CTL0451712B* | 22800 | 24000 | 16 | 12 | 8.1 | 2.3 | 60 | 45 | 213753512
DAY & NIGHT | N4H7T24*K*AAA* | EA*4X37L17A* | *80CTL0451712B* | 22800 | 24000 | 16 | 12 | 8.1 | 2.3 | 60 | 45 | 213753510
COMFORTMAKER | N4H7T24*K*AAA* | EA*4X37L17A* | *80CTL0451712B* | 22800 | 24000 | 16 | 12 | 8.1 | 2.3 | 60 | 45 | 213753508
AIRQUEST | N4H7T24*K*AAA* | EA*4X37L17A* | *80CTL0451712B* | 22800 | 24000 | 16 | 12 | 8.1 | 2.3 | 60 | 45 | 213753505
ARCOAIRE | N4H7T24*K*AAA* | EA*4X37L17A* | *80CTL0451712B* | 22800 | 24000 | 16 | 12 | 8.1 | 2.3 | 60 | 45 | 213753507
HEIL | N4H7T24*K*AAA* | EA*4X37L17A* | *80CTL0451712B* | 22800 | 24000 | 16 | 12 | 8.1 | 2.3 | 60 | 45 | 213753503
BRYANT HEATING AND COOLING SYSTEMS | GH7TAN424**AA* | CAP**3717AL* | 88*TB36045C17*** | 22800 | 24000 | 16 | 12 | 8.1 | 2.3 | 60 | 45 | 213753500
BRYANT HEATING AND COOLING SYSTEMS | PH7TAN424**AA* | CAP**3717AL* | 88*TB36045C17*** | 22800 | 24000 | 16 | 12 | 8.1 | 2.3 | 60 | 45 | 213753502
BRYANT HEATING AND COOLING SYSTEMS | 227TBN024**AA* | CAP**3717AL* | 88*TB36045C17*** | 22800 | 24000 | 16 | 12 | 8.1 | 2.3 | 60 | 45 | 213753498
CARRIER | GH7TAN424**AA* | CAP**3717AL* | 58TN*B045C17**12 | 22800 | 24000 | 16 | 12 | 8.1 | 2.3 | 60 | 45 | 213753497
BRYANT HEATING AND COOLING SYSTEMS | 227TAN024**AA* | CAP**3717AL* | 88*TB36045C17*** | 22800 | 24000 | 16 | 12 | 8.1 | 2.3 | 60 | 45 | 213753494
CARRIER | 25TPB724A**30* | CAP**3717AL* | 58TN*B045C17**12 | 22800 | 24000 | 16 | 12 | 8.1 | 2.3 | 60 | 45 | 213753495
TEMPSTAR | N4H7T24*K*AAA* | EA*4X36L17A* | *80CTL0701716B* | 22400 | 23800 | 16 | 12 | 8.1 | 2.26 | 60 | 45 | 213753102
KENMORE | N4H7T24*K*AAA* | EA*4X36L17A* | *80CTL0701716B* | 22400 | 23800 | 16 | 12 | 8.1 | 2.26 | 60 | 45 | 213753099
MARATHERM | N4H7T24*K*AAA* | EA*4X36L17A* | *80CTL0701716B* | 22400 | 23800 | 16 | 12 | 8.1 | 2.26 | 60 | 45 | 213753100
KEEPRITE | N4H7T24*K*AAA* | EA*4X36L17A* | *80CTL0701716B* | 22400 | 23800 | 16 | 12 | 8.1 | 2.26 | 60 | 45 | 213753097
COMFORTMAKER | N4H7T24*K*AAA* | EA*4X36L17A* | *80CTL0701716B* | 22400 | 23800 | 16 | 12 | 8.1 | 2.26 | 60 | 45 | 213753094
DAY & NIGHT | N4H7T24*K*AAA* | EA*4X36L17A* | *80CTL0701716B* | 22400 | 23800 | 16 | 12 | 8.1 | 2.26 | 60 | 45 | 213753095
ARCOAIRE | N4H7T24*K*AAA* | EA*4X36L17A* | *80CTL0701716B* | 22400 | 23800 | 16 | 12 | 8.1 | 2.26 | 60 | 45 | 213753092
AIRQUEST | N4H7T24*K*AAA* | EA*4X36L17A* | *80CTL0701716B* | 22400 | 23800 | 16 | 12 | 8.1 | 2.26 | 60 | 45 | 213753090
HEIL | N4H7T24*K*AAA* | EA*4X36L17A* | *80CTL0701716B* | 22400 | 23800 | 16 | 12 | 8.1 | 2.26 | 60 | 45 | 213753089
BRYANT HEATING AND COOLING SYSTEMS | PH7TAN424**AA* | CAP**3617AL* | 88*TB48070C17*** | 22400 | 23800 | 16 | 12 | 8.1 | 2.26 | 60 | 45 | 213753087
BRYANT HEATING AND COOLING SYSTEMS | 227TBN024**AA* | CAP**3617AL* | 88*TB48070C17*** | 22400 | 23800 | 16 | 12 | 8.1 | 2.26 | 60 | 45 | 213753084
BRYANT HEATING AND COOLING SYSTEMS | GH7TAN424**AA* | CAP**3617AL* | 88*TB48070C17*** | 22400 | 23800 | 16 | 12 | 8.1 | 2.26 | 60 | 45 | 213753086
CARRIER | GH7TAN424**AA* | CAP**3617AL* | 58TN*B070C17**16 | 22400 | 23800 | 16 | 12 | 8.1 | 2.26 | 60 | 45 | 213753082
CARRIER | 25TPB724A**30* | CAP**3617AL* | 58TN*B070C17**16 | 22400 | 23800 | 16 | 12 | 8.1 | 2.26 | 60 | 45 | 213753081
BRYANT HEATING AND COOLING SYSTEMS | 227TAN024**AA* | CAP**3617AL* | 88*TB48070C17*** | 22400 | 23800 | 16 | 12 | 8.1 | 2.26 | 60 | 45 | 213753079
KEEPRITE | N4H7T24*K*AAA* | EA*4X37L17A* | *80CTL0901716B* | 22800 | 23800 | 16 | 12 | 8.1 | 2.3 | 60 | 45 | 213753591
DAY & NIGHT | N4H7T24*K*AAA* | EA*4X37L17A* | *80CTL0901716B* | 22800 | 23800 | 16 | 12 | 8.1 | 2.3 | 60 | 45 | 213753589
COMFORTMAKER | N4H7T24*K*AAA* | EA*4X37L17A* | *80CTL0901716B* | 22800 | 23800 | 16 | 12 | 8.1 | 2.3 | 60 | 45 | 213753588
ARCOAIRE | N4H7T24*K*AAA* | EA*4X37L17A* | *80CTL0901716B* | 22800 | 23800 | 16 | 12 | 8.1 | 2.3 | 60 | 45 | 213753586
AIRQUEST | N4H7T24*K*AAA* | EA*4X37L17A* | *80CTL0901716B* | 22800 | 23800 | 16 | 12 | 8.1 | 2.3 | 60 | 45 | 213753584
HEIL | N4H7T24*K*AAA* | EA*4X37L17A* | *80CTL0901716B* | 22800 | 23800 | 16 | 12 | 8.1 | 2.3 | 60 | 45 | 213753583
BRYANT HEATING AND COOLING SYSTEMS | GH7TAN424**AA* | CAP**3717AL* | 88*TB48090C17*** | 22800 | 23800 | 16 | 12 | 8.1 | 2.3 | 60 | 45 | 213753579
BRYANT HEATING AND COOLING SYSTEMS | 227TBN024**AA* | CAP**3717AL* | 88*TB48090C17*** | 22800 | 23800 | 16 | 12 | 8.1 | 2.3 | 60 | 45 | 213753578
BRYANT HEATING AND COOLING SYSTEMS | PH7TAN424**AA* | CAP**3717AL* | 88*TB48090C17*** | 22800 | 23800 | 16 | 12 | 8.1 | 2.3 | 60 | 45 | 213753581
CARRIER | GH7TAN424**AA* | CAP**3717AL* | 58TN*B090C17**16 | 22800 | 23800 | 16 | 12 | 8.1 | 2.3 | 60 | 45 | 213753576
BRYANT HEATING AND COOLING SYSTEMS | 227TAN024**AA* | CAP**3717AL* | 88*TB48090C17*** | 22800 | 23800 | 16 | 12 | 8.1 | 2.3 | 60 | 45 | 213753573
CARRIER | 25TPB724A**30* | CAP**3717AL* | 58TN*B090C17**16 | 22800 | 23800 | 16 | 12 | 8.1 | 2.3 | 60 | 45 | 213753574
TEMPSTAR | N4H7T24*K*AAA* | EA*4X37L17A* | *80CTL0701716B* | 23000 | 24000 | 16.5 | 12.5 | 8.1 | 2.32 | 60 | 45 | 213753569
MARATHERM | N4H7T24*K*AAA* | EA*4X37L17A* | *80CTL0701716B* | 23000 | 24000 | 16.5 | 12.5 | 8.1 | 2.32 | 60 | 45 | 213753568
KENMORE | N4H7T24*K*AAA* | EA*4X37L17A* | *80CTL0701716B* | 23000 | 24000 | 16.5 | 12.5 | 8.1 | 2.32 | 60 | 45 | 213753566
DAY & NIGHT | N4H7T24*K*AAA* | EA*4X37L17A* | *80CTL0701716B* | 23000 | 24000 | 16.5 | 12.5 | 8.1 | 2.32 | 60 | 45 | 213753563
KEEPRITE | N4H7T24*K*AAA* | EA*4X37L17A* | *80CTL0701716B* | 23000 | 24000 | 16.5 | 12.5 | 8.1 | 2.32 | 60 | 45 | 213753564
COMFORTMAKER | N4H7T24*K*AAA* | EA*4X37L17A* | *80CTL0701716B* | 23000 | 24000 | 16.5 | 12.5 | 8.1 | 2.32 | 60 | 45 | 213753561
ARCOAIRE | N4H7T24*K*AAA* | EA*4X37L17A* | *80CTL0701716B* | 23000 | 24000 | 16.5 | 12.5 | 8.1 | 2.32 | 60 | 45 | 213753560
AIRQUEST | N4H7T24*K*AAA* | EA*4X37L17A* | *80CTL0701716B* | 23000 | 24000 | 16.5 | 12.5 | 8.1 | 2.32 | 60 | 45 | 213753558
BRYANT HEATING AND COOLING SYSTEMS | PH7TAN424**AA* | CAP**3717AL* | 88*TB48070C17*** | 23000 | 24000 | 16.5 | 12.5 | 8.1 | 2.32 | 60 | 45 | 213753555
HEIL | N4H7T24*K*AAA* | EA*4X37L17A* | *80CTL0701716B* | 23000 | 24000 | 16.5 | 12.5 | 8.1 | 2.32 | 60 | 45 | 213753556
BRYANT HEATING AND COOLING SYSTEMS | GH7TAN424**AA* | CAP**3717AL* | 88*TB48070C17*** | 23000 | 24000 | 16.5 | 12.5 | 8.1 | 2.32 | 60 | 45 | 213753553
CARRIER | GH7TAN424**AA* | CAP**3717AL* | 58TN*B070C17**16 | 23000 | 24000 | 16.5 | 12.5 | 8.1 | 2.32 | 60 | 45 | 213753550
BRYANT HEATING AND COOLING SYSTEMS | 227TBN024**AA* | CAP**3717AL* | 88*TB48070C17*** | 23000 | 24000 | 16.5 | 12.5 | 8.1 | 2.32 | 60 | 45 | 213753551
CARRIER | 25TPB724A**30* | CAP**3717AL* | 58TN*B070C17**16 | 23000 | 24000 | 16.5 | 12.5 | 8.1 | 2.32 | 60 | 45 | 213753548
BRYANT HEATING AND COOLING SYSTEMS | 227TAN024**AA* | CAP**3717AL* | 88*TB48070C17*** | 23000 | 24000 | 16.5 | 12.5 | 8.1 | 2.32 | 60 | 45 | 213753547
TEMPSTAR | N4H7T24*K*AAA* | EA*4X37L17A* | *80CTL0701412B* | 22800 | 23800 | 16.5 | 12.5 | 8.1 | 2.3 | 60 | 45 | 213753543
MARATHERM | N4H7T24*K*AAA* | EA*4X37L17A* | *80CTL0701412B* | 22800 | 23800 | 16.5 | 12.5 | 8.1 | 2.3 | 60 | 45 | 213753542
TEMPSTAR | N4H7T24*K*AAA* | EA*4X36L21A* | *80CTL0701716B* | 22400 | 23800 | 16 | 12.5 | 8.1 | 2.26 | 60 | 44 | 213753333
KENMORE | N4H7T24*K*AAA* | EA*4X36L21A* | *80CTL0701716B* | 22400 | 23800 | 16 | 12.5 | 8.1 | 2.26 | 60 | 44 | 213753330
MARATHERM | N4H7T24*K*AAA* | EA*4X36L21A* | *80CTL0701716B* | 22400 | 23800 | 16 | 12.5 | 8.1 | 2.26 | 60 | 44 | 213753331
KEEPRITE | N4H7T24*K*AAA* | EA*4X36L21A* | *80CTL0701716B* | 22400 | 23800 | 16 | 12.5 | 8.1 | 2.26 | 60 | 44 | 213753328
COMFORTMAKER | N4H7T24*K*AAA* | EA*4X36L21A* | *80CTL0701716B* | 22400 | 23800 | 16 | 12.5 | 8.1 | 2.26 | 60 | 44 | 213753325
DAY & NIGHT | N4H7T24*K*AAA* | EA*4X36L21A* | *80CTL0701716B* | 22400 | 23800 | 16 | 12.5 | 8.1 | 2.26 | 60 | 44 | 213753326
ARCOAIRE | N4H7T24*K*AAA* | EA*4X36L21A* | *80CTL0701716B* | 22400 | 23800 | 16 | 12.5 | 8.1 | 2.26 | 60 | 44 | 213753323
AIRQUEST | N4H7T24*K*AAA* | EA*4X36L21A* | *80CTL0701716B* | 22400 | 23800 | 16 | 12.5 | 8.1 | 2.26 | 60 | 44 | 213753321
HEIL | N4H7T24*K*AAA* | EA*4X36L21A* | *80CTL0701716B* | 22400 | 23800 | 16 | 12.5 | 8.1 | 2.26 | 60 | 44 | 213753320
BRYANT HEATING AND COOLING SYSTEMS | PH7TAN424**AA* | CAP**3621AL* | 88*TB48070C17*** | 22400 | 23800 | 16 | 12.5 | 8.1 | 2.26 | 60 | 44 | 213753318
BRYANT HEATING AND COOLING SYSTEMS | 227TBN024**AA* | CAP**3621AL* | 88*TB48070C17*** | 22400 | 23800 | 16 | 12.5 | 8.1 | 2.26 | 60 | 44 | 213753315
BRYANT HEATING AND COOLING SYSTEMS | GH7TAN424**AA* | CAP**3621AL* | 88*TB48070C17*** | 22400 | 23800 | 16 | 12.5 | 8.1 | 2.26 | 60 | 44 | 213753317
CARRIER | GH7TAN424**AA* | CAP**3621AL* | 58TN*B070C17**16 | 22400 | 23800 | 16 | 12.5 | 8.1 | 2.26 | 60 | 44 | 213753313
CARRIER | 25TPB724A**30* | CAP**3621AL* | 58TN*B070C17**16 | 22400 | 23800 | 16 | 12.5 | 8.1 | 2.26 | 60 | 44 | 213753312
BRYANT HEATING AND COOLING SYSTEMS | 227TAN024**AA* | CAP**3621AL* | 88*TB48070C17*** | 22400 | 23800 | 16 | 12.5 | 8.1 | 2.26 | 60 | 44 | 213753310
CARRIER | GH7TAN424**AA* | CAP**3717AL* | 59TN6C080C17**14 | 22800 | 24000 | 16.5 | 12.5 | 8.1 | 2.3 | 60 | 45 | 213753734
CARRIER | 25TPB724A**30* | CAP**3717AL* | 59TN6C080C17**14 | 22800 | 24000 | 16.5 | 12.5 | 8.1 | 2.3 | 60 | 45 | 213753732
BRYANT HEATING AND COOLING SYSTEMS | 227TAN024**AA* | CAP**3717AL* | 986TD42080C17*** | 22800 | 24000 | 16.5 | 12.5 | 8.1 | 2.3 | 60 | 45 | 213753731
MARATHERM | N4H7T24*K*AAA* | EA*4X37L17A* | *96CTN0601714B* | 23000 | 24000 | 16.5 | 12 | 8.1 | 2.3 | 60 | 45 | 213753726
TEMPSTAR | N4H7T24*K*AAA* | EA*4X37L17A* | *96CTN0601714B* | 23000 | 24000 | 16.5 | 12 | 8.1 | 2.3 | 60 | 45 | 213753727
KEEPRITE | N4H7T24*K*AAA* | EA*4X37L17A* | *96CTN0601714B* | 23000 | 24000 | 16.5 | 12 | 8.1 | 2.3 | 60 | 45 | 213753723
KENMORE | N4H7T24*K*AAA* | EA*4X37L17A* | *96CTN0601714B* | 23000 | 24000 | 16.5 | 12 | 8.1 | 2.3 | 60 | 45 | 213753724
DAY & NIGHT | N4H7T24*K*AAA* | EA*4X37L17A* | *96CTN0601714B* | 23000 | 24000 | 16.5 | 12 | 8.1 | 2.3 | 60 | 45 | 213753721
ARCOAIRE | N4H7T24*K*AAA* | EA*4X37L17A* | *96CTN0601714B* | 23000 | 24000 | 16.5 | 12 | 8.1 | 2.3 | 60 | 45 | 213753718
COMFORTMAKER | N4H7T24*K*AAA* | EA*4X37L17A* | *96CTN0601714B* | 23000 | 24000 | 16.5 | 12 | 8.1 | 2.3 | 60 | 45 | 213753719
AIRQUEST | N4H7T24*K*AAA* | EA*4X37L17A* | *96CTN0601714B* | 23000 | 24000 | 16.5 | 12 | 8.1 | 2.3 | 60 | 45 | 213753716
HEIL | N4H7T24*K*AAA* | EA*4X37L17A* | *96CTN0601714B* | 23000 | 24000 | 16.5 | 12 | 8.1 | 2.3 | 60 | 45 | 213753714
BRYANT HEATING AND COOLING SYSTEMS | GH7TAN424**AA* | CAP**3717AL* | 986TD42060C17*** | 23000 | 24000 | 16.5 | 12 | 8.1 | 2.3 | 60 | 45 | 213753711
CARRIER | GH7TAN424**AA* | CAP**3717AL* | 59TN6C060C17**14 | 23000 | 24000 | 16.5 | 12 | 8.1 | 2.3 | 60 | 45 | 213753708
BRYANT HEATING AND COOLING SYSTEMS | 227TBN024**AA* | CAP**3717AL* | 986TD42060C17*** | 23000 | 24000 | 16.5 | 12 | 8.1 | 2.3 | 60 | 45 | 213753709
BRYANT HEATING AND COOLING SYSTEMS | PH7TAN424**AA* | CAP**3717AL* | 986TD42060C17*** | 23000 | 24000 | 16.5 | 12 | 8.1 | 2.3 | 60 | 45 | 213753713
CARRIER | 25TPB724A**30* | CAP**3717AL* | 59TN6C060C17**14 | 23000 | 24000 | 16.5 | 12 | 8.1 | 2.3 | 60 | 45 | 213753706
BRYANT HEATING AND COOLING SYSTEMS | 227TAN024**AA* | CAP**3717AL* | 986TD42060C17*** | 23000 | 24000 | 16.5 | 12 | 8.1 | 2.3 | 60 | 45 | 213753705
CARRIER | GH7TAN424**AA* | CAP**3717AL* | 59TN6C040C14**10 | 22800 | 24200 | 16 | 12 | 8.1 | 2.28 | 60 | 45 | 213753682
CARRIER | 25TPB724A**30* | CAP**3717AL* | 59TN6C040C14**10 | 22800 | 24200 | 16 | 12 | 8.1 | 2.28 | 60 | 45 | 213753680
TEMPSTAR | N4H7T24*K*AAA* | EA*4X37L17A* | *97CMN0801714B* | 22800 | 23800 | 16 | 12 | 8.1 | 2.3 | 60 | 45 | 213753675
MARATHERM | N4H7T24*K*AAA* | EA*4X37L17A* | *97CMN0801714B* | 22800 | 23800 | 16 | 12 | 8.1 | 2.3 | 60 | 45 | 213753674
KENMORE | N4H7T24*K*AAA* | EA*4X37L17A* | *97CMN0801714B* | 22800 | 23800 | 16 | 12 | 8.1 | 2.3 | 60 | 45 | 213753672
KEEPRITE | N4H7T24*K*AAA* | EA*4X37L17A* | *97CMN0801714B* | 22800 | 23800 | 16 | 12 | 8.1 | 2.3 | 60 | 45 | 213753670
DAY & NIGHT | N4H7T24*K*AAA* | EA*4X37L17A* | *97CMN0801714B* | 22800 | 23800 | 16 | 12 | 8.1 | 2.3 | 60 | 45 | 213753669
COMFORTMAKER | N4H7T24*K*AAA* | EA*4X37L17A* | *97CMN0801714B* | 22800 | 23800 | 16 | 12 | 8.1 | 2.3 | 60 | 45 | 213753667
ARCOAIRE | N4H7T24*K*AAA* | EA*4X37L17A* | *97CMN0801714B* | 22800 | 23800 | 16 | 12 | 8.1 | 2.3 | 60 | 45 | 213753665
AIRQUEST | N4H7T24*K*AAA* | EA*4X37L17A* | *97CMN0801714B* | 22800 | 23800 | 16 | 12 | 8.1 | 2.3 | 60 | 45 | 213753664
HEIL | N4H7T24*K*AAA* | EA*4X37L17A* | *97CMN0801714B* | 22800 | 23800 | 16 | 12 | 8.1 | 2.3 | 60 | 45 | 213753662
BRYANT HEATING AND COOLING SYSTEMS | GH7TAN424**AA* | CAP**3717AL* | 987MC42080C17*** | 22800 | 23800 | 16 | 12 | 8.1 | 2.3 | 60 | 45 | 213753659
BRYANT HEATING AND COOLING SYSTEMS | PH7TAN424**AA* | CAP**3717AL* | 987MC42080C17*** | 22800 | 23800 | 16 | 12 | 8.1 | 2.3 | 60 | 45 | 213753660
BRYANT HEATING AND COOLING SYSTEMS | 227TBN024**AA* | CAP**3717AL* | 987MC42080C17*** | 22800 | 23800 | 16 | 12 | 8.1 | 2.3 | 60 | 45 | 213753657
CARRIER | GH7TAN424**AA* | CAP**3717AL* | 59MN7C080C17**14 | 22800 | 23800 | 16 | 12 | 8.1 | 2.3 | 60 | 45 | 213753655
CARRIER | 25TPB724A**30* | CAP**3717AL* | 59MN7C080C17**14 | 22800 | 23800 | 16 | 12 | 8.1 | 2.3 | 60 | 45 | 213753654
BRYANT HEATING AND COOLING SYSTEMS | 227TAN024**AA* | CAP**3717AL* | 987MC42080C17*** | 22800 | 23800 | 16 | 12 | 8.1 | 2.3 | 60 | 45 | 213753652
TEMPSTAR | N4H7T24*K*AAA* | EA*4X37L17A* | *97CMN0601714B* | 22800 | 24000 | 16 | 12 | 8.1 | 2.28 | 60 | 45 | 213753649
MARATHERM | N4H7T24*K*AAA* | EA*4X37L17A* | *97CMN0601714B* | 22800 | 24000 | 16 | 12 | 8.1 | 2.28 | 60 | 45 | 213753647
KENMORE | N4H7T24*K*AAA* | EA*4X37L17A* | *97CMN0601714B* | 22800 | 24000 | 16 | 12 | 8.1 | 2.28 | 60 | 45 | 213753646
DAY & NIGHT | N4H7T24*K*AAA* | EA*4X37L17A* | *97CMN0601714B* | 22800 | 24000 | 16 | 12 | 8.1 | 2.28 | 60 | 45 | 213753642
KEEPRITE | N4H7T24*K*AAA* | EA*4X37L17A* | *97CMN0601714B* | 22800 | 24000 | 16 | 12 | 8.1 | 2.28 | 60 | 45 | 213753644
COMFORTMAKER | N4H7T24*K*AAA* | EA*4X37L17A* | *97CMN0601714B* | 22800 | 24000 | 16 | 12 | 8.1 | 2.28 | 60 | 45 | 213753641
ARCOAIRE | N4H7T24*K*AAA* | EA*4X37L17A* | *97CMN0601714B* | 22800 | 24000 | 16 | 12 | 8.1 | 2.28 | 60 | 45 | 213753639
AIRQUEST | N4H7T24*K*AAA* | EA*4X37L17A* | *97CMN0601714B* | 22800 | 24000 | 16 | 12 | 8.1 | 2.28 | 60 | 45 | 213753637
HEIL | N4H7T24*K*AAA* | EA*4X37L17A* | *97CMN0601714B* | 22800 | 24000 | 16 | 12 | 8.1 | 2.28 | 60 | 45 | 213753636
BRYANT HEATING AND COOLING SYSTEMS | PH7TAN424**AA* | CAP**3717AL* | 987MC42060C17*** | 22800 | 24000 | 16 | 12 | 8.1 | 2.28 | 60 | 45 | 213753634
BRYANT HEATING AND COOLING SYSTEMS | GH7TAN424**AA* | CAP**3717AL* | 987MC42060C17*** | 22800 | 24000 | 16 | 12 | 8.1 | 2.28 | 60 | 45 | 213753633
BRYANT HEATING AND COOLING SYSTEMS | 227TBN024**AA* | CAP**3717AL* | 987MC42060C17*** | 22800 | 24000 | 16 | 12 | 8.1 | 2.28 | 60 | 45 | 213753631
CARRIER | GH7TAN424**AA* | CAP**3717AL* | 59MN7C060C17**14 | 22800 | 24000 | 16 | 12 | 8.1 | 2.28 | 60 | 45 | 213753629
CARRIER | 25TPB724A**30* | CAP**3717AL* | 59MN7C060C17**14 | 22800 | 24000 | 16 | 12 | 8.1 | 2.28 | 60 | 45 | 213753628
BRYANT HEATING AND COOLING SYSTEMS | 227TAN024**AA* | CAP**3717AL* | 987MC42060C17*** | 22800 | 24000 | 16 | 12 | 8.1 | 2.28 | 60 | 45 | 213753626
TEMPSTAR | N4H7T24*K*AAA* | EA*4X37L17A* | *95CSU0601716B* | 22800 | 24000 | 16.5 | 12.5 | 8.1 | 2.3 | 60 | 45 | 213753623
MARATHERM | N4H7T24*K*AAA* | EA*4X37L17A* | *95CSU0601716B* | 22800 | 24000 | 16.5 | 12.5 | 8.1 | 2.3 | 60 | 45 | 213753621
KEEPRITE | N4H7T24*K*AAA* | EA*4X37L17A* | *95CSU0601716B* | 22800 | 24000 | 16.5 | 12.5 | 8.1 | 2.3 | 60 | 45 | 213753618
KENMORE | N4H7T24*K*AAA* | EA*4X37L17A* | *95CSU0601716B* | 22800 | 24000 | 16.5 | 12.5 | 8.1 | 2.3 | 60 | 45 | 213753619
DAY & NIGHT | N4H7T24*K*AAA* | EA*4X37L17A* | *95CSU0601716B* | 22800 | 24000 | 16.5 | 12.5 | 8.1 | 2.3 | 60 | 45 | 213753616
COMFORTMAKER | N4H7T24*K*AAA* | EA*4X37L17A* | *95CSU0601716B* | 22800 | 24000 | 16.5 | 12.5 | 8.1 | 2.3 | 60 | 45 | 213753614
ARCOAIRE | N4H7T24*K*AAA* | EA*4X37L17A* | *95CSU0601716B* | 22800 | 24000 | 16.5 | 12.5 | 8.1 | 2.3 | 60 | 45 | 213753613
AIRQUEST | N4H7T24*K*AAA* | EA*4X37L17A* | *95CSU0601716B* | 22800 | 24000 | 16.5 | 12.5 | 8.1 | 2.3 | 60 | 45 | 213753611
HEIL | N4H7T24*K*AAA* | EA*4X37L17A* | *95CSU0601716B* | 22800 | 24000 | 16.5 | 12.5 | 8.1 | 2.3 | 60 | 45 | 213753609
BRYANT HEATING AND COOLING SYSTEMS | PH7TAN424**AA* | CAP**3717AL* | 935CB48060C17*** | 22800 | 24000 | 16.5 | 12.5 | 8.1 | 2.3 | 60 | 45 | 213753608
BRYANT HEATING AND COOLING SYSTEMS | GH7TAN424**AA* | CAP**3717AL* | 935CB48060C17*** | 22800 | 24000 | 16.5 | 12.5 | 8.1 | 2.3 | 60 | 45 | 213753606
BRYANT HEATING AND COOLING SYSTEMS | 227TBN024**AA* | CAP**3717AL* | 935CB48060C17*** | 22800 | 24000 | 16.5 | 12.5 | 8.1 | 2.3 | 60 | 45 | 213753604
CARRIER | GH7TAN424**AA* | CAP**3717AL* | 59CU5B060C17**16 | 22800 | 24000 | 16.5 | 12.5 | 8.1 | 2.3 | 60 | 45 | 213753603
BRYANT HEATING AND COOLING SYSTEMS | 227TAN024**AA* | CAP**3717AL* | 935CB48060C17*** | 22800 | 24000 | 16.5 | 12.5 | 8.1 | 2.3 | 60 | 45 | 213753599
CARRIER | 25TPB724A**30* | CAP**3717AL* | 59CU5B060C17**16 | 22800 | 24000 | 16.5 | 12.5 | 8.1 | 2.3 | 60 | 45 | 213753601
TEMPSTAR | N4H7T24*K*AAA* | EA*4X37L17A* | *80CTL0901716B* | 22800 | 23800 | 16 | 12 | 8.1 | 2.3 | 60 | 45 | 213753596
MARATHERM | N4H7T24*K*AAA* | EA*4X37L17A* | *80CTL0901716B* | 22800 | 23800 | 16 | 12 | 8.1 | 2.3 | 60 | 45 | 213753594
KENMORE | N4H7T24*K*AAA* | EA*4X37L17A* | *80CTL0901716B* | 22800 | 23800 | 16 | 12 | 8.1 | 2.3 | 60 | 45 | 213753593
MARATHERM | N4H7T24*K*AAA* | EA*4X25L17A* | *96CTN0801714B* | 23000 | 24000 | 16.5 | 12.5 | 8.1 | 2.32 | 60 | 45 | 213752710
KEEPRITE | N4H7T24*K*AAA* | EA*4X25L17A* | *96CTN0801714B* | 23000 | 24000 | 16.5 | 12.5 | 8.1 | 2.32 | 60 | 45 | 213752707
TEMPSTAR | N4H7T24*K*AAA* | EA*4X25L17A* | *96CTN0801714B* | 23000 | 24000 | 16.5 | 12.5 | 8.1 | 2.32 | 60 | 45 | 213752711
KENMORE | N4H7T24*K*AAA* | EA*4X25L17A* | *96CTN0801714B* | 23000 | 24000 | 16.5 | 12.5 | 8.1 | 2.32 | 60 | 45 | 213752708
DAY & NIGHT | N4H7T24*K*AAA* | EA*4X25L17A* | *96CTN0801714B* | 23000 | 24000 | 16.5 | 12.5 | 8.1 | 2.32 | 60 | 45 | 213752705
COMFORTMAKER | N4H7T24*K*AAA* | EA*4X25L17A* | *96CTN0801714B* | 23000 | 24000 | 16.5 | 12.5 | 8.1 | 2.32 | 60 | 45 | 213752703
ARCOAIRE | N4H7T24*K*AAA* | EA*4X25L17A* | *96CTN0801714B* | 23000 | 24000 | 16.5 | 12.5 | 8.1 | 2.32 | 60 | 45 | 213752702
AIRQUEST | N4H7T24*K*AAA* | EA*4X25L17A* | *96CTN0801714B* | 23000 | 24000 | 16.5 | 12.5 | 8.1 | 2.32 | 60 | 45 | 213752700
BRYANT HEATING AND COOLING SYSTEMS | PH7TAN424**AA* | CAP**2517AL* | 986TD42080C17*** | 23000 | 24000 | 16.5 | 12.5 | 8.1 | 2.32 | 60 | 45 | 213752697
BRYANT HEATING AND COOLING SYSTEMS | GH7TAN424**AA* | CAP**2517AL* | 986TD42080C17*** | 23000 | 24000 | 16.5 | 12.5 | 8.1 | 2.32 | 60 | 45 | 213752695
HEIL | N4H7T24*K*AAA* | EA*4X25L17A* | *96CTN0801714B* | 23000 | 24000 | 16.5 | 12.5 | 8.1 | 2.32 | 60 | 45 | 213752698
BRYANT HEATING AND COOLING SYSTEMS | 227TBN024**AA* | CAP**2517AL* | 986TD42080C17*** | 23000 | 24000 | 16.5 | 12.5 | 8.1 | 2.32 | 60 | 45 | 213752693
CARRIER | 25TPB724A**30* | CAP**2517AL* | 59TN6C080C17**14 | 23000 | 24000 | 16.5 | 12.5 | 8.1 | 2.32 | 60 | 45 | 213752690
CARRIER | GH7TAN424**AA* | CAP**2517AL* | 59TN6C080C17**14 | 23000 | 24000 | 16.5 | 12.5 | 8.1 | 2.32 | 60 | 45 | 213752692
BRYANT HEATING AND COOLING SYSTEMS | 227TAN024**AA* | CAP**2517AL* | 986TD42080C17*** | 23000 | 24000 | 16.5 | 12.5 | 8.1 | 2.32 | 60 | 45 | 213752689
TEMPSTAR | N4H7T24*K*AAA* | EA*4X25L17A* | *96CTN0601714B* | 23000 | 24000 | 16.5 | 12.5 | 8.1 | 2.32 | 60 | 45 | 213752685
MARATHERM | N4H7T24*K*AAA* | EA*4X25L17A* | *96CTN0601714B* | 23000 | 24000 | 16.5 | 12.5 | 8.1 | 2.32 | 60 | 45 | 213752684
KENMORE | N4H7T24*K*AAA* | EA*4X25L17A* | *96CTN0601714B* | 23000 | 24000 | 16.5 | 12.5 | 8.1 | 2.32 | 60 | 45 | 213752682
KEEPRITE | N4H7T24*K*AAA* | EA*4X25L17A* | *96CTN0601714B* | 23000 | 24000 | 16.5 | 12.5 | 8.1 | 2.32 | 60 | 45 | 213752680
DAY & NIGHT | N4H7T24*K*AAA* | EA*4X25L17A* | *96CTN0601714B* | 23000 | 24000 | 16.5 | 12.5 | 8.1 | 2.32 | 60 | 45 | 213752679
COMFORTMAKER | N4H7T24*K*AAA* | EA*4X25L17A* | *96CTN0601714B* | 23000 | 24000 | 16.5 | 12.5 | 8.1 | 2.32 | 60 | 45 | 213752677
ARCOAIRE | N4H7T24*K*AAA* | EA*4X25L17A* | *96CTN0601714B* | 23000 | 24000 | 16.5 | 12.5 | 8.1 | 2.32 | 60 | 45 | 213752675
AIRQUEST | N4H7T24*K*AAA* | EA*4X25L17A* | *96CTN0601714B* | 23000 | 24000 | 16.5 | 12.5 | 8.1 | 2.32 | 60 | 45 | 213752674
HEIL | N4H7T24*K*AAA* | EA*4X25L17A* | *96CTN0601714B* | 23000 | 24000 | 16.5 | 12.5 | 8.1 | 2.32 | 60 | 45 | 213752672
BRYANT HEATING AND COOLING SYSTEMS | GH7TAN424**AA* | CAP**2517AL* | 986TD42060C17*** | 23000 | 24000 | 16.5 | 12.5 | 8.1 | 2.32 | 60 | 45 | 213752669
BRYANT HEATING AND COOLING SYSTEMS | PH7TAN424**AA* | CAP**2517AL* | 986TD42060C17*** | 23000 | 24000 | 16.5 | 12.5 | 8.1 | 2.32 | 60 | 45 | 213752670
CARRIER | GH7TAN424**AA* | CAP**2517AL* | 59TN6C060C17**14 | 23000 | 24000 | 16.5 | 12.5 | 8.1 | 2.32 | 60 | 45 | 213752665
BRYANT HEATING AND COOLING SYSTEMS | 227TBN024**AA* | CAP**2517AL* | 986TD42060C17*** | 23000 | 24000 | 16.5 | 12.5 | 8.1 | 2.32 | 60 | 45 | 213752667
CARRIER | 25TPB724A**30* | CAP**2517AL* | 59TN6C060C17**14 | 23000 | 24000 | 16.5 | 12.5 | 8.1 | 2.32 | 60 | 45 | 213752664
BRYANT HEATING AND COOLING SYSTEMS | 227TAN024**AA* | CAP**2517AL* | 986TD42060C17*** | 23000 | 24000 | 16.5 | 12.5 | 8.1 | 2.32 | 60 | 45 | 213752662
CARRIER | GH7TAN424**AA* | CAP**2517AL* | 59TN6C040C14**10 | 22800 | 24200 | 16 | 12 | 8.1 | 2.3 | 60 | 45 | 213752639
CARRIER | 25TPB724A**30* | CAP**2517AL* | 59TN6C040C14**10 | 22800 | 24200 | 16 | 12 | 8.1 | 2.3 | 60 | 45 | 213752637
TEMPSTAR | N4H7T24*K*AAA* | EA*4X25L17A* | *97CMN0801714B* | 22800 | 24000 | 16.5 | 12.5 | 8.1 | 2.32 | 60 | 44 | 213752632
MARATHERM | N4H7T24*K*AAA* | EA*4X25L17A* | *97CMN0801714B* | 22800 | 24000 | 16.5 | 12.5 | 8.1 | 2.32 | 60 | 44 | 213752631
KENMORE | N4H7T24*K*AAA* | EA*4X25L17A* | *97CMN0801714B* | 22800 | 24000 | 16.5 | 12.5 | 8.1 | 2.32 | 60 | 44 | 213752629
KEEPRITE | N4H7T24*K*AAA* | EA*4X25L17A* | *97CMN0801714B* | 22800 | 24000 | 16.5 | 12.5 | 8.1 | 2.32 | 60 | 44 | 213752627
DAY & NIGHT | N4H7T24*K*AAA* | EA*4X25L17A* | *97CMN0801714B* | 22800 | 24000 | 16.5 | 12.5 | 8.1 | 2.32 | 60 | 44 | 213752626
ARCOAIRE | N4H7T24*K*AAA* | EA*4X25L17A* | *97CMN0801714B* | 22800 | 24000 | 16.5 | 12.5 | 8.1 | 2.32 | 60 | 44 | 213752623
COMFORTMAKER | N4H7T24*K*AAA* | EA*4X25L17A* | *97CMN0801714B* | 22800 | 24000 | 16.5 | 12.5 | 8.1 | 2.32 | 60 | 44 | 213752624
AIRQUEST | N4H7T24*K*AAA* | EA*4X25L17A* | *97CMN0801714B* | 22800 | 24000 | 16.5 | 12.5 | 8.1 | 2.32 | 60 | 44 | 213752621
BRYANT HEATING AND COOLING SYSTEMS | PH7TAN424**AA* | CAP**2517AL* | 987MC42080C17*** | 22800 | 24000 | 16.5 | 12.5 | 8.1 | 2.32 | 60 | 44 | 213752618
HEIL | N4H7T24*K*AAA* | EA*4X25L17A* | *97CMN0801714B* | 22800 | 24000 | 16.5 | 12.5 | 8.1 | 2.32 | 60 | 44 | 213752619
BRYANT HEATING AND COOLING SYSTEMS | PH7TAN424**AA* | CAP**2517AL* | 88*TB48070C17*** | 23200 | 24200 | 16.5 | 12.5 | 8.1 | 2.34 | 60 | 45 | 213752512
BRYANT HEATING AND COOLING SYSTEMS | GH7TAN424**AA* | CAP**2517AL* | 88*TB48070C17*** | 23200 | 24200 | 16.5 | 12.5 | 8.1 | 2.34 | 60 | 45 | 213752511
BRYANT HEATING AND COOLING SYSTEMS | 227TBN024**AA* | CAP**2517AL* | 88*TB48070C17*** | 23200 | 24200 | 16.5 | 12.5 | 8.1 | 2.34 | 60 | 45 | 213752509
CARRIER | GH7TAN424**AA* | CAP**2517AL* | 58TN*B070C17**16 | 23200 | 24200 | 16.5 | 12.5 | 8.1 | 2.34 | 60 | 45 | 213752507
CARRIER | 25TPB724A**30* | CAP**2517AL* | 58TN*B070C17**16 | 23200 | 24200 | 16.5 | 12.5 | 8.1 | 2.34 | 60 | 45 | 213752506
BRYANT HEATING AND COOLING SYSTEMS | 227TAN024**AA* | CAP**2517AL* | 88*TB48070C17*** | 23200 | 24200 | 16.5 | 12.5 | 8.1 | 2.34 | 60 | 45 | 213752504
TEMPSTAR | N4H7T24*K*AAA* | EA*4X25L17A* | *80CTL0701412B* | 22800 | 24000 | 16 | 13 | 8.1 | 2.32 | 60 | 44 | 213752501
MARATHERM | N4H7T24*K*AAA* | EA*4X25L17A* | *80CTL0701412B* | 22800 | 24000 | 16 | 13 | 8.1 | 2.32 | 60 | 44 | 213752499
KENMORE | N4H7T24*K*AAA* | EA*4X25L17A* | *80CTL0701412B* | 22800 | 24000 | 16 | 13 | 8.1 | 2.32 | 60 | 44 | 213752498
KEEPRITE | N4H7T24*K*AAA* | EA*4X25L17A* | *80CTL0701412B* | 22800 | 24000 | 16 | 13 | 8.1 | 2.32 | 60 | 44 | 213752496
DAY & NIGHT | N4H7T24*K*AAA* | EA*4X25L17A* | *80CTL0701412B* | 22800 | 24000 | 16 | 13 | 8.1 | 2.32 | 60 | 44 | 213752494
COMFORTMAKER | N4H7T24*K*AAA* | EA*4X25L17A* | *80CTL0701412B* | 22800 | 24000 | 16 | 13 | 8.1 | 2.32 | 60 | 44 | 213752493
ARCOAIRE | N4H7T24*K*AAA* | EA*4X25L17A* | *80CTL0701412B* | 22800 | 24000 | 16 | 13 | 8.1 | 2.32 | 60 | 44 | 213752491
BRYANT HEATING AND COOLING SYSTEMS | PH7TAN424**AA* | CAP**2517AL* | 88*TB36070C14*** | 22800 | 24000 | 16 | 13 | 8.1 | 2.32 | 60 | 44 | 213752486
AIRQUEST | N4H7T24*K*AAA* | EA*4X25L17A* | *80CTL0701412B* | 22800 | 24000 | 16 | 13 | 8.1 | 2.32 | 60 | 44 | 213752489
HEIL | N4H7T24*K*AAA* | EA*4X25L17A* | *80CTL0701412B* | 22800 | 24000 | 16 | 13 | 8.1 | 2.32 | 60 | 44 | 213752488
BRYANT HEATING AND COOLING SYSTEMS | GH7TAN424**AA* | CAP**2517AL* | 88*TB36070C14*** | 22800 | 24000 | 16 | 13 | 8.1 | 2.32 | 60 | 44 | 213752484
BRYANT HEATING AND COOLING SYSTEMS | 227TBN024**AA* | CAP**2517AL* | 88*TB36070C14*** | 22800 | 24000 | 16 | 13 | 8.1 | 2.32 | 60 | 44 | 213752483
CARRIER | 25TPB724A**30* | CAP**2517AL* | 58TN*B070C14**12 | 22800 | 24000 | 16 | 13 | 8.1 | 2.32 | 60 | 44 | 213752480
CARRIER | GH7TAN424**AA* | CAP**2517AL* | 58TN*B070C14**12 | 22800 | 24000 | 16 | 13 | 8.1 | 2.32 | 60 | 44 | 213752481
BRYANT HEATING AND COOLING SYSTEMS | 227TAN024**AA* | CAP**2517AL* | 88*TB36070C14*** | 22800 | 24000 | 16 | 13 | 8.1 | 2.32 | 60 | 44 | 213752478
TEMPSTAR | N4H7T24*K*AAA* | EA*4X25L17A* | *80CTL0451712B* | 23000 | 24000 | 16.5 | 12 | 8.1 | 2.32 | 60 | 45 | 213752475
MARATHERM | N4H7T24*K*AAA* | EA*4X25L17A* | *80CTL0451712B* | 23000 | 24000 | 16.5 | 12 | 8.1 | 2.32 | 60 | 45 | 213752473
KEEPRITE | N4H7T24*K*AAA* | EA*4X25L17A* | *80CTL0451712B* | 23000 | 24000 | 16.5 | 12 | 8.1 | 2.32 | 60 | 45 | 213752470
KENMORE | N4H7T24*K*AAA* | EA*4X25L17A* | *80CTL0451712B* | 23000 | 24000 | 16.5 | 12 | 8.1 | 2.32 | 60 | 45 | 213752471
DAY & NIGHT | N4H7T24*K*AAA* | EA*4X25L17A* | *80CTL0451712B* | 23000 | 24000 | 16.5 | 12 | 8.1 | 2.32 | 60 | 45 | 213752468
COMFORTMAKER | N4H7T24*K*AAA* | EA*4X25L17A* | *80CTL0451712B* | 23000 | 24000 | 16.5 | 12 | 8.1 | 2.32 | 60 | 45 | 213752466
ARCOAIRE | N4H7T24*K*AAA* | EA*4X25L17A* | *80CTL0451712B* | 23000 | 24000 | 16.5 | 12 | 8.1 | 2.32 | 60 | 45 | 213752465
AIRQUEST | N4H7T24*K*AAA* | EA*4X25L17A* | *80CTL0451712B* | 23000 | 24000 | 16.5 | 12 | 8.1 | 2.32 | 60 | 45 | 213752463
HEIL | N4H7T24*K*AAA* | EA*4X25L17A* | *80CTL0451712B* | 23000 | 24000 | 16.5 | 12 | 8.1 | 2.32 | 60 | 45 | 213752461
BRYANT HEATING AND COOLING SYSTEMS | PH7TAN424**AA* | CAP**2517AL* | 88*TB36045C17*** | 23000 | 24000 | 16.5 | 12 | 8.1 | 2.32 | 60 | 45 | 213752460
BRYANT HEATING AND COOLING SYSTEMS | GH7TAN424**AA* | CAP**2517AL* | 88*TB36045C17*** | 23000 | 24000 | 16.5 | 12 | 8.1 | 2.32 | 60 | 45 | 213752458
BRYANT HEATING AND COOLING SYSTEMS | 227TBN024**AA* | CAP**2517AL* | 88*TB36045C17*** | 23000 | 24000 | 16.5 | 12 | 8.1 | 2.32 | 60 | 45 | 213752456
BRYANT HEATING AND COOLING SYSTEMS | 227TAN024**AA* | CAP**2517AL* | 88*TB36045C17*** | 23000 | 24000 | 16.5 | 12 | 8.1 | 2.32 | 60 | 45 | 213752452
CARRIER | GH7TAN424**AA* | CAP**2517AL* | 58TN*B045C17**12 | 23000 | 24000 | 16.5 | 12 | 8.1 | 2.32 | 60 | 45 | 213752455
CARRIER | 25TPB724A**30* | CAP**2517AL* | 58TN*B045C17**12 | 23000 | 24000 | 16.5 | 12 | 8.1 | 2.32 | 60 | 45 | 213752453
TEMPSTAR | N4H7T24*K*AAA* | EA*4X37L21A* | *96CTN0801714B* | 23000 | 24000 | 16 | 13 | 8.1 | 2.34 | 60 | 45 | 213753963
MARATHERM | N4H7T24*K*AAA* | EA*4X37L21A* | *96CTN0801714B* | 23000 | 24000 | 16 | 13 | 8.1 | 2.34 | 60 | 45 | 213753962
KENMORE | N4H7T24*K*AAA* | EA*4X37L21A* | *96CTN0801714B* | 23000 | 24000 | 16 | 13 | 8.1 | 2.34 | 60 | 45 | 213753960
KEEPRITE | N4H7T24*K*AAA* | EA*4X37L21A* | *96CTN0801714B* | 23000 | 24000 | 16 | 13 | 8.1 | 2.34 | 60 | 45 | 213753958
DAY & NIGHT | N4H7T24*K*AAA* | EA*4X37L21A* | *96CTN0801714B* | 23000 | 24000 | 16 | 13 | 8.1 | 2.34 | 60 | 45 | 213753957
COMFORTMAKER | N4H7T24*K*AAA* | EA*4X37L21A* | *96CTN0801714B* | 23000 | 24000 | 16 | 13 | 8.1 | 2.34 | 60 | 45 | 213753955
ARCOAIRE | N4H7T24*K*AAA* | EA*4X37L21A* | *96CTN0801714B* | 23000 | 24000 | 16 | 13 | 8.1 | 2.34 | 60 | 45 | 213753953
HEIL | N4H7T24*K*AAA* | EA*4X37L21A* | *96CTN0801714B* | 23000 | 24000 | 16 | 13 | 8.1 | 2.34 | 60 | 45 | 213753950
AIRQUEST | N4H7T24*K*AAA* | EA*4X37L21A* | *96CTN0801714B* | 23000 | 24000 | 16 | 13 | 8.1 | 2.34 | 60 | 45 | 213753952
BRYANT HEATING AND COOLING SYSTEMS | GH7TAN424**AA* | CAP**3721AL* | 986TD42080C17*** | 23000 | 24000 | 16 | 13 | 8.1 | 2.34 | 60 | 45 | 213753947
CARRIER | GH7TAN424**AA* | CAP**3721AL* | 59TN6C080C17**14 | 23000 | 24000 | 16 | 13 | 8.1 | 2.34 | 60 | 45 | 213753944
CARRIER | 25TPB724A**30* | CAP**3721AL* | 59TN6C080C17**14 | 23000 | 24000 | 16 | 13 | 8.1 | 2.34 | 60 | 45 | 213753942
BRYANT HEATING AND COOLING SYSTEMS | 227TBN024**AA* | CAP**3721AL* | 986TD42080C17*** | 23000 | 24000 | 16 | 13 | 8.1 | 2.34 | 60 | 45 | 213753945
BRYANT HEATING AND COOLING SYSTEMS | PH7TAN424**AA* | CAP**3721AL* | 986TD42080C17*** | 23000 | 24000 | 16 | 13 | 8.1 | 2.34 | 60 | 45 | 213753948
BRYANT HEATING AND COOLING SYSTEMS | 227TAN024**AA* | CAP**3721AL* | 986TD42080C17*** | 23000 | 24000 | 16 | 13 | 8.1 | 2.34 | 60 | 45 | 213753940
TEMPSTAR | N4H7T24*K*AAA* | EA*4X37L21A* | *96CTN0601714B* | 23000 | 24200 | 16.5 | 12.5 | 8.1 | 2.34 | 60 | 45 | 213753937
ACIQ | N4H7T60*K*AAA* | EA*4X61L24A* | *80VTL0902120A* | 55500 | 59000 | 15.5 | 11.7 | 8.1 | 2.18 | 63 | 51 | 213072423
HEIL | N4H7T48*K*AAA* | EVD4X61M21A* | *80CTL0902120B* | 47000 | 51000 | 16 | 11.7 | 8.1 | 2.3 | 61 | 50 | 213639679
BRYANT HEATING AND COOLING SYSTEMS | 227TBN048**AA* | CVPVA6121XMC* | 88*TB60090C21*** | 47000 | 51000 | 16 | 11.7 | 8.1 | 2.3 | 61 | 50 | 213639676
BRYANT HEATING AND COOLING SYSTEMS | GH7TAN448**AA* | CVPVA6121XMC* | 88*TB60090C21*** | 47000 | 51000 | 16 | 11.7 | 8.1 | 2.3 | 61 | 50 | 213639677
CARRIER | GH7TAN448**AA* | CVPVA6121XMC* | 58TN*B090C21**20 | 47000 | 51000 | 16 | 11.7 | 8.1 | 2.3 | 61 | 50 | 213639675
CARRIER | 25TPB748A**30* | CVPVA6121XMC* | 58TN*B090C21**20 | 47000 | 51000 | 16 | 11.7 | 8.1 | 2.3 | 61 | 50 | 213639674
BRYANT HEATING AND COOLING SYSTEMS | 227TAN048**AA* | CVPVA6121XMC* | 88*TB60090C21*** | 47000 | 51000 | 16 | 11.7 | 8.1 | 2.3 | 61 | 50 | 213639673
BRYANT HEATING AND COOLING SYSTEMS | 227TAN048**AA* | CVPVA6121XMC* | 935CB66100C21*** | 46500 | 50500 | 15.5 | 11.7 | 8.1 | 2.32 | 61 | 49 | 213639810
CARRIER | GH7TAN448**AA* | CVPVA6121XMC* | 59CU5B100C21**22 | 46500 | 50500 | 15.5 | 11.7 | 8.1 | 2.32 | 61 | 49 | 213639812
CARRIER | 25TPB748A**30* | CVPVA6121XMC* | 59CU5B100C21**22 | 46500 | 50500 | 15.5 | 11.7 | 8.1 | 2.32 | 61 | 49 | 213639811
ECOTEMP | W4H7T48*K*AAA* | WMVC60421XA* | WFET110C066A* | 46000 | 50500 | 16 | 11.7 | 8.1 | 2.28 | 61 | 49 | 213639073
GRANDAIRE | W4H7T48*K*AAA* | WMVC60421XA* | WFET110C066A* | 46000 | 50500 | 16 | 11.7 | 8.1 | 2.28 | 61 | 49 | 213639072
KEEPRITE | N4H7T48*K*AAA* | EVD4X60M21A* | *80VTL1102122B* | 46000 | 50500 | 16 | 11.7 | 8.1 | 2.28 | 61 | 49 | 213639069
TEMPSTAR | N4H7T48*K*AAA* | EVD4X60M21A* | *80VTL1102122B* | 46000 | 50500 | 16 | 11.7 | 8.1 | 2.28 | 61 | 49 | 213639071
KENMORE | N4H7T48*K*AAA* | EVD4X60M21A* | *80VTL1102122B* | 46000 | 50500 | 16 | 11.7 | 8.1 | 2.28 | 61 | 49 | 213639070
COMFORTMAKER | N4H7T48*K*AAA* | EVD4X60M21A* | *80VTL1102122B* | 46000 | 50500 | 16 | 11.7 | 8.1 | 2.28 | 61 | 49 | 213639067
DAY & NIGHT | N4H7T48*K*AAA* | EVD4X60M21A* | *80VTL1102122B* | 46000 | 50500 | 16 | 11.7 | 8.1 | 2.28 | 61 | 49 | 213639068
ARCOAIRE | N4H7T48*K*AAA* | EVD4X60M21A* | *80VTL1102122B* | 46000 | 50500 | 16 | 11.7 | 8.1 | 2.28 | 61 | 49 | 213639066
AIRQUEST | N4H7T48*K*AAA* | EVD4X60M21A* | *80VTL1102122B* | 46000 | 50500 | 16 | 11.7 | 8.1 | 2.28 | 61 | 49 | 213639065
HEIL | N4H7T48*K*AAA* | EVD4X60M21A* | *80VTL1102122B* | 46000 | 50500 | 16 | 11.7 | 8.1 | 2.28 | 61 | 49 | 213639064
BROCK | PH7TAN448**AA* | CVPVA6021XMC* | PG80VTLB66110C** | 46000 | 50500 | 16 | 11.7 | 8.1 | 2.28 | 61 | 49 | 213639062
WEATHERMAKER | PH7TAN448**AA* | CVPVA6021XMC* | PG80VTLB66110C** | 46000 | 50500 | 16 | 11.7 | 8.1 | 2.28 | 61 | 49 | 213639063
PAYNE HEATING AND COOLING | PH7TAN448**AA* | CVPVA6021XMC* | PG80VTLB66110C** | 46000 | 50500 | 16 | 11.7 | 8.1 | 2.28 | 61 | 49 | 213639061
BRYANT HEATING AND COOLING SYSTEMS | 227TBN048**AA* | CVPVA6021XMC* | 82*TB66110V21*** | 46000 | 50500 | 16 | 11.7 | 8.1 | 2.28 | 61 | 49 | 213639058
CARRIER | 25TPB748A**30* | CVPVA6021XMC* | 58TP*B110V21**22 | 46000 | 50500 | 16 | 11.7 | 8.1 | 2.28 | 61 | 49 | 213639056
CARRIER | GH7TAN448**AA* | CVPVA6021XMC* | 58TP*B110V21**22 | 46000 | 50500 | 16 | 11.7 | 8.1 | 2.28 | 61 | 49 | 213639057
BRYANT HEATING AND COOLING SYSTEMS | 227TAN048**AA* | CVPVA6021XMC* | 82*TB66110V21*** | 46000 | 50500 | 16 | 11.7 | 8.1 | 2.28 | 61 | 49 | 213639055
BRYANT HEATING AND COOLING SYSTEMS | PH7TAN448**AA* | CVPVA6021XMC* | 82*TB66110V21*** | 46000 | 50500 | 16 | 11.7 | 8.1 | 2.28 | 61 | 49 | 213639060
BRYANT HEATING AND COOLING SYSTEMS | GH7TAN448**AA* | CVPVA6021XMC* | 82*TB66110V21*** | 46000 | 50500 | 16 | 11.7 | 8.1 | 2.28 | 61 | 49 | 213639059
DAY & NIGHT | N4H7T48*K*AAA* | EVM4X60M21A* | *80CTL0902120B* | 46000 | 50000 | 16 | 11.7 | 8.1 | 2.3 | 61 | 49 | 213637166
COMFORTMAKER | N4H7T48*K*AAA* | EVM4X60M21A* | *80CTL0902120B* | 46000 | 50000 | 16 | 11.7 | 8.1 | 2.3 | 61 | 49 | 213637165
ARCOAIRE | N4H7T48*K*AAA* | EVM4X60M21A* | *80CTL0902120B* | 46000 | 50000 | 16 | 11.7 | 8.1 | 2.3 | 61 | 49 | 213637164
AIRQUEST | N4H7T48*K*AAA* | EVM4X60M21A* | *80CTL0902120B* | 46000 | 50000 | 16 | 11.7 | 8.1 | 2.3 | 61 | 49 | 213637163
HEIL | N4H7T48*K*AAA* | EVM4X60M21A* | *80CTL0902120B* | 46000 | 50000 | 16 | 11.7 | 8.1 | 2.3 | 61 | 49 | 213637162
BRYANT HEATING AND COOLING SYSTEMS | GH7TAN448**AA* | CVPMA6021XMC* | 88*TB60090C21*** | 46000 | 50000 | 16 | 11.7 | 8.1 | 2.3 | 61 | 49 | 213637160
BRYANT HEATING AND COOLING SYSTEMS | 227TBN048**AA* | CVPMA6021XMC* | 88*TB60090C21*** | 46000 | 50000 | 16 | 11.7 | 8.1 | 2.3 | 61 | 49 | 213637159
CARRIER | GH7TAN448**AA* | CVPMA6021XMC* | 58TN*B090C21**20 | 46000 | 50000 | 16 | 11.7 | 8.1 | 2.3 | 61 | 49 | 213637158
CARRIER | 25TPB748A**30* | CVPMA6021XMC* | 58TN*B090C21**20 | 46000 | 50000 | 16 | 11.7 | 8.1 | 2.3 | 61 | 49 | 213637157
BRYANT HEATING AND COOLING SYSTEMS | PH7TAN448**AA* | CVPMA6021XMC* | 88*TB60090C21*** | 46000 | 50000 | 16 | 11.7 | 8.1 | 2.3 | 61 | 49 | 213637161
BRYANT HEATING AND COOLING SYSTEMS | 227TAN048**AA* | CVPMA6021XMC* | 88*TB60090C21*** | 46000 | 50000 | 16 | 11.7 | 8.1 | 2.3 | 61 | 49 | 213637156
TEMPSTAR | N4H7T48*K*AAA* | EVM4X60M21A* | *96VTN1002122B* | 46500 | 50500 | 16 | 11.7 | 8.1 | 2.3 | 61 | 49 | 213637652
KENMORE | N4H7T48*K*AAA* | EVM4X60M21A* | *96VTN1002122B* | 46500 | 50500 | 16 | 11.7 | 8.1 | 2.3 | 61 | 49 | 213637651
KEEPRITE | N4H7T48*K*AAA* | EVM4X60M21A* | *96VTN1002122B* | 46500 | 50500 | 16 | 11.7 | 8.1 | 2.3 | 61 | 49 | 213637650
DAY & NIGHT | N4H7T48*K*AAA* | EVM4X60M21A* | *96VTN1002122B* | 46500 | 50500 | 16 | 11.7 | 8.1 | 2.3 | 61 | 49 | 213637649
COMFORTMAKER | N4H7T48*K*AAA* | EVM4X60M21A* | *96VTN1002122B* | 46500 | 50500 | 16 | 11.7 | 8.1 | 2.3 | 61 | 49 | 213637648
ARCOAIRE | N4H7T48*K*AAA* | EVM4X60M21A* | *96VTN1002122B* | 46500 | 50500 | 16 | 11.7 | 8.1 | 2.3 | 61 | 49 | 213637647
TEMPSTAR | N4H7T48*K*AAA* | EVD4X61M21A* | *96VTN1002122A* | 47000 | 50500 | 16 | 11.7 | 8.1 | 2.32 | 61 | 49 | 213640081
MARATHERM | N4H7T48*K*AAA* | EVD4X61M21A* | *96VTN1002122A* | 47000 | 50500 | 16 | 11.7 | 8.1 | 2.32 | 61 | 49 | 213640080
KENMORE | N4H7T48*K*AAA* | EVD4X61M21A* | *96VTN1002122A* | 47000 | 50500 | 16 | 11.7 | 8.1 | 2.32 | 61 | 49 | 213640079
KEEPRITE | N4H7T48*K*AAA* | EVD4X61M21A* | *96VTN1002122A* | 47000 | 50500 | 16 | 11.7 | 8.1 | 2.32 | 61 | 49 | 213640078
DAY & NIGHT | N4H7T48*K*AAA* | EVD4X61M21A* | *96VTN1002122A* | 47000 | 50500 | 16 | 11.7 | 8.1 | 2.32 | 61 | 49 | 213640077
COMFORTMAKER | N4H7T48*K*AAA* | EVD4X61M21A* | *96VTN1002122A* | 47000 | 50500 | 16 | 11.7 | 8.1 | 2.32 | 61 | 49 | 213640076
TEMPSTAR | N4H7T48*K*AAA* | EVD4X61M21A* | *80CTL0902120B* | 47000 | 51000 | 16 | 11.7 | 8.1 | 2.3 | 61 | 50 | 213639687
KEEPRITE | N4H7T48*K*AAA* | EVD4X61M21A* | *80CTL0902120B* | 47000 | 51000 | 16 | 11.7 | 8.1 | 2.3 | 61 | 50 | 213639684
MARATHERM | N4H7T48*K*AAA* | EVD4X61M21A* | *80CTL0902120B* | 47000 | 51000 | 16 | 11.7 | 8.1 | 2.3 | 61 | 50 | 213639686
KENMORE | N4H7T48*K*AAA* | EVD4X61M21A* | *80CTL0902120B* | 47000 | 51000 | 16 | 11.7 | 8.1 | 2.3 | 61 | 50 | 213639685
DAY & NIGHT | N4H7T48*K*AAA* | EVD4X61M21A* | *80CTL0902120B* | 47000 | 51000 | 16 | 11.7 | 8.1 | 2.3 | 61 | 50 | 213639683
COMFORTMAKER | N4H7T48*K*AAA* | EVD4X61M21A* | *80CTL0902120B* | 47000 | 51000 | 16 | 11.7 | 8.1 | 2.3 | 61 | 50 | 213639682
ARCOAIRE | N4H7T48*K*AAA* | EVD4X61M21A* | *80CTL0902120B* | 47000 | 51000 | 16 | 11.7 | 8.1 | 2.3 | 61 | 50 | 213639681
AIRQUEST | N4H7T48*K*AAA* | EVD4X61M21A* | *80CTL0902120B* | 47000 | 51000 | 16 | 11.7 | 8.1 | 2.3 | 61 | 50 | 213639680
BRYANT HEATING AND COOLING SYSTEMS | PH7TAN448**AA* | CVPVA6121XMC* | 88*TB60090C21*** | 47000 | 51000 | 16 | 11.7 | 8.1 | 2.3 | 61 | 50 | 213639678
AIRQUEST | N4H7T48*K*AAA* | EVM4X60M21A* | *96VTN1002122B* | 46500 | 50500 | 16 | 11.7 | 8.1 | 2.3 | 61 | 49 | 213637646
HEIL | N4H7T48*K*AAA* | EVM4X60M21A* | *96VTN1002122B* | 46500 | 50500 | 16 | 11.7 | 8.1 | 2.3 | 61 | 49 | 213637645
BRYANT HEATING AND COOLING SYSTEMS | PH7TAN448**AA* | CVPMA6021XMC* | 926TC66100V21*** | 46500 | 50500 | 16 | 11.7 | 8.1 | 2.3 | 61 | 49 | 213637644
BRYANT HEATING AND COOLING SYSTEMS | GH7TAN448**AA* | CVPMA6021XMC* | 926TC66100V21*** | 46500 | 50500 | 16 | 11.7 | 8.1 | 2.3 | 61 | 49 | 213637643
BRYANT HEATING AND COOLING SYSTEMS | 227TBN048**AA* | CVPMA6021XMC* | 926TC66100V21*** | 46500 | 50500 | 16 | 11.7 | 8.1 | 2.3 | 61 | 49 | 213637642
CARRIER | 25TPB748A**30* | CVPMA6021XMC* | 59TP6C100V21**22 | 46500 | 50500 | 16 | 11.7 | 8.1 | 2.3 | 61 | 49 | 213637640
BRYANT HEATING AND COOLING SYSTEMS | 227TAN048**AA* | CVPMA6021XMC* | 926TC66100V21*** | 46500 | 50500 | 16 | 11.7 | 8.1 | 2.3 | 61 | 49 | 213637639
CARRIER | GH7TAN448**AA* | CVPMA6021XMC* | 59TP6C100V21**22 | 46500 | 50500 | 16 | 11.7 | 8.1 | 2.3 | 61 | 49 | 213637641
AIRQUEST | N4H7T48*K*AAA* | EVD4X61M21A* | *80VSL0902120B* | 46500 | 50500 | 16 | 11.7 | 8.1 | 2.3 | 61 | 50 | 213639523
HEIL | N4H7T48*K*AAA* | EVD4X61M21A* | *80VSL0902120B* | 46500 | 50500 | 16 | 11.7 | 8.1 | 2.3 | 61 | 50 | 213639522
BRYANT HEATING AND COOLING SYSTEMS | GH7TAN448**AA* | CVPVA6121XMC* | 82*SB60090V21*** | 46500 | 50500 | 16 | 11.7 | 8.1 | 2.3 | 61 | 50 | 213639520
BRYANT HEATING AND COOLING SYSTEMS | 227TBN048**AA* | CVPVA6121XMC* | 82*SB60090V21*** | 46500 | 50500 | 16 | 11.7 | 8.1 | 2.3 | 61 | 50 | 213639519
KEEPRITE | N4H7T48*K*AAA* | EVD4X61M21A* | *80VSL1102122B* | 47000 | 51000 | 16 | 11.7 | 8.1 | 2.32 | 60 | 49 | 213639542
TEMPSTAR | N4H7T48*K*AAA* | EVD4X61M21A* | *80VSL1102122B* | 47000 | 51000 | 16 | 11.7 | 8.1 | 2.32 | 60 | 49 | 213639544
KENMORE | N4H7T48*K*AAA* | EVD4X61M21A* | *80VSL1102122B* | 47000 | 51000 | 16 | 11.7 | 8.1 | 2.32 | 60 | 49 | 213639543
ARCOAIRE | N4H7T48*K*AAA* | EVD4X61M21A* | *80VSL1102122B* | 47000 | 51000 | 16 | 11.7 | 8.1 | 2.32 | 60 | 49 | 213639539
DAY & NIGHT | N4H7T48*K*AAA* | EVD4X61M21A* | *80VSL1102122B* | 47000 | 51000 | 16 | 11.7 | 8.1 | 2.32 | 60 | 49 | 213639541
COMFORTMAKER | N4H7T48*K*AAA* | EVD4X61M21A* | *80VSL1102122B* | 47000 | 51000 | 16 | 11.7 | 8.1 | 2.32 | 60 | 49 | 213639540
AIRQUEST | N4H7T48*K*AAA* | EVD4X61M21A* | *80VSL1102122B* | 47000 | 51000 | 16 | 11.7 | 8.1 | 2.32 | 60 | 49 | 213639538
HEIL | N4H7T48*K*AAA* | EVD4X61M21A* | *80VSL1102122B* | 47000 | 51000 | 16 | 11.7 | 8.1 | 2.32 | 60 | 49 | 213639537
BRYANT HEATING AND COOLING SYSTEMS | PH7TAN448**AA* | CVPVA6121XMC* | 82*SB66110V21*** | 47000 | 51000 | 16 | 11.7 | 8.1 | 2.32 | 60 | 49 | 213639536
BRYANT HEATING AND COOLING SYSTEMS | GH7TAN448**AA* | CVPVA6121XMC* | 82*SB66110V21*** | 47000 | 51000 | 16 | 11.7 | 8.1 | 2.32 | 60 | 49 | 213639535
CARRIER | 25TPB748A**30* | CVPVA6121XMC* | 58SP*B110V21**22 | 47000 | 51000 | 16 | 11.7 | 8.1 | 2.32 | 60 | 49 | 213639532
BRYANT HEATING AND COOLING SYSTEMS | 227TBN048**AA* | CVPVA6121XMC* | 82*SB66110V21*** | 47000 | 51000 | 16 | 11.7 | 8.1 | 2.32 | 60 | 49 | 213639534
CARRIER | GH7TAN448**AA* | CVPVA6121XMC* | 58SP*B110V21**22 | 47000 | 51000 | 16 | 11.7 | 8.1 | 2.32 | 60 | 49 | 213639533
BRYANT HEATING AND COOLING SYSTEMS | 227TAN048**AA* | CVPVA6121XMC* | 82*SB66110V21*** | 47000 | 51000 | 16 | 11.7 | 8.1 | 2.32 | 60 | 49 | 213639531
TEMPSTAR | N4H7T48*K*AAA* | EVD4X61M21A* | *80VSL0902120B* | 46500 | 50500 | 16 | 11.7 | 8.1 | 2.3 | 61 | 50 | 213639529
KENMORE | N4H7T48*K*AAA* | EVD4X61M21A* | *80VSL0902120B* | 46500 | 50500 | 16 | 11.7 | 8.1 | 2.3 | 61 | 50 | 213639528
KEEPRITE | N4H7T48*K*AAA* | EVD4X61M21A* | *80VSL0902120B* | 46500 | 50500 | 16 | 11.7 | 8.1 | 2.3 | 61 | 50 | 213639527
DAY & NIGHT | N4H7T48*K*AAA* | EVD4X61M21A* | *80VSL0902120B* | 46500 | 50500 | 16 | 11.7 | 8.1 | 2.3 | 61 | 50 | 213639526
COMFORTMAKER | N4H7T48*K*AAA* | EVD4X61M21A* | *80VSL0902120B* | 46500 | 50500 | 16 | 11.7 | 8.1 | 2.3 | 61 | 50 | 213639525
ARCOAIRE | N4H7T48*K*AAA* | EVD4X61M21A* | *80VSL0902120B* | 46500 | 50500 | 16 | 11.7 | 8.1 | 2.3 | 61 | 50 | 213639524
BRYANT HEATING AND COOLING SYSTEMS | PH7TAN448**AA* | CVPVA6121XMC* | 82*SB60090V21*** | 46500 | 50500 | 16 | 11.7 | 8.1 | 2.3 | 61 | 50 | 213639521
TEMPSTAR | N4H7T48*K*AAA* | EVD4X61M21A* | *80CTL1102120B* | 47000 | 51000 | 16 | 11.7 | 8.1 | 2.3 | 61 | 49 | 213639703
MARATHERM | N4H7T48*K*AAA* | EVD4X61M21A* | *80CTL1102120B* | 47000 | 51000 | 16 | 11.7 | 8.1 | 2.3 | 61 | 49 | 213639702
KENMORE | N4H7T48*K*AAA* | EVD4X61M21A* | *80CTL1102120B* | 47000 | 51000 | 16 | 11.7 | 8.1 | 2.3 | 61 | 49 | 213639701
KEEPRITE | N4H7T48*K*AAA* | EVD4X61M21A* | *80CTL1102120B* | 47000 | 51000 | 16 | 11.7 | 8.1 | 2.3 | 61 | 49 | 213639700
DAY & NIGHT | N4H7T48*K*AAA* | EVD4X61M21A* | *80CTL1102120B* | 47000 | 51000 | 16 | 11.7 | 8.1 | 2.3 | 61 | 49 | 213639699
COMFORTMAKER | N4H7T48*K*AAA* | EVD4X61M21A* | *80CTL1102120B* | 47000 | 51000 | 16 | 11.7 | 8.1 | 2.3 | 61 | 49 | 213639698
ARCOAIRE | N4H7T48*K*AAA* | EVD4X61M21A* | *80CTL1102120B* | 47000 | 51000 | 16 | 11.7 | 8.1 | 2.3 | 61 | 49 | 213639697
AIRQUEST | N4H7T48*K*AAA* | EVD4X61M21A* | *80CTL1102120B* | 47000 | 51000 | 16 | 11.7 | 8.1 | 2.3 | 61 | 49 | 213639696
BRYANT HEATING AND COOLING SYSTEMS | 227TAN048**AA* | CVPVA6121XMC* | 88*TB60110C21*** | 47000 | 51000 | 16 | 11.7 | 8.1 | 2.3 | 61 | 49 | 213639689
BRYANT HEATING AND COOLING SYSTEMS | 227TAN048**AA* | CVPVA6121XMC* | 82*SB60090V21*** | 46500 | 50500 | 16 | 11.7 | 8.1 | 2.3 | 61 | 50 | 213639516
CARRIER | GH7TAN448**AA* | CVPVA6121XMC* | 58SP*B090V21**20 | 46500 | 50500 | 16 | 11.7 | 8.1 | 2.3 | 61 | 50 | 213639518
CARRIER | 25TPB748A**30* | CVPVA6121XMC* | 58SP*B090V21**20 | 46500 | 50500 | 16 | 11.7 | 8.1 | 2.3 | 61 | 50 | 213639517
CARRIER | 25TPA748A**30* | CVPVA6121XMC* | GG96VTAA60100C | 47000 | 50500 | 16 | 11.7 | 8.1 | 2.32 | 61 | 49 | 213640064
TEMPSTAR | N4H7T48*K*AAA* | EVD4X60M21A* | *80VSL1102122B* | 46000 | 50500 | 16 | 11.7 | 8.1 | 2.28 | 61 | 49 | 213638857
KENMORE | N4H7T48*K*AAA* | EVD4X60M21A* | *80VSL1102122B* | 46000 | 50500 | 16 | 11.7 | 8.1 | 2.28 | 61 | 49 | 213638856
KEEPRITE | N4H7T48*K*AAA* | EVD4X60M21A* | *80VSL1102122B* | 46000 | 50500 | 16 | 11.7 | 8.1 | 2.28 | 61 | 49 | 213638855
DAY & NIGHT | N4H7T48*K*AAA* | EVD4X60M21A* | *80VSL1102122B* | 46000 | 50500 | 16 | 11.7 | 8.1 | 2.28 | 61 | 49 | 213638854
COMFORTMAKER | N4H7T48*K*AAA* | EVD4X60M21A* | *80VSL1102122B* | 46000 | 50500 | 16 | 11.7 | 8.1 | 2.28 | 61 | 49 | 213638853
ARCOAIRE | N4H7T48*K*AAA* | EVD4X60M21A* | *80VSL1102122B* | 46000 | 50500 | 16 | 11.7 | 8.1 | 2.28 | 61 | 49 | 213638852
AIRQUEST | N4H7T48*K*AAA* | EVD4X60M21A* | *80VSL1102122B* | 46000 | 50500 | 16 | 11.7 | 8.1 | 2.28 | 61 | 49 | 213638851
TEMPSTAR | N4H7T48*K*AAA* | EVM4X49M21A* | *96VTN1002122B* | 46500 | 50500 | 16 | 11.7 | 8.1 | 2.3 | 61 | 49 | 213636949
KEEPRITE | N4H7T48*K*AAA* | EVM4X49M21A* | *96VTN1002122B* | 46500 | 50500 | 16 | 11.7 | 8.1 | 2.3 | 61 | 49 | 213636947
KENMORE | N4H7T48*K*AAA* | EVM4X49M21A* | *96VTN1002122B* | 46500 | 50500 | 16 | 11.7 | 8.1 | 2.3 | 61 | 49 | 213636948
DAY & NIGHT | N4H7T48*K*AAA* | EVM4X49M21A* | *96VTN1002122B* | 46500 | 50500 | 16 | 11.7 | 8.1 | 2.3 | 61 | 49 | 213636946
COMFORTMAKER | N4H7T48*K*AAA* | EVM4X49M21A* | *96VTN1002122B* | 46500 | 50500 | 16 | 11.7 | 8.1 | 2.3 | 61 | 49 | 213636945
ARCOAIRE | N4H7T48*K*AAA* | EVM4X49M21A* | *96VTN1002122B* | 46500 | 50500 | 16 | 11.7 | 8.1 | 2.3 | 61 | 49 | 213636944
HEIL | N4H7T48*K*AAA* | EVD4X61M21A* | *80CTL1102120B* | 47000 | 51000 | 16 | 11.7 | 8.1 | 2.3 | 61 | 49 | 213639695
BRYANT HEATING AND COOLING SYSTEMS | GH7TAN448**AA* | CVPVA6121XMC* | 88*TB60110C21*** | 47000 | 51000 | 16 | 11.7 | 8.1 | 2.3 | 61 | 49 | 213639693
BRYANT HEATING AND COOLING SYSTEMS | PH7TAN448**AA* | CVPVA6121XMC* | 88*TB60110C21*** | 47000 | 51000 | 16 | 11.7 | 8.1 | 2.3 | 61 | 49 | 213639694
CARRIER | 25TPB748A**30* | CVPVA6121XMC* | 58TN*B110C21**20 | 47000 | 51000 | 16 | 11.7 | 8.1 | 2.3 | 61 | 49 | 213639690
BRYANT HEATING AND COOLING SYSTEMS | 227TBN048**AA* | CVPVA6121XMC* | 88*TB60110C21*** | 47000 | 51000 | 16 | 11.7 | 8.1 | 2.3 | 61 | 49 | 213639692
CARRIER | GH7TAN448**AA* | CVPVA6121XMC* | 58TN*B110C21**20 | 47000 | 51000 | 16 | 11.7 | 8.1 | 2.3 | 61 | 49 | 213639691
TEMPSTAR | N4H7T48*K*AAA* | EVD4X61M21A* | *96CTN0802120B* | 46500 | 51000 | 15.5 | 11.7 | 8.1 | 2.3 | 61 | 49 | 213640008
KEEPRITE | N4H7T48*K*AAA* | EVD4X61M21A* | *96CTN0802120B* | 46500 | 51000 | 15.5 | 11.7 | 8.1 | 2.3 | 61 | 49 | 213640005
MARATHERM | N4H7T48*K*AAA* | EVD4X61M21A* | *96CTN0802120B* | 46500 | 51000 | 15.5 | 11.7 | 8.1 | 2.3 | 61 | 49 | 213640007
KENMORE | N4H7T48*K*AAA* | EVD4X61M21A* | *96CTN0802120B* | 46500 | 51000 | 15.5 | 11.7 | 8.1 | 2.3 | 61 | 49 | 213640006
BRYANT HEATING AND COOLING SYSTEMS | 227TAN048**AA* | CVPVA6121XMC* | 935SB66100M21*** | 46500 | 50500 | 16 | 11.7 | 8.1 | 2.32 | 61 | 49 | 213639978
DAY & NIGHT | N4H7T48*K*AAA* | EVD4X61M21A* | *96CTN0802120B* | 46500 | 51000 | 15.5 | 11.7 | 8.1 | 2.3 | 61 | 49 | 213640004
COMFORTMAKER | N4H7T48*K*AAA* | EVD4X61M21A* | *96CTN0802120B* | 46500 | 51000 | 15.5 | 11.7 | 8.1 | 2.3 | 61 | 49 | 213640003
BRYANT HEATING AND COOLING SYSTEMS | GH7TAN448**AA* | CVPVA6121XMC* | 926TB66100V21*** | 47000 | 50500 | 16 | 11.7 | 8.1 | 2.32 | 61 | 49 | 213640071
BRYANT HEATING AND COOLING SYSTEMS | 227TBN048**AA* | CVPVA6121XMC* | 926TB66100V21*** | 47000 | 50500 | 16 | 11.7 | 8.1 | 2.32 | 61 | 49 | 213640070
CARRIER | GH7TAN448**AA* | CVPVA6121XMC* | GG96VTAA60100C | 47000 | 50500 | 16 | 11.7 | 8.1 | 2.32 | 61 | 49 | 213640069
CARRIER | GH7TAN448**AA* | CVPVA6121XMC* | 59TP6B100V21**22 | 47000 | 50500 | 16 | 11.7 | 8.1 | 2.32 | 61 | 49 | 213640068
CARRIER | 25TPB748A**30* | CVPVA6121XMC* | GG96VTAA60100C | 47000 | 50500 | 16 | 11.7 | 8.1 | 2.32 | 61 | 49 | 213640067
CARRIER | 25TPB748A**30* | CVPVA6121XMC* | 59TP6B100V21**22 | 47000 | 50500 | 16 | 11.7 | 8.1 | 2.32 | 61 | 49 | 213640066
BRYANT HEATING AND COOLING SYSTEMS | 227TAN048**AA* | CVPVA6121XMC* | 926TB66100V21*** | 47000 | 50500 | 16 | 11.7 | 8.1 | 2.32 | 61 | 49 | 213640065
CARRIER | 25TPB748A**30* | CVPVA6121XMC* | 58TP*B090V21**20 | 46500 | 50500 | 16 | 11.7 | 8.1 | 2.3 | 61 | 50 | 213639725
CARRIER | GH7TAN448**AA* | CVPVA6121XMC* | 58TP*B090V21**20 | 46500 | 50500 | 16 | 11.7 | 8.1 | 2.3 | 61 | 50 | 213639726
BRYANT HEATING AND COOLING SYSTEMS | 227TAN048**AA* | CVPVA6121XMC* | 82*TB60090V21*** | 46500 | 50500 | 16 | 11.7 | 8.1 | 2.3 | 61 | 50 | 213639724
BRYANT HEATING AND COOLING SYSTEMS | 227TBN048**AA* | CVPVA6121XMC* | 82*TB60090V21*** | 46500 | 50500 | 16 | 11.7 | 8.1 | 2.3 | 61 | 50 | 213639727
BRYANT HEATING AND COOLING SYSTEMS | GH7TAN448**AA* | CVPVA6121XMC* | 82*TB60090V21*** | 46500 | 50500 | 16 | 11.7 | 8.1 | 2.3 | 61 | 50 | 213639728
BRYANT HEATING AND COOLING SYSTEMS | PH7TAN448**AA* | CVPVA6121XMC* | 82*TB60090V21*** | 46500 | 50500 | 16 | 11.7 | 8.1 | 2.3 | 61 | 50 | 213639729
PAYNE HEATING AND COOLING | PH7TAN448**AA* | CVPVA6121XMC* | PG80VTLB60090C** | 46500 | 50500 | 16 | 11.7 | 8.1 | 2.3 | 61 | 50 | 213639730
BROCK | PH7TAN448**AA* | CVPVA6121XMC* | PG80VTLB60090C** | 46500 | 50500 | 16 | 11.7 | 8.1 | 2.3 | 61 | 50 | 213639731
WEATHERMAKER | PH7TAN448**AA* | CVPVA6121XMC* | PG80VTLB60090C** | 46500 | 50500 | 16 | 11.7 | 8.1 | 2.3 | 61 | 50 | 213639732
HEIL | N4H7T48*K*AAA* | EVD4X61M21A* | *80VTL0902120B* | 46500 | 50500 | 16 | 11.7 | 8.1 | 2.3 | 61 | 50 | 213639733
AIRQUEST | N4H7T48*K*AAA* | EVD4X61M21A* | *80VTL0902120B* | 46500 | 50500 | 16 | 11.7 | 8.1 | 2.3 | 61 | 50 | 213639734
ARCOAIRE | N4H7T48*K*AAA* | EVD4X61M21A* | *80VTL0902120B* | 46500 | 50500 | 16 | 11.7 | 8.1 | 2.3 | 61 | 50 | 213639735
COMFORTMAKER | N4H7T48*K*AAA* | EVD4X61M21A* | *80VTL0902120B* | 46500 | 50500 | 16 | 11.7 | 8.1 | 2.3 | 61 | 50 | 213639736
DAY & NIGHT | N4H7T48*K*AAA* | EVD4X61M21A* | *80VTL0902120B* | 46500 | 50500 | 16 | 11.7 | 8.1 | 2.3 | 61 | 50 | 213639737
KENMORE | N4H7T48*K*AAA* | EVD4X61M21A* | *80VTL0902120B* | 46500 | 50500 | 16 | 11.7 | 8.1 | 2.3 | 61 | 50 | 213639739
KEEPRITE | N4H7T48*K*AAA* | EVD4X61M21A* | *80VTL0902120B* | 46500 | 50500 | 16 | 11.7 | 8.1 | 2.3 | 61 | 50 | 213639738
TEMPSTAR | N4H7T48*K*AAA* | EVD4X61M21A* | *80VTL0902120B* | 46500 | 50500 | 16 | 11.7 | 8.1 | 2.3 | 61 | 50 | 213639740
BRYANT HEATING AND COOLING SYSTEMS | 227TAN048**AA* | CVPVA6121XMC* | 82*TB66110V21*** | 46500 | 50500 | 16 | 11.7 | 8.1 | 2.32 | 61 | 49 | 213639742
CARRIER | 25TPB748A**30* | CVPVA6121XMC* | 58TP*B110V21**22 | 46500 | 50500 | 16 | 11.7 | 8.1 | 2.32 | 61 | 49 | 213639743
CARRIER | GH7TAN448**AA* | CVPVA6121XMC* | 58TP*B110V21**22 | 46500 | 50500 | 16 | 11.7 | 8.1 | 2.32 | 61 | 49 | 213639744
BRYANT HEATING AND COOLING SYSTEMS | 227TAN048**AA* | CVPMA4921XMC* | 82*TB66110V21*** | 46500 | 50500 | 16 | 11.7 | 8.1 | 2.28 | 61 | 50 | 213636573
CARRIER | 25TPB748A**30* | CVPMA4921XMC* | 58TP*B110V21**22 | 46500 | 50500 | 16 | 11.7 | 8.1 | 2.28 | 61 | 50 | 213636574
CARRIER | GH7TAN448**AA* | CVPMA4921XMC* | 58TP*B110V21**22 | 46500 | 50500 | 16 | 11.7 | 8.1 | 2.28 | 61 | 50 | 213636575
KENMORE | N4H7T48*K*AAA* | EVM4X60M21A* | *80CTL0902120B* | 46000 | 50000 | 16 | 11.7 | 8.1 | 2.3 | 61 | 49 | 213637168
KEEPRITE | N4H7T48*K*AAA* | EVM4X60M21A* | *80CTL0902120B* | 46000 | 50000 | 16 | 11.7 | 8.1 | 2.3 | 61 | 49 | 213637167
MARATHERM | N4H7T48*K*AAA* | EVM4X60M21A* | *80CTL0902120B* | 46000 | 50000 | 16 | 11.7 | 8.1 | 2.3 | 61 | 49 | 213637169
TEMPSTAR | N4H7T48*K*AAA* | EVM4X60M21A* | *80CTL0902120B* | 46000 | 50000 | 16 | 11.7 | 8.1 | 2.3 | 61 | 49 | 213637170
CARRIER | 25TPB748A**30* | CVPMA6021XMC* | 58TP*B110V21**22 | 46000 | 50500 | 16 | 11.7 | 8.1 | 2.3 | 61 | 49 | 213637226
CARRIER | GH7TAN448**AA* | CVPMA6021XMC* | 58TP*B110V21**22 | 46000 | 50500 | 16 | 11.7 | 8.1 | 2.3 | 61 | 49 | 213637227
GRANDAIRE | W4H7T48*K*AAA* | WMVC61421XA* | WFET110C066A* | 46500 | 50500 | 16 | 11.7 | 8.1 | 2.32 | 61 | 49 | 213639759
KENMORE | N4H7T48*K*AAA* | EVD4X61M21A* | *80VTL1102122B* | 46500 | 50500 | 16 | 11.7 | 8.1 | 2.32 | 61 | 49 | 213639757
ECOTEMP | W4H7T48*K*AAA* | WMVC61421XA* | WFET110C066A* | 46500 | 50500 | 16 | 11.7 | 8.1 | 2.32 | 61 | 49 | 213639760
TEMPSTAR | N4H7T48*K*AAA* | EVD4X61M21A* | *80VTL1102122B* | 46500 | 50500 | 16 | 11.7 | 8.1 | 2.32 | 61 | 49 | 213639758
KEEPRITE | N4H7T48*K*AAA* | EVD4X61M21A* | *80VTL1102122B* | 46500 | 50500 | 16 | 11.7 | 8.1 | 2.32 | 61 | 49 | 213639756
DAY & NIGHT | N4H7T48*K*AAA* | EVD4X61M21A* | *80VTL1102122B* | 46500 | 50500 | 16 | 11.7 | 8.1 | 2.32 | 61 | 49 | 213639755
AIRQUEST | N4H7T48*K*AAA* | EVD4X61M21A* | *80VTL1102122B* | 46500 | 50500 | 16 | 11.7 | 8.1 | 2.32 | 61 | 49 | 213639752
COMFORTMAKER | N4H7T48*K*AAA* | EVD4X61M21A* | *80VTL1102122B* | 46500 | 50500 | 16 | 11.7 | 8.1 | 2.32 | 61 | 49 | 213639754
ARCOAIRE | N4H7T48*K*AAA* | EVD4X61M21A* | *80VTL1102122B* | 46500 | 50500 | 16 | 11.7 | 8.1 | 2.32 | 61 | 49 | 213639753
HEIL | N4H7T48*K*AAA* | EVD4X61M21A* | *80VTL1102122B* | 46500 | 50500 | 16 | 11.7 | 8.1 | 2.32 | 61 | 49 | 213639751
BROCK | PH7TAN448**AA* | CVPVA6121XMC* | PG80VTLB66110C** | 46500 | 50500 | 16 | 11.7 | 8.1 | 2.32 | 61 | 49 | 213639749
WEATHERMAKER | PH7TAN448**AA* | CVPVA6121XMC* | PG80VTLB66110C** | 46500 | 50500 | 16 | 11.7 | 8.1 | 2.32 | 61 | 49 | 213639750
PAYNE HEATING AND COOLING | PH7TAN448**AA* | CVPVA6121XMC* | PG80VTLB66110C** | 46500 | 50500 | 16 | 11.7 | 8.1 | 2.32 | 61 | 49 | 213639748
BRYANT HEATING AND COOLING SYSTEMS | PH7TAN448**AA* | CVPVA6121XMC* | 82*TB66110V21*** | 46500 | 50500 | 16 | 11.7 | 8.1 | 2.32 | 61 | 49 | 213639747
BRYANT HEATING AND COOLING SYSTEMS | GH7TAN448**AA* | CVPVA6121XMC* | 82*TB66110V21*** | 46500 | 50500 | 16 | 11.7 | 8.1 | 2.32 | 61 | 49 | 213639746
BRYANT HEATING AND COOLING SYSTEMS | 227TBN048**AA* | CVPVA6121XMC* | 82*TB66110V21*** | 46500 | 50500 | 16 | 11.7 | 8.1 | 2.32 | 61 | 49 | 213639745
BRYANT HEATING AND COOLING SYSTEMS | 227TAN048**AA* | CVPMA4921XMC* | 926TC66100V21*** | 46500 | 50500 | 16 | 11.7 | 8.1 | 2.3 | 61 | 49 | 213636936
CARRIER | 25TPB748A**30* | CVPMA4921XMC* | 59TP6C100V21**22 | 46500 | 50500 | 16 | 11.7 | 8.1 | 2.3 | 61 | 49 | 213636937
CARRIER | GH7TAN448**AA* | CVPMA4921XMC* | 59TP6C100V21**22 | 46500 | 50500 | 16 | 11.7 | 8.1 | 2.3 | 61 | 49 | 213636938
BRYANT HEATING AND COOLING SYSTEMS | GH7TAN448**AA* | CVPMA4921XMC* | 926TC66100V21*** | 46500 | 50500 | 16 | 11.7 | 8.1 | 2.3 | 61 | 49 | 213636940
BRYANT HEATING AND COOLING SYSTEMS | 227TBN048**AA* | CVPMA4921XMC* | 926TC66100V21*** | 46500 | 50500 | 16 | 11.7 | 8.1 | 2.3 | 61 | 49 | 213636939
BRYANT HEATING AND COOLING SYSTEMS | PH7TAN448**AA* | CVPMA4921XMC* | 926TC66100V21*** | 46500 | 50500 | 16 | 11.7 | 8.1 | 2.3 | 61 | 49 | 213636941
HEIL | N4H7T48*K*AAA* | EVM4X49M21A* | *96VTN1002122B* | 46500 | 50500 | 16 | 11.7 | 8.1 | 2.3 | 61 | 49 | 213636942
AIRQUEST | N4H7T48*K*AAA* | EVM4X49M21A* | *96VTN1002122B* | 46500 | 50500 | 16 | 11.7 | 8.1 | 2.3 | 61 | 49 | 213636943
BRYANT HEATING AND COOLING SYSTEMS | 227TBN048**AA* | CVPMA4921XMC* | 82*TB66110V21*** | 46500 | 50500 | 16 | 11.7 | 8.1 | 2.28 | 61 | 50 | 213636576
BRYANT HEATING AND COOLING SYSTEMS | GH7TAN448**AA* | CVPMA4921XMC* | 82*TB66110V21*** | 46500 | 50500 | 16 | 11.7 | 8.1 | 2.28 | 61 | 50 | 213636577
BRYANT HEATING AND COOLING SYSTEMS | PH7TAN448**AA* | CVPMA4921XMC* | 82*TB66110V21*** | 46500 | 50500 | 16 | 11.7 | 8.1 | 2.28 | 61 | 50 | 213636578
PAYNE HEATING AND COOLING | PH7TAN448**AA* | CVPMA4921XMC* | PG80VTLB66110C** | 46500 | 50500 | 16 | 11.7 | 8.1 | 2.28 | 61 | 50 | 213636579
BROCK | PH7TAN448**AA* | CVPMA4921XMC* | PG80VTLB66110C** | 46500 | 50500 | 16 | 11.7 | 8.1 | 2.28 | 61 | 50 | 213636580
HEIL | N4H7T48*K*AAA* | EVM4X49M21A* | *80VTL1102122B* | 46500 | 50500 | 16 | 11.7 | 8.1 | 2.28 | 61 | 50 | 213636582
AIRQUEST | N4H7T48*K*AAA* | EVM4X49M21A* | *80VTL1102122B* | 46500 | 50500 | 16 | 11.7 | 8.1 | 2.28 | 61 | 50 | 213636583
ARCOAIRE | N4H7T48*K*AAA* | EVM4X49M21A* | *80VTL1102122B* | 46500 | 50500 | 16 | 11.7 | 8.1 | 2.28 | 61 | 50 | 213636584
COMFORTMAKER | N4H7T48*K*AAA* | EVM4X49M21A* | *80VTL1102122B* | 46500 | 50500 | 16 | 11.7 | 8.1 | 2.28 | 61 | 50 | 213636585
DAY & NIGHT | N4H7T48*K*AAA* | EVM4X49M21A* | *80VTL1102122B* | 46500 | 50500 | 16 | 11.7 | 8.1 | 2.28 | 61 | 50 | 213636586
KEEPRITE | N4H7T48*K*AAA* | EVM4X49M21A* | *80VTL1102122B* | 46500 | 50500 | 16 | 11.7 | 8.1 | 2.28 | 61 | 50 | 213636587
KENMORE | N4H7T48*K*AAA* | EVM4X49M21A* | *80VTL1102122B* | 46500 | 50500 | 16 | 11.7 | 8.1 | 2.28 | 61 | 50 | 213636588
TEMPSTAR | N4H7T48*K*AAA* | EVM4X49M21A* | *80VTL1102122B* | 46500 | 50500 | 16 | 11.7 | 8.1 | 2.28 | 61 | 50 | 213636589
GRANDAIRE | W4H7T48*K*AAA* | WMVM49421XA* | WFET110C066A* | 46500 | 50500 | 16 | 11.7 | 8.1 | 2.28 | 61 | 50 | 213636590
ECOTEMP | W4H7T48*K*AAA* | WMVM49421XA* | WFET110C066A* | 46500 | 50500 | 16 | 11.7 | 8.1 | 2.28 | 61 | 50 | 213636591
HEIL | N4H7T48*K*AAA* | EVD4X61M21A* | *96VTN1002122A* | 47000 | 50500 | 16 | 11.7 | 8.1 | 2.32 | 61 | 49 | 213640073
BRYANT HEATING AND COOLING SYSTEMS | PH7TAN448**AA* | CVPVA6121XMC* | 926TB66100V21*** | 47000 | 50500 | 16 | 11.7 | 8.1 | 2.32 | 61 | 49 | 213640072
AIRQUEST | N4H7T48*K*AAA* | EVD4X61M21A* | *96VTN1002122A* | 47000 | 50500 | 16 | 11.7 | 8.1 | 2.32 | 61 | 49 | 213640074
ARCOAIRE | N4H7T48*K*AAA* | EVD4X61M21A* | *96VTN1002122A* | 47000 | 50500 | 16 | 11.7 | 8.1 | 2.32 | 61 | 49 | 213640075
ARCOAIRE | N4H7T48*K*AAA* | EVM4X60M21A* | *80VSL1102122B* | 46000 | 50000 | 16 | 11.7 | 8.1 | 2.3 | 61 | 49 | 213637022
AIRQUEST | N4H7T48*K*AAA* | EVM4X60M21A* | *80VSL1102122B* | 46000 | 50000 | 16 | 11.7 | 8.1 | 2.3 | 61 | 49 | 213637021
HEIL | N4H7T48*K*AAA* | EVM4X60M21A* | *80VSL1102122B* | 46000 | 50000 | 16 | 11.7 | 8.1 | 2.3 | 61 | 49 | 213637020
BRYANT HEATING AND COOLING SYSTEMS | PH7TAN448**AA* | CVPMA6021XMC* | 82*SB66110V21*** | 46000 | 50000 | 16 | 11.7 | 8.1 | 2.3 | 61 | 49 | 213637019
BRYANT HEATING AND COOLING SYSTEMS | GH7TAN448**AA* | CVPMA6021XMC* | 82*SB66110V21*** | 46000 | 50000 | 16 | 11.7 | 8.1 | 2.3 | 61 | 49 | 213637018
BRYANT HEATING AND COOLING SYSTEMS | 227TAN048**AA* | CVPMA6021XMC* | 82*SB66110V21*** | 46000 | 50000 | 16 | 11.7 | 8.1 | 2.3 | 61 | 49 | 213637014
BRYANT HEATING AND COOLING SYSTEMS | 227TBN048**AA* | CVPMA6021XMC* | 82*SB66110V21*** | 46000 | 50000 | 16 | 11.7 | 8.1 | 2.3 | 61 | 49 | 213637017
CARRIER | GH7TAN448**AA* | CVPMA6021XMC* | 58SP*B110V21**22 | 46000 | 50000 | 16 | 11.7 | 8.1 | 2.3 | 61 | 49 | 213637016
CARRIER | 25TPB748A**30* | CVPMA6021XMC* | 58SP*B110V21**22 | 46000 | 50000 | 16 | 11.7 | 8.1 | 2.3 | 61 | 49 | 213637015
HEIL | N4H7T48*K*AAA* | EVD4X60M21A* | *80VSL1102122B* | 46000 | 50500 | 16 | 11.7 | 8.1 | 2.28 | 61 | 49 | 213638850
BRYANT HEATING AND COOLING SYSTEMS | PH7TAN448**AA* | CVPVA6021XMC* | 82*SB66110V21*** | 46000 | 50500 | 16 | 11.7 | 8.1 | 2.28 | 61 | 49 | 213638849
BRYANT HEATING AND COOLING SYSTEMS | GH7TAN448**AA* | CVPVA6021XMC* | 82*SB66110V21*** | 46000 | 50500 | 16 | 11.7 | 8.1 | 2.28 | 61 | 49 | 213638848
BRYANT HEATING AND COOLING SYSTEMS | 227TBN048**AA* | CVPVA6021XMC* | 82*SB66110V21*** | 46000 | 50500 | 16 | 11.7 | 8.1 | 2.28 | 61 | 49 | 213638847
BRYANT HEATING AND COOLING SYSTEMS | 227TAN048**AA* | CVPVA6021XMC* | 82*SB66110V21*** | 46000 | 50500 | 16 | 11.7 | 8.1 | 2.28 | 61 | 49 | 213638844
CARRIER | GH7TAN448**AA* | CVPVA6021XMC* | 58SP*B110V21**22 | 46000 | 50500 | 16 | 11.7 | 8.1 | 2.28 | 61 | 49 | 213638846
CARRIER | 25TPB748A**30* | CVPVA6021XMC* | 58SP*B110V21**22 | 46000 | 50500 | 16 | 11.7 | 8.1 | 2.28 | 61 | 49 | 213638845
BRYANT HEATING AND COOLING SYSTEMS | 227TBN048**AA* | CVPVA6021XMC* | 926TC66100V21*** | 46000 | 50000 | 16 | 11.7 | 8.1 | 2.3 | 61 | 50 | 213639472
CARRIER | GH7TAN448**AA* | CVPVA6021XMC* | 59TP6C100V21**22 | 46000 | 50000 | 16 | 11.7 | 8.1 | 2.3 | 61 | 50 | 213639471
CARRIER | 25TPB748A**30* | CVPVA6021XMC* | 59TP6C100V21**22 | 46000 | 50000 | 16 | 11.7 | 8.1 | 2.3 | 61 | 50 | 213639470
BRYANT HEATING AND COOLING SYSTEMS | 227TAN048**AA* | CVPVA6021XMC* | 926TC66100V21*** | 46000 | 50000 | 16 | 11.7 | 8.1 | 2.3 | 61 | 50 | 213639469
TEMPSTAR | N4H7T48*K*AAA* | EVM4X60M21A* | *80VSL1102122B* | 46000 | 50000 | 16 | 11.7 | 8.1 | 2.3 | 61 | 49 | 213637027
KENMORE | N4H7T48*K*AAA* | EVM4X60M21A* | *80VSL1102122B* | 46000 | 50000 | 16 | 11.7 | 8.1 | 2.3 | 61 | 49 | 213637026
KEEPRITE | N4H7T48*K*AAA* | EVM4X60M21A* | *80VSL1102122B* | 46000 | 50000 | 16 | 11.7 | 8.1 | 2.3 | 61 | 49 | 213637025
COMFORTMAKER | N4H7T48*K*AAA* | EVM4X60M21A* | *80VSL1102122B* | 46000 | 50000 | 16 | 11.7 | 8.1 | 2.3 | 61 | 49 | 213637023
DAY & NIGHT | N4H7T48*K*AAA* | EVM4X60M21A* | *80VSL1102122B* | 46000 | 50000 | 16 | 11.7 | 8.1 | 2.3 | 61 | 49 | 213637024
BRYANT HEATING AND COOLING SYSTEMS | 227TAN048**AA* | CVPMA6021XMC* | 82*TB66110V21*** | 46000 | 50500 | 16 | 11.7 | 8.1 | 2.3 | 61 | 49 | 213637225
ECOTEMP | W4H7T48*K*AAA* | WMVM60421XA* | WFET110C066A* | 46000 | 50500 | 16 | 11.7 | 8.1 | 2.3 | 61 | 49 | 213637243
ARCOAIRE | N4H7T48*K*AAA* | EVD4X60M21A* | *96VTN1002122B* | 46000 | 50000 | 16 | 11.7 | 8.1 | 2.3 | 61 | 50 | 213639477
AIRQUEST | N4H7T48*K*AAA* | EVD4X60M21A* | *96VTN1002122B* | 46000 | 50000 | 16 | 11.7 | 8.1 | 2.3 | 61 | 50 | 213639476
HEIL | N4H7T48*K*AAA* | EVD4X60M21A* | *96VTN1002122B* | 46000 | 50000 | 16 | 11.7 | 8.1 | 2.3 | 61 | 50 | 213639475
BRYANT HEATING AND COOLING SYSTEMS | PH7TAN448**AA* | CVPVA6021XMC* | 926TC66100V21*** | 46000 | 50000 | 16 | 11.7 | 8.1 | 2.3 | 61 | 50 | 213639474
BRYANT HEATING AND COOLING SYSTEMS | GH7TAN448**AA* | CVPVA6021XMC* | 926TC66100V21*** | 46000 | 50000 | 16 | 11.7 | 8.1 | 2.3 | 61 | 50 | 213639473
TEMPSTAR | N4H7T48*K*AAA* | EVD4X61M21A* | *95CSU1002122B* | 46500 | 50500 | 15.5 | 11.7 | 8.1 | 2.32 | 61 | 49 | 213639824
KENMORE | N4H7T48*K*AAA* | EVD4X61M21A* | *95CSU1002122B* | 46500 | 50500 | 15.5 | 11.7 | 8.1 | 2.32 | 61 | 49 | 213639822
MARATHERM | N4H7T48*K*AAA* | EVD4X61M21A* | *95CSU1002122B* | 46500 | 50500 | 15.5 | 11.7 | 8.1 | 2.32 | 61 | 49 | 213639823
KEEPRITE | N4H7T48*K*AAA* | EVD4X61M21A* | *95CSU1002122B* | 46500 | 50500 | 15.5 | 11.7 | 8.1 | 2.32 | 61 | 49 | 213639821
DAY & NIGHT | N4H7T48*K*AAA* | EVD4X61M21A* | *95CSU1002122B* | 46500 | 50500 | 15.5 | 11.7 | 8.1 | 2.32 | 61 | 49 | 213639820
COMFORTMAKER | N4H7T48*K*AAA* | EVD4X61M21A* | *95CSU1002122B* | 46500 | 50500 | 15.5 | 11.7 | 8.1 | 2.32 | 61 | 49 | 213639819
AIRQUEST | N4H7T48*K*AAA* | EVD4X61M21A* | *95CSU1002122B* | 46500 | 50500 | 15.5 | 11.7 | 8.1 | 2.32 | 61 | 49 | 213639817
HEIL | N4H7T48*K*AAA* | EVD4X61M21A* | *95CSU1002122B* | 46500 | 50500 | 15.5 | 11.7 | 8.1 | 2.32 | 61 | 49 | 213639816
ARCOAIRE | N4H7T48*K*AAA* | EVD4X61M21A* | *95CSU1002122B* | 46500 | 50500 | 15.5 | 11.7 | 8.1 | 2.32 | 61 | 49 | 213639818
BRYANT HEATING AND COOLING SYSTEMS | PH7TAN448**AA* | CVPVA6121XMC* | 935CB66100C21*** | 46500 | 50500 | 15.5 | 11.7 | 8.1 | 2.32 | 61 | 49 | 213639815
BRYANT HEATING AND COOLING SYSTEMS | GH7TAN448**AA* | CVPVA6121XMC* | 935CB66100C21*** | 46500 | 50500 | 15.5 | 11.7 | 8.1 | 2.32 | 61 | 49 | 213639814
BRYANT HEATING AND COOLING SYSTEMS | 227TBN048**AA* | CVPVA6121XMC* | 935CB66100C21*** | 46500 | 50500 | 15.5 | 11.7 | 8.1 | 2.32 | 61 | 49 | 213639813
TEMPSTAR | N4H7T48*K*AAA* | EVM4X49M21A* | *80VSL1102122B* | 46000 | 50500 | 16 | 11.7 | 8.1 | 2.3 | 61 | 49 | 213636391
KEEPRITE | N4H7T48*K*AAA* | EVM4X49M21A* | *80VSL1102122B* | 46000 | 50500 | 16 | 11.7 | 8.1 | 2.3 | 61 | 49 | 213636389
KENMORE | N4H7T48*K*AAA* | EVM4X49M21A* | *80VSL1102122B* | 46000 | 50500 | 16 | 11.7 | 8.1 | 2.3 | 61 | 49 | 213636390
DAY & NIGHT | N4H7T48*K*AAA* | EVM4X49M21A* | *80VSL1102122B* | 46000 | 50500 | 16 | 11.7 | 8.1 | 2.3 | 61 | 49 | 213636388
HEIL | N4H7T48*K*AAA* | EVM4X49M21A* | *80VSL1102122B* | 46000 | 50500 | 16 | 11.7 | 8.1 | 2.3 | 61 | 49 | 213636384
ARCOAIRE | N4H7T48*K*AAA* | EVM4X49M21A* | *80VSL1102122B* | 46000 | 50500 | 16 | 11.7 | 8.1 | 2.3 | 61 | 49 | 213636386
COMFORTMAKER | N4H7T48*K*AAA* | EVM4X49M21A* | *80VSL1102122B* | 46000 | 50500 | 16 | 11.7 | 8.1 | 2.3 | 61 | 49 | 213636387
AIRQUEST | N4H7T48*K*AAA* | EVM4X49M21A* | *80VSL1102122B* | 46000 | 50500 | 16 | 11.7 | 8.1 | 2.3 | 61 | 49 | 213636385
BRYANT HEATING AND COOLING SYSTEMS | PH7TAN448**AA* | CVPMA4921XMC* | 82*SB66110V21*** | 46000 | 50500 | 16 | 11.7 | 8.1 | 2.3 | 61 | 49 | 213636383
BRYANT HEATING AND COOLING SYSTEMS | 227TBN048**AA* | CVPMA4921XMC* | 82*SB66110V21*** | 46000 | 50500 | 16 | 11.7 | 8.1 | 2.3 | 61 | 49 | 213636381
CARRIER | GH7TAN448**AA* | CVPMA4921XMC* | 58SP*B110V21**22 | 46000 | 50500 | 16 | 11.7 | 8.1 | 2.3 | 61 | 49 | 213636380
BRYANT HEATING AND COOLING SYSTEMS | GH7TAN448**AA* | CVPMA4921XMC* | 82*SB66110V21*** | 46000 | 50500 | 16 | 11.7 | 8.1 | 2.3 | 61 | 49 | 213636382
CARRIER | 25TPB748A**30* | CVPMA4921XMC* | 58SP*B110V21**22 | 46000 | 50500 | 16 | 11.7 | 8.1 | 2.3 | 61 | 49 | 213636379
BRYANT HEATING AND COOLING SYSTEMS | 227TAN048**AA* | CVPMA4921XMC* | 82*SB66110V21*** | 46000 | 50500 | 16 | 11.7 | 8.1 | 2.3 | 61 | 49 | 213636378
KENMORE | N4H7T48*K*AAA* | EVD4X61M21A* | *96VTN1002122B* | 47000 | 50500 | 16 | 11.7 | 8.1 | 2.32 | 61 | 49 | 213640136
TEMPSTAR | N4H7T48*K*AAA* | EVD4X61M21A* | *96VTN1002122B* | 47000 | 50500 | 16 | 11.7 | 8.1 | 2.32 | 61 | 49 | 213640137
DAY & NIGHT | N4H7T48*K*AAA* | EVD4X61M21A* | *96VTN1002122B* | 47000 | 50500 | 16 | 11.7 | 8.1 | 2.32 | 61 | 49 | 213640134
KEEPRITE | N4H7T48*K*AAA* | EVD4X61M21A* | *96VTN1002122B* | 47000 | 50500 | 16 | 11.7 | 8.1 | 2.32 | 61 | 49 | 213640135
COMFORTMAKER | N4H7T48*K*AAA* | EVD4X61M21A* | *96VTN1002122B* | 47000 | 50500 | 16 | 11.7 | 8.1 | 2.32 | 61 | 49 | 213640133
ARCOAIRE | N4H7T48*K*AAA* | EVD4X61M21A* | *96VTN1002122B* | 47000 | 50500 | 16 | 11.7 | 8.1 | 2.32 | 61 | 49 | 213640132
HEIL | N4H7T48*K*AAA* | EVD4X61M21A* | *96VTN1002122B* | 47000 | 50500 | 16 | 11.7 | 8.1 | 2.32 | 61 | 49 | 213640130
AIRQUEST | N4H7T48*K*AAA* | EVD4X61M21A* | *96VTN1002122B* | 47000 | 50500 | 16 | 11.7 | 8.1 | 2.32 | 61 | 49 | 213640131
BRYANT HEATING AND COOLING SYSTEMS | GH7TAN448**AA* | CVPVA6121XMC* | 926TC66100V21*** | 47000 | 50500 | 16 | 11.7 | 8.1 | 2.32 | 61 | 49 | 213640128
BRYANT HEATING AND COOLING SYSTEMS | PH7TAN448**AA* | CVPVA6121XMC* | 926TC66100V21*** | 47000 | 50500 | 16 | 11.7 | 8.1 | 2.32 | 61 | 49 | 213640129
BRYANT HEATING AND COOLING SYSTEMS | 227TBN048**AA* | CVPVA6121XMC* | 926TC66100V21*** | 47000 | 50500 | 16 | 11.7 | 8.1 | 2.32 | 61 | 49 | 213640127
CARRIER | 25TPB748A**30* | CVPVA6121XMC* | 59TP6C100V21**22 | 47000 | 50500 | 16 | 11.7 | 8.1 | 2.32 | 61 | 49 | 213640125
CARRIER | GH7TAN448**AA* | CVPVA6121XMC* | 59TP6C100V21**22 | 47000 | 50500 | 16 | 11.7 | 8.1 | 2.32 | 61 | 49 | 213640126
BRYANT HEATING AND COOLING SYSTEMS | 227TAN048**AA* | CVPVA6121XMC* | 926TC66100V21*** | 47000 | 50500 | 16 | 11.7 | 8.1 | 2.32 | 61 | 49 | 213640124
ARCOAIRE | N4H7T48*K*AAA* | EVD4X61M21A* | *96CTN0802120B* | 46500 | 51000 | 15.5 | 11.7 | 8.1 | 2.3 | 61 | 49 | 213640002
AIRQUEST | N4H7T48*K*AAA* | EVD4X61M21A* | *96CTN0802120B* | 46500 | 51000 | 15.5 | 11.7 | 8.1 | 2.3 | 61 | 49 | 213640001
BRYANT HEATING AND COOLING SYSTEMS | GH7TAN448**AA* | CVPVA6121XMC* | 986TD60080C21*** | 46500 | 51000 | 15.5 | 11.7 | 8.1 | 2.3 | 61 | 49 | 213639998
BRYANT HEATING AND COOLING SYSTEMS | PH7TAN448**AA* | CVPVA6121XMC* | 986TD60080C21*** | 46500 | 51000 | 15.5 | 11.7 | 8.1 | 2.3 | 61 | 49 | 213639999
HEIL | N4H7T48*K*AAA* | EVD4X61M21A* | *96CTN0802120B* | 46500 | 51000 | 15.5 | 11.7 | 8.1 | 2.3 | 61 | 49 | 213640000
BRYANT HEATING AND COOLING SYSTEMS | 227TBN048**AA* | CVPVA6121XMC* | 986TD60080C21*** | 46500 | 51000 | 15.5 | 11.7 | 8.1 | 2.3 | 61 | 49 | 213639997
CARRIER | GH7TAN448**AA* | CVPVA6121XMC* | 59TN6C080C21**20 | 46500 | 51000 | 15.5 | 11.7 | 8.1 | 2.3 | 61 | 49 | 213639996
CARRIER | 25TPB748A**30* | CVPVA6121XMC* | 59TN6C080C21**20 | 46500 | 51000 | 15.5 | 11.7 | 8.1 | 2.3 | 61 | 49 | 213639995
BRYANT HEATING AND COOLING SYSTEMS | 227TAN048**AA* | CVPVA6121XMC* | 986TD60080C21*** | 46500 | 51000 | 15.5 | 11.7 | 8.1 | 2.3 | 61 | 49 | 213639994
TEMPSTAR | N4H7T48*K*AAA* | EVD4X61M21A* | *95MSU1002122A* | 46500 | 50500 | 16 | 11.7 | 8.1 | 2.32 | 61 | 49 | 213639992
MARATHERM | N4H7T48*K*AAA* | EVD4X61M21A* | *95MSU1002122A* | 46500 | 50500 | 16 | 11.7 | 8.1 | 2.32 | 61 | 49 | 213639991
KENMORE | N4H7T48*K*AAA* | EVD4X61M21A* | *95MSU1002122A* | 46500 | 50500 | 16 | 11.7 | 8.1 | 2.32 | 61 | 49 | 213639990
KEEPRITE | N4H7T48*K*AAA* | EVD4X61M21A* | *95MSU1002122A* | 46500 | 50500 | 16 | 11.7 | 8.1 | 2.32 | 61 | 49 | 213639989
DAY & NIGHT | N4H7T48*K*AAA* | EVD4X61M21A* | *95MSU1002122A* | 46500 | 50500 | 16 | 11.7 | 8.1 | 2.32 | 61 | 49 | 213639988
COMFORTMAKER | N4H7T48*K*AAA* | EVD4X61M21A* | *95MSU1002122A* | 46500 | 50500 | 16 | 11.7 | 8.1 | 2.32 | 61 | 49 | 213639987
ARCOAIRE | N4H7T48*K*AAA* | EVD4X61M21A* | *95MSU1002122A* | 46500 | 50500 | 16 | 11.7 | 8.1 | 2.32 | 61 | 49 | 213639986
AIRQUEST | N4H7T48*K*AAA* | EVD4X61M21A* | *95MSU1002122A* | 46500 | 50500 | 16 | 11.7 | 8.1 | 2.32 | 61 | 49 | 213639985
HEIL | N4H7T48*K*AAA* | EVD4X61M21A* | *95MSU1002122A* | 46500 | 50500 | 16 | 11.7 | 8.1 | 2.32 | 61 | 49 | 213639984
BRYANT HEATING AND COOLING SYSTEMS | PH7TAN448**AA* | CVPVA6121XMC* | 935SB66100M21*** | 46500 | 50500 | 16 | 11.7 | 8.1 | 2.32 | 61 | 49 | 213639983
BRYANT HEATING AND COOLING SYSTEMS | GH7TAN448**AA* | CVPVA6121XMC* | 935SB66100M21*** | 46500 | 50500 | 16 | 11.7 | 8.1 | 2.32 | 61 | 49 | 213639982
BRYANT HEATING AND COOLING SYSTEMS | 227TBN048**AA* | CVPVA6121XMC* | 935SB66100M21*** | 46500 | 50500 | 16 | 11.7 | 8.1 | 2.32 | 61 | 49 | 213639981
CARRIER | GH7TAN448**AA* | CVPVA6121XMC* | 59SU5B100M21**22 | 46500 | 50500 | 16 | 11.7 | 8.1 | 2.32 | 61 | 49 | 213639980
CARRIER | 25TPB748A**30* | CVPVA6121XMC* | 59SU5B100M21**22 | 46500 | 50500 | 16 | 11.7 | 8.1 | 2.32 | 61 | 49 | 213639979
GRANDAIRE | W4H7T48*K*AAA* | WMVM60421XA* | WFET110C066A* | 46000 | 50500 | 16 | 11.7 | 8.1 | 2.3 | 61 | 49 | 213637242
TEMPSTAR | N4H7T48*K*AAA* | EVM4X60M21A* | *80VTL1102122B* | 46000 | 50500 | 16 | 11.7 | 8.1 | 2.3 | 61 | 49 | 213637241
KENMORE | N4H7T48*K*AAA* | EVM4X60M21A* | *80VTL1102122B* | 46000 | 50500 | 16 | 11.7 | 8.1 | 2.3 | 61 | 49 | 213637240
KEEPRITE | N4H7T48*K*AAA* | EVM4X60M21A* | *80VTL1102122B* | 46000 | 50500 | 16 | 11.7 | 8.1 | 2.3 | 61 | 49 | 213637239
DAY & NIGHT | N4H7T48*K*AAA* | EVM4X60M21A* | *80VTL1102122B* | 46000 | 50500 | 16 | 11.7 | 8.1 | 2.3 | 61 | 49 | 213637238
COMFORTMAKER | N4H7T48*K*AAA* | EVM4X60M21A* | *80VTL1102122B* | 46000 | 50500 | 16 | 11.7 | 8.1 | 2.3 | 61 | 49 | 213637237
ARCOAIRE | N4H7T48*K*AAA* | EVM4X60M21A* | *80VTL1102122B* | 46000 | 50500 | 16 | 11.7 | 8.1 | 2.3 | 61 | 49 | 213637236
HEIL | N4H7T48*K*AAA* | EVM4X60M21A* | *80VTL1102122B* | 46000 | 50500 | 16 | 11.7 | 8.1 | 2.3 | 61 | 49 | 213637234
AIRQUEST | N4H7T48*K*AAA* | EVM4X60M21A* | *80VTL1102122B* | 46000 | 50500 | 16 | 11.7 | 8.1 | 2.3 | 61 | 49 | 213637235
BROCK | PH7TAN448**AA* | CVPMA6021XMC* | PG80VTLB66110C** | 46000 | 50500 | 16 | 11.7 | 8.1 | 2.3 | 61 | 49 | 213637232
PAYNE HEATING AND COOLING | PH7TAN448**AA* | CVPMA6021XMC* | PG80VTLB66110C** | 46000 | 50500 | 16 | 11.7 | 8.1 | 2.3 | 61 | 49 | 213637231
BRYANT HEATING AND COOLING SYSTEMS | PH7TAN448**AA* | CVPMA6021XMC* | 82*TB66110V21*** | 46000 | 50500 | 16 | 11.7 | 8.1 | 2.3 | 61 | 49 | 213637230
BRYANT HEATING AND COOLING SYSTEMS | GH7TAN448**AA* | CVPMA6021XMC* | 82*TB66110V21*** | 46000 | 50500 | 16 | 11.7 | 8.1 | 2.3 | 61 | 49 | 213637229
BRYANT HEATING AND COOLING SYSTEMS | 227TBN048**AA* | CVPMA6021XMC* | 82*TB66110V21*** | 46000 | 50500 | 16 | 11.7 | 8.1 | 2.3 | 61 | 49 | 213637228
TEMPSTAR | N4H7T48*K*AAA* | EVD4X60M21A* | *96VTN1002122B* | 46000 | 50000 | 16 | 11.7 | 8.1 | 2.3 | 61 | 50 | 213639482
KENMORE | N4H7T48*K*AAA* | EVD4X60M21A* | *96VTN1002122B* | 46000 | 50000 | 16 | 11.7 | 8.1 | 2.3 | 61 | 50 | 213639481
KEEPRITE | N4H7T48*K*AAA* | EVD4X60M21A* | *96VTN1002122B* | 46000 | 50000 | 16 | 11.7 | 8.1 | 2.3 | 61 | 50 | 213639480
DAY & NIGHT | N4H7T48*K*AAA* | EVD4X60M21A* | *96VTN1002122B* | 46000 | 50000 | 16 | 11.7 | 8.1 | 2.3 | 61 | 50 | 213639479
COMFORTMAKER | N4H7T48*K*AAA* | EVD4X60M21A* | *96VTN1002122B* | 46000 | 50000 | 16 | 11.7 | 8.1 | 2.3 | 61 | 50 | 213639478
AIRQUEST | N4H7T48*K*AAA* | FVM4X48***L |  | 46000 | 47000 | 16.5 | 12.5 | 8.1 | 2.24 | 62 | 49 | 207872471
COMFORTMAKER | N4H7T48*K*AAA* | FVM4X48***L |  | 46000 | 47000 | 16.5 | 12.5 | 8.1 | 2.24 | 62 | 49 | 207872473
ARCOAIRE | N4H7T48*K*AAA* | FVM4X48***L |  | 46000 | 47000 | 16.5 | 12.5 | 8.1 | 2.24 | 62 | 49 | 207872472
DAY & NIGHT | N4H7T48*K*AAA* | FVM4X48***L |  | 46000 | 47000 | 16.5 | 12.5 | 8.1 | 2.24 | 62 | 49 | 207872474
HEIL | N4H7T48*K*AAA* | FVM4X48***L |  | 46000 | 47000 | 16.5 | 12.5 | 8.1 | 2.24 | 62 | 49 | 207872475
ACIQ | N4H7T48*K*AAA* | FVM4X48***L |  | 46000 | 47000 | 16.5 | 12.5 | 8.1 | 2.24 | 62 | 49 | 213063953
KEEPRITE | N4H7T48*K*AAA* | FVM4X48***L |  | 46000 | 47000 | 16.5 | 12.5 | 8.1 | 2.24 | 62 | 49 | 207872476
KENMORE | N4H7T48*K*AAA* | FVM4X48***L |  | 46000 | 47000 | 16.5 | 12.5 | 8.1 | 2.24 | 62 | 49 | 207872477
MARATHERM | N4H7T48*K*AAA* | FVM4X48***L |  | 46000 | 47000 | 16.5 | 12.5 | 8.1 | 2.24 | 62 | 49 | 207872478
TEMPSTAR | N4H7T48*K*AAA* | FVM4X48***L |  | 46000 | 47000 | 16.5 | 12.5 | 8.1 | 2.24 | 62 | 49 | 207872479
ACIQ | N4H7T60*K*AAA* | EA*4X61L21A* | *96VTN1002122A* | 55500 | 59000 | 15.5 | 11.7 | 8.1 | 2.18 | 63 | 51 | 213063981
HEIL | N4H7T60*K*AAA* | EA*4X61L21A* | *96VTN1002122A* | 55500 | 59000 | 15.5 | 11.7 | 8.1 | 2.18 | 63 | 51 | 207872918
DAY & NIGHT | N4H7T60*K*AAA* | EA*4X61L21A* | *96VTN1002122A* | 55500 | 59000 | 15.5 | 11.7 | 8.1 | 2.18 | 63 | 51 | 207872917
COMFORTMAKER | N4H7T60*K*AAA* | EA*4X61L21A* | *96VTN1002122A* | 55500 | 59000 | 15.5 | 11.7 | 8.1 | 2.18 | 63 | 51 | 207872916
AIRQUEST | N4H7T60*K*AAA* | EA*4X61L21A* | *96VTN1002122A* | 55500 | 59000 | 15.5 | 11.7 | 8.1 | 2.18 | 63 | 51 | 207872914
ARCOAIRE | N4H7T60*K*AAA* | EA*4X61L21A* | *96VTN1002122A* | 55500 | 59000 | 15.5 | 11.7 | 8.1 | 2.18 | 63 | 51 | 207872915
TEMPSTAR | N4H7T60*K*AAA* | EA*4X61L21A* | *96VTN1002122A* | 55500 | 59000 | 15.5 | 11.7 | 8.1 | 2.18 | 63 | 51 | 207872922
MARATHERM | N4H7T60*K*AAA* | EA*4X61L21A* | *96VTN1002122A* | 55500 | 59000 | 15.5 | 11.7 | 8.1 | 2.18 | 63 | 51 | 207872921
KENMORE | N4H7T60*K*AAA* | EA*4X61L21A* | *96VTN1002122A* | 55500 | 59000 | 15.5 | 11.7 | 8.1 | 2.18 | 63 | 51 | 207872920
KEEPRITE | N4H7T60*K*AAA* | EA*4X61L21A* | *96VTN1002122A* | 55500 | 59000 | 15.5 | 11.7 | 8.1 | 2.18 | 63 | 51 | 207872919
AC PRO.com | AUD36W/A*-D(U) | AUD24AH2/A*-D(U) |  | 24000 | 24000 | 17 | 12 | 9 | 1.8 | 67 | 92 | 213795607
BRYANT HEATING AND COOLING SYSTEMS | 227TAN048**AA* | CAP**6124AL* | 82*SB66110V21*** | 46000 | 47000 | 16.5 | 12.5 | 8.1 | 2.3 | 63 | 51 | 213177649
BRYANT HEATING AND COOLING SYSTEMS | 227TAN048**AA* | CAP**6124AL* | 82*SB66135V24*** | 46000 | 47000 | 16.5 | 12.5 | 8.1 | 2.3 | 63 | 51 | 213177662
BRYANT HEATING AND COOLING SYSTEMS | 227TAN048**AA* | CAP**6121AL* | 926TC66100V21*** | 45500 | 46500 | 16.5 | 12.5 | 8.1 | 2.28 | 63 | 50 | 213177529
BRYANT HEATING AND COOLING SYSTEMS | 227TAN048**AA* | CAP**6121AL* | 82*SB66110V21*** | 46000 | 47000 | 16.5 | 12.5 | 8.1 | 2.3 | 63 | 51 | 213177440
BRYANT HEATING AND COOLING SYSTEMS | 227TAN048**AA* | CAP**6121AL* | 82*TB66110V21*** | 46000 | 47000 | 16.5 | 12.5 | 8.1 | 2.28 | 63 | 51 | 213177383
BRYANT HEATING AND COOLING SYSTEMS | 227TAN060**AA* | CAP**6124AL* | 82*TA60090V21*** | 55500 | 59000 | 15.5 | 11.7 | 8.1 | 2.18 | 63 | 51 | 207872967
BRYANT HEATING AND COOLING SYSTEMS | 227TAN060**AA* | CAP**6121AL* | 926TB66100V21*** | 55500 | 59000 | 15.5 | 11.7 | 8.1 | 2.18 | 63 | 51 | 207872911
WEATHERMAKER | PH7TAN424**AA* | CAP**3717AL* | PG96VTAA36060A** | 23600 | 24400 | 16.5 | 12.5 | 8.1 | 2.18 | 58 | 43 | 211277015
WEATHERMAKER | PH7TAN424**AA* | CAP**3717AL* | PG80VTLA36070A** | 23600 | 24000 | 17 | 13 | 8.1 | 2.22 | 58 | 43 | 211277012
BROCK | PH7TAN424**AA* | CAP**3717AL* | PG96VTAA36060A** | 23600 | 24400 | 16.5 | 12.5 | 8.1 | 2.18 | 58 | 43 | 211276808
BROCK | PH7TAN424**AA* | CAP**3717AL* | PG80VTLA36070A** | 23600 | 24000 | 17 | 13 | 8.1 | 2.22 | 58 | 43 | 211276805
BRYANT HEATING AND COOLING SYSTEMS | 227TAN048**AA* | FV4CN(B,F)005L |  | 46000 | 47000 | 16.5 | 12.5 | 8.1 | 2.24 | 62 | 49 | 207872468
PAYNE HEATING AND COOLING | PH7TAN424**AA* | CAP**3717AL* | PG96VTAA36060A** | 23600 | 24400 | 16.5 | 12.5 | 8.1 | 2.18 | 58 | 43 | 207865740
BRYANT HEATING AND COOLING SYSTEMS | PH7TAN424**AA* | CAP**3717AL* | 926TB36060V14*** | 23600 | 24400 | 16.5 | 12.5 | 8.1 | 2.18 | 58 | 43 | 207865739
PAYNE HEATING AND COOLING | PH7TAN424**AA* | CAP**3717AL* | PG80VTLA36070A** | 23600 | 24000 | 17 | 13 | 8.1 | 2.22 | 58 | 43 | 207865586
BRYANT HEATING AND COOLING SYSTEMS | PH7TAN424**AA* | CAP**3717AL* | 82*TA36070V14*** | 23600 | 24000 | 17 | 13 | 8.1 | 2.22 | 58 | 43 | 207865585
CARRIER | GH7TAN424**AA* | CAP**3717AL* | 59TP6B060V14**12 | 23600 | 24400 | 16.5 | 12.5 | 8.1 | 2.18 | 58 | 43 | 207865729
BRYANT HEATING AND COOLING SYSTEMS | GH7TAN424**AA* | CAP**3717AL* | 926TB36060V14*** | 23600 | 24400 | 16.5 | 12.5 | 8.1 | 2.18 | 58 | 43 | 207865728
CARRIER | GH7TAN424**AA* | CAP**3717AL* | 58TP*A070V14**12 | 23600 | 24000 | 17 | 13 | 8.1 | 2.22 | 58 | 43 | 207865584
BRYANT HEATING AND COOLING SYSTEMS | GH7TAN424**AA* | CAP**3717AL* | 82*TA36070V14*** | 23600 | 24000 | 17 | 13 | 8.1 | 2.22 | 58 | 43 | 207865583
ECOTEMP | W4H7T48*K*AAA* | WLA*614CA* | WFET110C066A* | 46000 | 47000 | 16.5 | 12.5 | 8.1 | 2.28 | 63 | 51 | 213177398
GRANDAIRE | W4H7T48*K*AAA* | WLA*614CA* | WFET110C066A* | 46000 | 47000 | 16.5 | 12.5 | 8.1 | 2.28 | 63 | 51 | 213177397
BRYANT HEATING AND COOLING SYSTEMS | PH7TAN448**AA* | CAP**6121AL* | 926TC66100V21*** | 45500 | 46500 | 16.5 | 12.5 | 8.1 | 2.28 | 63 | 50 | 213177531
BRYANT HEATING AND COOLING SYSTEMS | PH7TAN448**AA* | CAP**6121AL* | 82*SB66110V21*** | 46000 | 47000 | 16.5 | 12.5 | 8.1 | 2.3 | 63 | 51 | 213177442
BROCK | PH7TAN448**AA* | CAP**6121AL* | PG80VTLB66110C** | 46000 | 47000 | 16.5 | 12.5 | 8.1 | 2.28 | 63 | 51 | 213177387
WEATHERMAKER | PH7TAN448**AA* | CAP**6121AL* | PG80VTLB66110C** | 46000 | 47000 | 16.5 | 12.5 | 8.1 | 2.28 | 63 | 51 | 213177388
BRYANT HEATING AND COOLING SYSTEMS | PH7TAN448**AA* | CAP**6121AL* | 82*TB66110V21*** | 46000 | 47000 | 16.5 | 12.5 | 8.1 | 2.28 | 63 | 51 | 213177385
PAYNE HEATING AND COOLING | PH7TAN448**AA* | CAP**6121AL* | PG80VTLB66110C** | 46000 | 47000 | 16.5 | 12.5 | 8.1 | 2.28 | 63 | 51 | 213177386
PAYNE HEATING AND COOLING | PH7TAN448**AA* | FV4CN(B,F)005L |  | 46000 | 47000 | 16.5 | 12.5 | 8.1 | 2.24 | 62 | 49 | 207872481
BRYANT HEATING AND COOLING SYSTEMS | PH7TAN448**AA* | FV4CN(B,F)005L |  | 46000 | 47000 | 16.5 | 12.5 | 8.1 | 2.24 | 62 | 49 | 207872480
PAYNE HEATING AND COOLING | PH7TAN460**AA* | CAP**6124AL* | PG80VTLA60090C** | 55500 | 59000 | 15.5 | 11.7 | 8.1 | 2.18 | 63 | 51 | 207872971
BRYANT HEATING AND COOLING SYSTEMS | PH7TAN460**AA* | CAP**6124AL* | 82*TA60090V21*** | 55500 | 59000 | 15.5 | 11.7 | 8.1 | 2.18 | 63 | 51 | 207872970
BRYANT HEATING AND COOLING SYSTEMS | PH7TAN460**AA* | CAP**6121AL* | 926TB66100V21*** | 55500 | 59000 | 15.5 | 11.7 | 8.1 | 2.18 | 63 | 51 | 207872923
BRYANT HEATING AND COOLING SYSTEMS | PH7TAN448**AA* | CAP**6124AL* | 82*SB66135V24*** | 46000 | 47000 | 16.5 | 12.5 | 8.1 | 2.3 | 63 | 51 | 213177664
BRYANT HEATING AND COOLING SYSTEMS | PH7TAN448**AA* | CAP**6124AL* | 82*SB66110V21*** | 46000 | 47000 | 16.5 | 12.5 | 8.1 | 2.3 | 63 | 51 | 213177651
WEATHERMAKER | PH7TAN448**AA* | FV4CN(B,F)005L |  | 46000 | 47000 | 16.5 | 12.5 | 8.1 | 2.24 | 62 | 49 | 211277113
BROCK | PH7TAN448**AA* | FV4CN(B,F)005L |  | 46000 | 47000 | 16.5 | 12.5 | 8.1 | 2.24 | 62 | 49 | 211276906
BRYANT HEATING AND COOLING SYSTEMS | GH7TAN460**AA* | CAP**6124AL* | 82*TA60090V21*** | 55500 | 59000 | 15.5 | 11.7 | 8.1 | 2.18 | 63 | 51 | 207872968
CARRIER | GH7TAN460**AA* | CAP**6124AL* | 58TP*A090V21**20 | 55500 | 59000 | 15.5 | 11.7 | 8.1 | 2.18 | 63 | 51 | 207872969
CARRIER | GH7TAN448**AA* | FV4CN(B,F)005L |  | 46000 | 47000 | 16.5 | 12.5 | 8.1 | 2.24 | 62 | 49 | 207872470
BRYANT HEATING AND COOLING SYSTEMS | GH7TAN448**AA* | FV4CN(B,F)005L |  | 46000 | 47000 | 16.5 | 12.5 | 8.1 | 2.24 | 62 | 49 | 207872469
CARRIER | GH7TAN460**AA* | CAP**6121AL* | 59TP6B100V21**22 | 55500 | 59000 | 15.5 | 11.7 | 8.1 | 2.18 | 63 | 51 | 207872913
BRYANT HEATING AND COOLING SYSTEMS | GH7TAN460**AA* | CAP**6121AL* | 926TB66100V21*** | 55500 | 59000 | 15.5 | 11.7 | 8.1 | 2.18 | 63 | 51 | 207872912
BRYANT HEATING AND COOLING SYSTEMS | GH7TAN448**AA* | CAP**6124AL* | 82*SB66135V24*** | 46000 | 47000 | 16.5 | 12.5 | 8.1 | 2.3 | 63 | 51 | 213177663
CARRIER | GH7TAN448**AA* | CAP**6124AL* | 58SP*B135V24**22 | 46000 | 47000 | 16.5 | 12.5 | 8.1 | 2.3 | 63 | 51 | 213177661
BRYANT HEATING AND COOLING SYSTEMS | GH7TAN448**AA* | CAP**6124AL* | 82*SB66110V21*** | 46000 | 47000 | 16.5 | 12.5 | 8.1 | 2.3 | 63 | 51 | 213177650
CARRIER | GH7TAN448**AA* | CAP**6124AL* | 58SP*B110V21**22 | 46000 | 47000 | 16.5 | 12.5 | 8.1 | 2.3 | 63 | 51 | 213177648
BRYANT HEATING AND COOLING SYSTEMS | GH7TAN448**AA* | CAP**6121AL* | 926TC66100V21*** | 45500 | 46500 | 16.5 | 12.5 | 8.1 | 2.28 | 63 | 50 | 213177530
CARRIER | GH7TAN448**AA* | CAP**6121AL* | 59TP6C100V21**22 | 45500 | 46500 | 16.5 | 12.5 | 8.1 | 2.28 | 63 | 50 | 213177528
BRYANT HEATING AND COOLING SYSTEMS | GH7TAN448**AA* | CAP**6121AL* | 82*SB66110V21*** | 46000 | 47000 | 16.5 | 12.5 | 8.1 | 2.3 | 63 | 51 | 213177441
CARRIER | GH7TAN448**AA* | CAP**6121AL* | 58SP*B110V21**22 | 46000 | 47000 | 16.5 | 12.5 | 8.1 | 2.3 | 63 | 51 | 213177439
BRYANT HEATING AND COOLING SYSTEMS | GH7TAN448**AA* | CAP**6121AL* | 82*TB66110V21*** | 46000 | 47000 | 16.5 | 12.5 | 8.1 | 2.28 | 63 | 51 | 213177384
CARRIER | GH7TAN448**AA* | CAP**6121AL* | 58TP*B110V21**22 | 46000 | 47000 | 16.5 | 12.5 | 8.1 | 2.28 | 63 | 51 | 213177382
BRYANT HEATING AND COOLING SYSTEMS | 227TAN024**AA* | CAP**3717AL* | 926TB36060V14*** | 23600 | 24400 | 16.5 | 12.5 | 8.1 | 2.18 | 58 | 43 | 207865727
BRYANT HEATING AND COOLING SYSTEMS | 227TAN024**AA* | CAP**3717AL* | 82*TA36070V14*** | 23600 | 24000 | 17 | 13 | 8.1 | 2.22 | 58 | 43 | 207865582
COMFORTMAKER | N4H7T24*K*AAA* | EA*4X37L17A* | *96VTN0601412A* | 23600 | 24400 | 16.5 | 12.5 | 8.1 | 2.18 | 58 | 43 | 207865732
DAY & NIGHT | N4H7T24*K*AAA* | EA*4X37L17A* | *96VTN0601412A* | 23600 | 24400 | 16.5 | 12.5 | 8.1 | 2.18 | 58 | 43 | 207865733
ARCOAIRE | N4H7T24*K*AAA* | EA*4X37L17A* | *96VTN0601412A* | 23600 | 24400 | 16.5 | 12.5 | 8.1 | 2.18 | 58 | 43 | 207865731
AIRQUEST | N4H7T24*K*AAA* | EA*4X37L17A* | *96VTN0601412A* | 23600 | 24400 | 16.5 | 12.5 | 8.1 | 2.18 | 58 | 43 | 207865730
HEIL | N4H7T24*K*AAA* | EA*4X37L17A* | *96VTN0601412A* | 23600 | 24400 | 16.5 | 12.5 | 8.1 | 2.18 | 58 | 43 | 207865734
ACIQ | N4H7T24*K*AAA* | EA*4X37L17A* | *96VTN0601412A* | 23600 | 24400 | 16.5 | 12.5 | 8.1 | 2.18 | 58 | 43 | 213063615
KEEPRITE | N4H7T24*K*AAA* | EA*4X37L17A* | *96VTN0601412A* | 23600 | 24400 | 16.5 | 12.5 | 8.1 | 2.18 | 58 | 43 | 207865735
KENMORE | N4H7T24*K*AAA* | EA*4X37L17A* | *96VTN0601412A* | 23600 | 24400 | 16.5 | 12.5 | 8.1 | 2.18 | 58 | 43 | 207865736
MARATHERM | N4H7T24*K*AAA* | EA*4X37L17A* | *96VTN0601412A* | 23600 | 24400 | 16.5 | 12.5 | 8.1 | 2.18 | 58 | 43 | 207865737
TEMPSTAR | N4H7T24*K*AAA* | EA*4X37L17A* | *96VTN0601412A* | 23600 | 24400 | 16.5 | 12.5 | 8.1 | 2.18 | 58 | 43 | 207865738
TEMPSTAR | N4H7T48*K*AAA* | FTMA4B60L0D* |  | 46500 | 47000 | 17.5 | 13 | 8.1 | 2.38 | 62 | 50 | 213280659
MARATHERM | N4H7T48*K*AAA* | FTMA4B60L0D* |  | 46500 | 47000 | 17.5 | 13 | 8.1 | 2.38 | 62 | 50 | 213280658
KENMORE | N4H7T48*K*AAA* | FTMA4B60L0D* |  | 46500 | 47000 | 17.5 | 13 | 8.1 | 2.38 | 62 | 50 | 213280657
DAY & NIGHT | N4H7T48*K*AAA* | FTMA4B60L0D* |  | 46500 | 47000 | 17.5 | 13 | 8.1 | 2.38 | 62 | 50 | 213280655
KEEPRITE | N4H7T48*K*AAA* | FTMA4B60L0D* |  | 46500 | 47000 | 17.5 | 13 | 8.1 | 2.38 | 62 | 50 | 213280656
COMFORTMAKER | N4H7T48*K*AAA* | FTMA4B60L0D* |  | 46500 | 47000 | 17.5 | 13 | 8.1 | 2.38 | 62 | 50 | 213280654
ARCOAIRE | N4H7T48*K*AAA* | FTMA4B60L0D* |  | 46500 | 47000 | 17.5 | 13 | 8.1 | 2.38 | 62 | 50 | 213280653
AIRQUEST | N4H7T48*K*AAA* | FTMA4B60L0D* |  | 46500 | 47000 | 17.5 | 13 | 8.1 | 2.38 | 62 | 50 | 213280652
HEIL | N4H7T48*K*AAA* | FTMA4B60L0D* |  | 46500 | 47000 | 17.5 | 13 | 8.1 | 2.38 | 62 | 50 | 213280651
TEMPSTAR | N4H7T48*K*AAA* | FTMA4B48L0C* |  | 45500 | 47000 | 16.5 | 12.5 | 8.1 | 2.3 | 63 | 50 | 213280636
DAY & NIGHT | N4H7T48*K*AAA* | FTMA4B48L0C* |  | 45500 | 47000 | 16.5 | 12.5 | 8.1 | 2.3 | 63 | 50 | 213280632
MARATHERM | N4H7T48*K*AAA* | FTMA4B48L0C* |  | 45500 | 47000 | 16.5 | 12.5 | 8.1 | 2.3 | 63 | 50 | 213280635
KENMORE | N4H7T48*K*AAA* | FTMA4B48L0C* |  | 45500 | 47000 | 16.5 | 12.5 | 8.1 | 2.3 | 63 | 50 | 213280634
KEEPRITE | N4H7T48*K*AAA* | FTMA4B48L0C* |  | 45500 | 47000 | 16.5 | 12.5 | 8.1 | 2.3 | 63 | 50 | 213280633
COMFORTMAKER | N4H7T48*K*AAA* | FTMA4B48L0C* |  | 45500 | 47000 | 16.5 | 12.5 | 8.1 | 2.3 | 63 | 50 | 213280631
ARCOAIRE | N4H7T48*K*AAA* | FTMA4B48L0C* |  | 45500 | 47000 | 16.5 | 12.5 | 8.1 | 2.3 | 63 | 50 | 213280630
AIRQUEST | N4H7T48*K*AAA* | FTMA4B48L0C* |  | 45500 | 47000 | 16.5 | 12.5 | 8.1 | 2.3 | 63 | 50 | 213280629
HEIL | N4H7T48*K*AAA* | FTMA4B48L0C* |  | 45500 | 47000 | 16.5 | 12.5 | 8.1 | 2.3 | 63 | 50 | 213280628
TEMPSTAR | N4H7T48*K*AAA* | F5MA4*48L*C* |  | 46500 | 47500 | 16 | 12.5 | 8.1 | 2.34 | 62 | 51 | 213310414
MARATHERM | N4H7T48*K*AAA* | F5MA4*48L*C* |  | 46500 | 47500 | 16 | 12.5 | 8.1 | 2.34 | 62 | 51 | 213310413
KENMORE | N4H7T48*K*AAA* | F5MA4*48L*C* |  | 46500 | 47500 | 16 | 12.5 | 8.1 | 2.34 | 62 | 51 | 213310412
KEEPRITE | N4H7T48*K*AAA* | F5MA4*48L*C* |  | 46500 | 47500 | 16 | 12.5 | 8.1 | 2.34 | 62 | 51 | 213310411
DAY & NIGHT | N4H7T48*K*AAA* | F5MA4*48L*C* |  | 46500 | 47500 | 16 | 12.5 | 8.1 | 2.34 | 62 | 51 | 213310410
COMFORTMAKER | N4H7T48*K*AAA* | F5MA4*48L*C* |  | 46500 | 47500 | 16 | 12.5 | 8.1 | 2.34 | 62 | 51 | 213310409
ARCOAIRE | N4H7T48*K*AAA* | F5MA4*48L*C* |  | 46500 | 47500 | 16 | 12.5 | 8.1 | 2.34 | 62 | 51 | 213310408
AIRQUEST | N4H7T48*K*AAA* | F5MA4*48L*C* |  | 46500 | 47500 | 16 | 12.5 | 8.1 | 2.34 | 62 | 51 | 213310407
HEIL | N4H7T48*K*AAA* | F5MA4*48L*C* |  | 46500 | 47500 | 16 | 12.5 | 8.1 | 2.34 | 62 | 51 | 213310406
COMFORTMAKER | N4H7T48*K*AAA* | EA*4X61L21A* | *80VTL1102122B* | 46000 | 47000 | 16.5 | 12.5 | 8.1 | 2.28 | 63 | 51 | 213177392
AIRQUEST | N4H7T48*K*AAA* | EA*4X61L21A* | *80VTL1102122B* | 46000 | 47000 | 16.5 | 12.5 | 8.1 | 2.28 | 63 | 51 | 213177390
HEIL | N4H7T48*K*AAA* | EA*4X61L21A* | *80VTL1102122B* | 46000 | 47000 | 16.5 | 12.5 | 8.1 | 2.28 | 63 | 51 | 213177389
TEMPSTAR | N4H7T48*K*AAA* | EA*4X61L21A* | *96VTN1002122B* | 45500 | 46500 | 16.5 | 12.5 | 8.1 | 2.28 | 63 | 50 | 213177539
KEEPRITE | N4H7T48*K*AAA* | EA*4X61L21A* | *96VTN1002122B* | 45500 | 46500 | 16.5 | 12.5 | 8.1 | 2.28 | 63 | 50 | 213177537
KENMORE | N4H7T48*K*AAA* | EA*4X61L21A* | *96VTN1002122B* | 45500 | 46500 | 16.5 | 12.5 | 8.1 | 2.28 | 63 | 50 | 213177538
DAY & NIGHT | N4H7T48*K*AAA* | EA*4X61L21A* | *96VTN1002122B* | 45500 | 46500 | 16.5 | 12.5 | 8.1 | 2.28 | 63 | 50 | 213177536
ARCOAIRE | N4H7T48*K*AAA* | EA*4X61L21A* | *96VTN1002122B* | 45500 | 46500 | 16.5 | 12.5 | 8.1 | 2.28 | 63 | 50 | 213177534
COMFORTMAKER | N4H7T48*K*AAA* | EA*4X61L21A* | *96VTN1002122B* | 45500 | 46500 | 16.5 | 12.5 | 8.1 | 2.28 | 63 | 50 | 213177535
AIRQUEST | N4H7T48*K*AAA* | EA*4X61L21A* | *96VTN1002122B* | 45500 | 46500 | 16.5 | 12.5 | 8.1 | 2.28 | 63 | 50 | 213177533
HEIL | N4H7T48*K*AAA* | EA*4X61L21A* | *96VTN1002122B* | 45500 | 46500 | 16.5 | 12.5 | 8.1 | 2.28 | 63 | 50 | 213177532
TEMPSTAR | N4H7T48*K*AAA* | EA*4X61L21A* | *80VSL1102122B* | 46000 | 47000 | 16.5 | 12.5 | 8.1 | 2.3 | 63 | 51 | 213177450
KENMORE | N4H7T48*K*AAA* | EA*4X61L21A* | *80VSL1102122B* | 46000 | 47000 | 16.5 | 12.5 | 8.1 | 2.3 | 63 | 51 | 213177449
KEEPRITE | N4H7T48*K*AAA* | EA*4X61L21A* | *80VSL1102122B* | 46000 | 47000 | 16.5 | 12.5 | 8.1 | 2.3 | 63 | 51 | 213177448
DAY & NIGHT | N4H7T48*K*AAA* | EA*4X61L21A* | *80VSL1102122B* | 46000 | 47000 | 16.5 | 12.5 | 8.1 | 2.3 | 63 | 51 | 213177447
COMFORTMAKER | N4H7T48*K*AAA* | EA*4X61L21A* | *80VSL1102122B* | 46000 | 47000 | 16.5 | 12.5 | 8.1 | 2.3 | 63 | 51 | 213177446
ARCOAIRE | N4H7T48*K*AAA* | EA*4X61L21A* | *80VSL1102122B* | 46000 | 47000 | 16.5 | 12.5 | 8.1 | 2.3 | 63 | 51 | 213177445
AIRQUEST | N4H7T48*K*AAA* | EA*4X61L21A* | *80VSL1102122B* | 46000 | 47000 | 16.5 | 12.5 | 8.1 | 2.3 | 63 | 51 | 213177444
HEIL | N4H7T48*K*AAA* | EA*4X61L21A* | *80VSL1102122B* | 46000 | 47000 | 16.5 | 12.5 | 8.1 | 2.3 | 63 | 51 | 213177443
TEMPSTAR | N4H7T48*K*AAA* | EA*4X61L21A* | *80VTL1102122B* | 46000 | 47000 | 16.5 | 12.5 | 8.1 | 2.28 | 63 | 51 | 213177396
KENMORE | N4H7T48*K*AAA* | EA*4X61L21A* | *80VTL1102122B* | 46000 | 47000 | 16.5 | 12.5 | 8.1 | 2.28 | 63 | 51 | 213177395
KEEPRITE | N4H7T48*K*AAA* | EA*4X61L21A* | *80VTL1102122B* | 46000 | 47000 | 16.5 | 12.5 | 8.1 | 2.28 | 63 | 51 | 213177394
DAY & NIGHT | N4H7T48*K*AAA* | EA*4X61L21A* | *80VTL1102122B* | 46000 | 47000 | 16.5 | 12.5 | 8.1 | 2.28 | 63 | 51 | 213177393
ARCOAIRE | N4H7T48*K*AAA* | EA*4X61L21A* | *80VTL1102122B* | 46000 | 47000 | 16.5 | 12.5 | 8.1 | 2.28 | 63 | 51 | 213177391
TEMPSTAR | N4H7T48*K*AAA* | EA*4X61L24A* | *80VSL1352422B* | 46000 | 47000 | 16.5 | 12.5 | 8.1 | 2.3 | 63 | 51 | 213177672
KENMORE | N4H7T48*K*AAA* | EA*4X61L24A* | *80VSL1352422B* | 46000 | 47000 | 16.5 | 12.5 | 8.1 | 2.3 | 63 | 51 | 213177671
KEEPRITE | N4H7T48*K*AAA* | EA*4X61L24A* | *80VSL1352422B* | 46000 | 47000 | 16.5 | 12.5 | 8.1 | 2.3 | 63 | 51 | 213177670
COMFORTMAKER | N4H7T48*K*AAA* | EA*4X61L24A* | *80VSL1352422B* | 46000 | 47000 | 16.5 | 12.5 | 8.1 | 2.3 | 63 | 51 | 213177668
DAY & NIGHT | N4H7T48*K*AAA* | EA*4X61L24A* | *80VSL1352422B* | 46000 | 47000 | 16.5 | 12.5 | 8.1 | 2.3 | 63 | 51 | 213177669
AIRQUEST | N4H7T48*K*AAA* | EA*4X61L24A* | *80VSL1352422B* | 46000 | 47000 | 16.5 | 12.5 | 8.1 | 2.3 | 63 | 51 | 213177666
ARCOAIRE | N4H7T48*K*AAA* | EA*4X61L24A* | *80VSL1352422B* | 46000 | 47000 | 16.5 | 12.5 | 8.1 | 2.3 | 63 | 51 | 213177667
HEIL | N4H7T48*K*AAA* | EA*4X61L24A* | *80VSL1352422B* | 46000 | 47000 | 16.5 | 12.5 | 8.1 | 2.3 | 63 | 51 | 213177665
TEMPSTAR | N4H7T48*K*AAA* | EA*4X61L24A* | *80VSL1102122B* | 46000 | 47000 | 16.5 | 12.5 | 8.1 | 2.3 | 63 | 51 | 213177659
KENMORE | N4H7T48*K*AAA* | EA*4X61L24A* | *80VSL1102122B* | 46000 | 47000 | 16.5 | 12.5 | 8.1 | 2.3 | 63 | 51 | 213177658
KEEPRITE | N4H7T48*K*AAA* | EA*4X61L24A* | *80VSL1102122B* | 46000 | 47000 | 16.5 | 12.5 | 8.1 | 2.3 | 63 | 51 | 213177657
DAY & NIGHT | N4H7T48*K*AAA* | EA*4X61L24A* | *80VSL1102122B* | 46000 | 47000 | 16.5 | 12.5 | 8.1 | 2.3 | 63 | 51 | 213177656
COMFORTMAKER | N4H7T48*K*AAA* | EA*4X61L24A* | *80VSL1102122B* | 46000 | 47000 | 16.5 | 12.5 | 8.1 | 2.3 | 63 | 51 | 213177655
ARCOAIRE | N4H7T48*K*AAA* | EA*4X61L24A* | *80VSL1102122B* | 46000 | 47000 | 16.5 | 12.5 | 8.1 | 2.3 | 63 | 51 | 213177654
AIRQUEST | N4H7T48*K*AAA* | EA*4X61L24A* | *80VSL1102122B* | 46000 | 47000 | 16.5 | 12.5 | 8.1 | 2.3 | 63 | 51 | 213177653
HEIL | N4H7T48*K*AAA* | EA*4X61L24A* | *80VSL1102122B* | 46000 | 47000 | 16.5 | 12.5 | 8.1 | 2.3 | 63 | 51 | 213177652
BRYANT HEATING AND COOLING SYSTEMS | 227TAN048**AA* | F54AA*C48L* |  | 46500 | 47500 | 16 | 12.5 | 8.1 | 2.34 | 62 | 51 | 213310403
BRYANT HEATING AND COOLING SYSTEMS | 227TAN048**AA* | PF4TNXC48L* |  | 45500 | 47000 | 16.5 | 12.5 | 8.1 | 2.3 | 63 | 50 | 213310722
BRYANT HEATING AND COOLING SYSTEMS | 227TAN048**AA* | FT4BN(B,X)C48L* |  | 45500 | 47000 | 16.5 | 12.5 | 8.1 | 2.3 | 63 | 50 | 213280619
BRYANT HEATING AND COOLING SYSTEMS | 227TAN048**AA* | FG4ANXC48L* |  | 45500 | 47000 | 16.5 | 12.5 | 8.1 | 2.3 | 63 | 50 | 213280620
ECOTEMP | W4H7T48*K*AAA* | WBGL604BD |  | 46500 | 47000 | 17.5 | 13 | 8.1 | 2.38 | 62 | 50 | 213307859
GRANDAIRE | W4H7T48*K*AAA* | WBGL604BD |  | 46500 | 47000 | 17.5 | 13 | 8.1 | 2.38 | 62 | 50 | 213307858
ECOTEMP | W4H7T48*K*AAA* | WBGL484BC |  | 45500 | 47000 | 16.5 | 12.5 | 8.1 | 2.3 | 63 | 50 | 213280661
GRANDAIRE | W4H7T48*K*AAA* | WBGL484BC |  | 45500 | 47000 | 16.5 | 12.5 | 8.1 | 2.3 | 63 | 50 | 213280660
BRYANT HEATING AND COOLING SYSTEMS | PH7TAN448**AA* | PF4TNBD60L* |  | 46500 | 47000 | 17.5 | 13 | 8.1 | 2.38 | 62 | 50 | 213310678
BRYANT HEATING AND COOLING SYSTEMS | PH7TAN448**AA* | PF4TNXC48L* |  | 45500 | 47000 | 16.5 | 12.5 | 8.1 | 2.3 | 63 | 50 | 213310677
BRYANT HEATING AND COOLING SYSTEMS | PH7TAN448**AA* | F54AA*C48L* |  | 46500 | 47500 | 16 | 12.5 | 8.1 | 2.34 | 62 | 51 | 213310405
WEATHERMAKER | PH7TAN448**AA* | PF4TNBD60L* |  | 46500 | 47000 | 17.5 | 13 | 8.1 | 2.38 | 62 | 50 | 213280650
BROCK | PH7TAN448**AA* | PF4TNBD60L* |  | 46500 | 47000 | 17.5 | 13 | 8.1 | 2.38 | 62 | 50 | 213280649
BRYANT HEATING AND COOLING SYSTEMS | PH7TAN448**AA* | FG4ANBD60L* |  | 46500 | 47000 | 17.5 | 13 | 8.1 | 2.38 | 62 | 50 | 213280647
PAYNE HEATING AND COOLING | PH7TAN448**AA* | PF4TNBD60L* |  | 46500 | 47000 | 17.5 | 13 | 8.1 | 2.38 | 62 | 50 | 213280648
BRYANT HEATING AND COOLING SYSTEMS | PH7TAN448**AA* | FT4BNBD60L* |  | 46500 | 47000 | 17.5 | 13 | 8.1 | 2.38 | 62 | 50 | 213280646
WEATHERMAKER | PH7TAN448**AA* | PF4TNXC48L* |  | 45500 | 47000 | 16.5 | 12.5 | 8.1 | 2.3 | 63 | 50 | 213280627
BROCK | PH7TAN448**AA* | PF4TNXC48L* |  | 45500 | 47000 | 16.5 | 12.5 | 8.1 | 2.3 | 63 | 50 | 213280626
PAYNE HEATING AND COOLING | PH7TAN448**AA* | PF4TNXC48L* |  | 45500 | 47000 | 16.5 | 12.5 | 8.1 | 2.3 | 63 | 50 | 213280625
BRYANT HEATING AND COOLING SYSTEMS | PH7TAN448**AA* | FG4ANXC48L* |  | 45500 | 47000 | 16.5 | 12.5 | 8.1 | 2.3 | 63 | 50 | 213280624
BRYANT HEATING AND COOLING SYSTEMS | PH7TAN448**AA* | FT4BN(B,X)C48L* |  | 45500 | 47000 | 16.5 | 12.5 | 8.1 | 2.3 | 63 | 50 | 213280623
BRYANT HEATING AND COOLING SYSTEMS | GH7TAN448**AA* | PF4TNBD60L* |  | 46500 | 47000 | 17.5 | 13 | 8.1 | 2.38 | 62 | 50 | 213310687
BRYANT HEATING AND COOLING SYSTEMS | GH7TAN448**AA* | PF4TNXC48L* |  | 45500 | 47000 | 16.5 | 12.5 | 8.1 | 2.3 | 63 | 50 | 213310686
BRYANT HEATING AND COOLING SYSTEMS | GH7TAN448**AA* | F54AA*C48L* |  | 46500 | 47500 | 16 | 12.5 | 8.1 | 2.34 | 62 | 51 | 213310404
CARRIER | GH7TAN448**AA* | F54AA*C48L* |  | 46500 | 47500 | 16 | 12.5 | 8.1 | 2.34 | 62 | 51 | 213310402
BRYANT HEATING AND COOLING SYSTEMS | GH7TAN448**AA* | FG4ANBD60L* |  | 46500 | 47000 | 17.5 | 13 | 8.1 | 2.38 | 62 | 50 | 213280645
BRYANT HEATING AND COOLING SYSTEMS | GH7TAN448**AA* | FT4BNBD60L* |  | 46500 | 47000 | 17.5 | 13 | 8.1 | 2.38 | 62 | 50 | 213280644
CARRIER | GH7TAN448**AA* | FG4ANBD60L* |  | 46500 | 47000 | 17.5 | 13 | 8.1 | 2.38 | 62 | 50 | 213280641
CARRIER | GH7TAN448**AA* | FT4BNBD60L* |  | 46500 | 47000 | 17.5 | 13 | 8.1 | 2.38 | 62 | 50 | 213280640
BRYANT HEATING AND COOLING SYSTEMS | GH7TAN448**AA* | FG4ANXC48L* |  | 45500 | 47000 | 16.5 | 12.5 | 8.1 | 2.3 | 63 | 50 | 213280622
BRYANT HEATING AND COOLING SYSTEMS | GH7TAN448**AA* | FT4BN(B,X)C48L* |  | 45500 | 47000 | 16.5 | 12.5 | 8.1 | 2.3 | 63 | 50 | 213280621
CARRIER | GH7TAN448**AA* | FG4ANXC48L* |  | 45500 | 47000 | 16.5 | 12.5 | 8.1 | 2.3 | 63 | 50 | 213280618
CARRIER | GH7TAN448**AA* | FT4BN(B,X)C48L* |  | 45500 | 47000 | 16.5 | 12.5 | 8.1 | 2.3 | 63 | 50 | 213280617
BRYANT HEATING AND COOLING SYSTEMS | 227TBN048**AA* | CAP**6124AL* | 82*SB66135V24*** | 46000 | 47000 | 16.5 | 12.5 | 8.1 | 2.3 | 63 | 51 | 213385959
BRYANT HEATING AND COOLING SYSTEMS | 227TBN048**AA* | CAP**6124AL* | 82*SB66110V21*** | 46000 | 47000 | 16.5 | 12.5 | 8.1 | 2.3 | 63 | 51 | 213385957
BRYANT HEATING AND COOLING SYSTEMS | 227TBN048**AA* | CAP**6121AL* | 926TC66100V21*** | 45500 | 46500 | 16.5 | 12.5 | 8.1 | 2.28 | 63 | 50 | 213385939
BRYANT HEATING AND COOLING SYSTEMS | 227TBN048**AA* | CAP**6121AL* | 82*SB66110V21*** | 46000 | 47000 | 16.5 | 12.5 | 8.1 | 2.3 | 63 | 51 | 213385929
BRYANT HEATING AND COOLING SYSTEMS | 227TBN048**AA* | CAP**6121AL* | 82*TB66110V21*** | 46000 | 47000 | 16.5 | 12.5 | 8.1 | 2.28 | 63 | 51 | 213385921
BRYANT HEATING AND COOLING SYSTEMS | 227TBN048**AA* | FV4CN(B,F)005L |  | 46000 | 47000 | 16.5 | 12.5 | 8.1 | 2.24 | 62 | 49 | 213383121
BRYANT HEATING AND COOLING SYSTEMS | 227TBN048**AA* | F54AA*C48L* |  | 46500 | 47500 | 16 | 12.5 | 8.1 | 2.34 | 62 | 51 | 213386203
BRYANT HEATING AND COOLING SYSTEMS | 227TBN048**AA* | FT4BN(B,X)C48L* |  | 45500 | 47000 | 16.5 | 12.5 | 8.1 | 2.3 | 63 | 50 | 213386193
BRYANT HEATING AND COOLING SYSTEMS | 227TBN048**AA* | FT4BNBD60L* |  | 46500 | 47000 | 17.5 | 13 | 8.1 | 2.38 | 62 | 50 | 213386195
ARMSTRONG AIR | 4SHP22LX148P-**A | EA(C;U)1P60C+TDR+TXV | A98USMV090C20 | 47500 | 45500 | 19 | 12 | 8.5 | 2.04 | 63 | 55 | 213805133
ARMSTRONG AIR | 4SHP22LX148P-**A | EAC4X60C+TDR | A98USMV090C16 | 47500 | 46000 | 19 | 11.7 | 8.5 | 2.02 | 63 | 55 | 213805141
ARMSTRONG AIR | 4SHP22LX148P-**A | EAC4X60C+TDR | A98USMV090C20 | 47500 | 45500 | 19 | 12 | 8.5 | 2.04 | 63 | 55 | 213805142
ARMSTRONG AIR | 4SHP22LX148P-**A | EAC4X60C+TDR | A98USMV110C20 | 47500 | 45500 | 19 | 12 | 8.5 | 2.02 | 63 | 55 | 213805143
ARMSTRONG AIR | 4SHP17LE148P-**A | EAH1P60D*+TDR+TXV | A98USMV135D20 | 48000 | 46000 | 15.2 | 12.5 | 8.1 | 2.2 | 67 | 54 | 213805320
ARMSTRONG AIR | 4SHP17LE148P-**A | EAC4X49C+TDR | A98USMV090C12 | 47500 | 45000 | 15.2 | 12.5 | 8.1 | 2.22 | 68 | 56 | 213805192
ARMSTRONG AIR | 4SHP17LE118P-**A | EAH1P24B*+TDR+TXV | A98USMV070B12 | 18000 | 18000 | 16.4 | 13.5 | 8.1 | 2.07 | 62 | 48 | 213805272
AIREASE | 4SHP17LE118P-**A | EAH1P24B*+TDR+TXV | A98USMV070B12 | 18000 | 18000 | 16.4 | 13.5 | 8.1 | 2.07 | 62 | 48 | 213805273
AIREASE | 4SHP17LE130P-**A | EA(C;U)1P36A+TDR+TXV | A98USMV070B12 | 30000 | 28000 | 16 | 13 | 8.1 | 2.28 | 66 | 52 | 213805039
AIREASE | 4SHP22LX124P-**A | EAH1P30B+TDR+TXV | A98USMV070B12 | 23400 | 22600 | 20 | 13 | 8.2 | 2 | 63 | 67 | 213805381
AIREASE | 4SHP17LE148P-**A | EAC4X60C+TDR | A98USMV090C12 | 48000 | 46000 | 15.2 | 12.5 | 8.1 | 2.36 | 68 | 55 | 213805215
AIREASE | 4SHP17LE148P-**A | EAC4X49C+TDR | A98USMV090C12 | 47500 | 45000 | 15.2 | 12.5 | 8.1 | 2.22 | 68 | 56 | 213805214
AIREASE | 4SHP17LE148P-**A | EAH1P60D*+TDR+TXV | A98USMV135D20 | 48000 | 46000 | 15.2 | 12.5 | 8.1 | 2.2 | 67 | 54 | 213805321
ARMSTRONG AIR | 4SHP17LE148P-**A | EAC4X60C+TDR | A98USMV090C12 | 48000 | 46000 | 15.2 | 12.5 | 8.1 | 2.36 | 68 | 55 | 213805193
ARMSTRONG AIR | 4SHP22LX148P-**A | EA(C;U)1P60C+TDR+TXV | A98USMV110C20 | 47500 | 45500 | 19 | 12 | 8.5 | 2.02 | 63 | 55 | 213805134
ARMSTRONG AIR | 4SHP22LX148P-**A | EA(C;U)1P60C+TDR+TXV | A98USMV090C16 | 47500 | 46000 | 19 | 11.7 | 8.5 | 2.02 | 63 | 55 | 213805132
AIREASE | 4SHP17LE118P-**A | EA(C;U)1P24A+TDR+TXV | A98USMV070B12 | 18000 | 17400 | 16.4 | 13.5 | 8.1 | 2.06 | 63 | 49 | 213805042
AIREASE | 4SHP17LE148P-**A | EA(C;U)1P49C+TDR+TXV | A98USMV090C12 | 47500 | 45000 | 15.2 | 12.5 | 8.1 | 2.22 | 68 | 56 | 213805031
ARMSTRONG AIR | 4SHP17LE136P-**A | EAH1P42B*+TDR+TXV | A98USMV070B12 | 36000 | 33800 | 15.6 | 13 | 8.1 | 2.26 | 69 | 56 | 213805338
AIREASE | 4SHP17LE130P-**A | EAC4X36B+TDR | A98USMV070B12 | 30000 | 28000 | 16 | 13 | 8.1 | 2.28 | 66 | 52 | 213805205
ARMSTRONG AIR | 4SHP17LE130P-**A | EAH1P36C*+TDR+TXV | A98USMV090C12 | 28800 | 28200 | 15.6 | 12.5 | 8.3 | 2.22 | 66 | 52 | 213805288
AIREASE | 4SHP22LX124P-**A | EA(C;U)1P24B+TDR+TXV | A98USMV070B12 | 23800 | 23600 | 21 | 13.5 | 8.5 | 1.92 | 62 | 67 | 213805268
ARMSTRONG AIR | 4SHP22LX124P-**A | EAC4X30B+TDR | A98USMV070B12 | 23800 | 23600 | 20 | 13 | 8.5 | 1.96 | 60 | 68 | 213805267
ARMSTRONG AIR | 4SHP22LX124P-**A | EAC4X24B+TDR | A98USMV070B12 | 23800 | 23600 | 21 | 13.5 | 8.5 | 1.92 | 62 | 67 | 213805266
ARMSTRONG AIR | 4SHP22LX124P-**A | EA(C;U)1P24B+TDR+TXV | A98USMV070B12 | 23800 | 23600 | 21 | 13.5 | 8.5 | 1.92 | 62 | 67 | 213805264
ARMSTRONG AIR | 4SHP17LE118P-**A | EAC4X24B+TDR | A98USMV070B12 | 18000 | 17400 | 16.4 | 13.5 | 8.1 | 2.06 | 63 | 49 | 213805174
AIREASE | 4SHP22LX148P-**A | EAC4X60C+TDR | A98USMV090C20 | 47500 | 45500 | 19 | 12 | 8.5 | 2.04 | 63 | 55 | 213805154
AIREASE | 4SHP22LX148P-**A | EAC4X60C+TDR | A98USMV090C16 | 47500 | 46000 | 19 | 11.7 | 8.5 | 2.02 | 63 | 55 | 213805153
AIREASE | 4SHP22LX148P-**A | EA(C;U)1P60C+TDR+TXV | A98USMV090C16 | 47500 | 46000 | 19 | 11.7 | 8.5 | 2.02 | 63 | 55 | 213805144
AIREASE | 4SHP17LE118P-**A | EAC4X24B+TDR | A98USMV070B12 | 18000 | 17400 | 16.4 | 13.5 | 8.1 | 2.06 | 63 | 49 | 213805196
AIREASE | 4SHP17LE136P-**A | EAH1P51C*+TDR+TXV | A98USMV110C20 | 36000 | 33600 | 16.2 | 13 | 8.1 | 2.18 | 66 | 52 | 213805303
ARMSTRONG AIR | 4SHP17LE136P-**A | EAH1P51C*+TDR+TXV | A98USMV090C20 | 36000 | 33800 | 16 | 13 | 8.1 | 2.16 | 66 | 53 | 213805300
ARMSTRONG AIR | 4SHP17LE136P-**A | EAH1P42C*+TDR+TXV | A98USMV090C20 | 36000 | 33800 | 16 | 13 | 8.1 | 2.18 | 67 | 54 | 213805344
AIREASE | 4SHP17LE136P-**A | EAH1P42C*+TDR+TXV | A98USMV090C20 | 36000 | 33800 | 16 | 13 | 8.1 | 2.18 | 67 | 54 | 213805345
ARMSTRONG AIR | 4SHP22LX124P-**A | EAH1P30B+TDR+TXV | A98USMV070B12 | 23400 | 22600 | 20 | 13 | 8.2 | 2 | 63 | 67 | 213805380
AIREASE | 4SHP17LE130P-**A | EAH1P36C*+TDR+TXV | A98USMV090C12 | 28800 | 28200 | 15.6 | 12.5 | 8.3 | 2.22 | 66 | 52 | 213805289
ARMSTRONG AIR | 4SHP17LE130P-**A | EAH1P36C*+TDR+TXV | A98USMV090C16 | 28600 | 28200 | 15.6 | 13 | 8.3 | 2.22 | 65 | 51 | 213805290
AIREASE | 4SHP17LE130P-**A | EAH1P36C*+TDR+TXV | A98USMV090C16 | 28600 | 28200 | 15.6 | 13 | 8.3 | 2.22 | 65 | 51 | 213805291
ARMSTRONG AIR | 4SHP17LE130P-**A | EAH1P36C*+TDR+TXV | A98USMV110C20 | 30000 | 29200 | 15.2 | 12.5 | 8.5 | 2.22 | 66 | 52 | 213805292
AIREASE | 4SHP17LE130P-**A | EAH1P36C*+TDR+TXV | A98USMV110C20 | 30000 | 29200 | 15.2 | 12.5 | 8.5 | 2.22 | 66 | 52 | 213805293
ARMSTRONG AIR | 4SHP17LE136P-**A | EAH1P42C*+TDR+TXV | A98USMV110C20 | 36000 | 33600 | 16.2 | 13.5 | 8.1 | 2.2 | 67 | 54 | 213805346
AIREASE | 4SHP17LE136P-**A | EAH1P42C*+TDR+TXV | A98USMV110C20 | 36000 | 33600 | 16.2 | 13.5 | 8.1 | 2.2 | 67 | 54 | 213805347
AIREASE | 4SHP17LE136P-**A | EAH1P51C*+TDR+TXV | A98USMV090C20 | 36000 | 33800 | 16 | 13 | 8.1 | 2.16 | 66 | 53 | 213805301
ARMSTRONG AIR | 4SHP17LE136P-**A | EAH1P51C*+TDR+TXV | A98USMV110C20 | 36000 | 33600 | 16.2 | 13 | 8.1 | 2.18 | 66 | 52 | 213805302
AIREASE | 4SHP17LE118P-**A | EA(C;U)1P24B+TDR+TXV | A98USMV070B12 | 18000 | 17400 | 16.4 | 13.5 | 8.1 | 2.06 | 63 | 49 | 213805194
AIREASE | 4SHP22LX148P-**A | EA(C;U)1P60C+TDR+TXV | A98USMV090C20 | 47500 | 45500 | 19 | 12 | 8.5 | 2.04 | 63 | 55 | 213805145
AIREASE | 4SHP22LX148P-**A | EA(C;U)1P60C+TDR+TXV | A98USMV110C20 | 47500 | 45500 | 19 | 12 | 8.5 | 2.02 | 63 | 55 | 213805146
AIREASE | 4SHP22LX148P-**A | EAC4X60C+TDR | A98USMV110C20 | 47500 | 45500 | 19 | 12 | 8.5 | 2.02 | 63 | 55 | 213805155
ARMSTRONG AIR | 4SHP17LE118P-**A | EA(C;U)1P24B+TDR+TXV | A98USMV070B12 | 18000 | 17400 | 16.4 | 13.5 | 8.1 | 2.06 | 63 | 49 | 213805172
ARMSTRONG AIR | 4SHP22LX124P-**A | EA(C;U)1P30B+TDR+TXV | A98USMV070B12 | 23800 | 23600 | 20 | 13 | 8.5 | 1.96 | 60 | 68 | 213805265
AIREASE | 4SHP22LX124P-**A | EA(C;U)1P30B+TDR+TXV | A98USMV070B12 | 23800 | 23600 | 20 | 13 | 8.5 | 1.96 | 60 | 68 | 213805269
AIREASE | 4SHP22LX124P-**A | EAC4X24B+TDR | A98USMV070B12 | 23800 | 23600 | 21 | 13.5 | 8.5 | 1.92 | 62 | 67 | 213805270
AIREASE | 4SHP22LX124P-**A | EAC4X30B+TDR | A98USMV070B12 | 23800 | 23600 | 20 | 13 | 8.5 | 1.96 | 60 | 68 | 213805271
ARMSTRONG AIR | 4SHP17LE148P-**A | EA(C;U)1P49C+TDR+TXV | A98USMV090C12 | 47500 | 45000 | 15.2 | 12.5 | 8.1 | 2.22 | 68 | 56 | 213805017
ARMSTRONG AIR | 4SHP17LE148P-**A | EA(C;U)1P60C+TDR+TXV | A98USMV090C12 | 48000 | 46000 | 15.2 | 12.5 | 8.1 | 2.36 | 68 | 55 | 213805018
ARMSTRONG AIR | 4SHP17LE130P-**A | EA(C;U)1P36A+TDR+TXV | A98USMV070B12 | 30000 | 28000 | 16 | 13 | 8.1 | 2.28 | 66 | 52 | 213805025
AIREASE | 4SHP17LE148P-**A | EAH1P51C*+TDR+TXV | A98USMV090C12 | 47000 | 45000 | 15.2 | 12.5 | 8.1 | 2.28 | 69 | 56 | 213805315
ARMSTRONG AIR | 4SHP17LE130P-**A | EA(C;U)1P36B+TDR+TXV | A98USMV070B12 | 30000 | 28000 | 16 | 13 | 8.1 | 2.28 | 66 | 52 | 213805181
ARMSTRONG AIR | 4SHP17LE130P-**A | EAC4X36B+TDR | A98USMV070B12 | 30000 | 28000 | 16 | 13 | 8.1 | 2.28 | 66 | 52 | 213805183
AIREASE | 4SHP17LE130P-**A | EA(C;U)1P36B+TDR+TXV | A98USMV070B12 | 30000 | 28000 | 16 | 13 | 8.1 | 2.28 | 66 | 52 | 213805203
ARMSTRONG AIR | 4SHP17LE148P-**A | EAH1P51C*+TDR+TXV | A98USMV090C12 | 47000 | 45000 | 15.2 | 12.5 | 8.1 | 2.28 | 69 | 56 | 213805314
AIREASE | 4SHP17LE136P-**A | EAH1P42B*+TDR+TXV | A98USMV070B12 | 36000 | 33800 | 15.6 | 13 | 8.1 | 2.26 | 69 | 56 | 213805339
ARMSTRONG AIR | 4SHP17LE118P-**A | EA(C;U)1P24A+TDR+TXV | A98USMV070B12 | 18000 | 17400 | 16.4 | 13.5 | 8.1 | 2.06 | 63 | 49 | 213805028
AIREASE | 4SHP17LE148P-**A | EA(C;U)1P60C+TDR+TXV | A98USMV090C12 | 48000 | 46000 | 15.2 | 12.5 | 8.1 | 2.36 | 68 | 55 | 213805032
1HVAC | N4H7T48*K*AAA* | FVM4X48***L |  | 46000 | 47000 | 16.5 | 12.5 | 8.1 | 2.24 | 62 | 49 | 208815837
1HVAC | N4H7T48*K*AAA* | EA*4X61L21A* | *96VTN1002122A* | 47000 | 47500 | 16.5 | 12.5 | 8.1 | 2.3 | 64 | 52 | 208815813
1HVAC | N4H7T48*K*AAA* | EA*4X60L24A* | *80VTL0902120A* | 46000 | 47500 | 16.5 | 12 | 8.1 | 2.26 | 64 | 52 | 211582570
BROCK | PH7TAN424**AA* | CAP**2517AL* | PG96VTAA36060A** | 23800 | 24400 | 16.5 | 12 | 8.1 | 2.2 | 59 | 43 | 211276786
BROCK | PH7TAN424**AA* | CAP**2517AL* | PG96VTAA48080B** | 23600 | 24000 | 16.5 | 12.5 | 8.1 | 2.22 | 58 | 43 | 211276787
WEATHERMAKER | PH7TAN424**AA* | CAP**3721AL* | PG96VTAA42060B** | 23800 | 24400 | 16.5 | 12.5 | 8.1 | 2.22 | 59 | 43 | 211277022
WEATHERMAKER | PH7TAN424**AA* | CAP**3721AL* | PG80VTLA48090B** | 23800 | 24200 | 17 | 12.5 | 8.1 | 2.24 | 58 | 42 | 211277019
WEATHERMAKER | PH7TAN424**AA* | CAP**3717AL* | PG96VTAA42060B** | 23600 | 24200 | 16.5 | 12.5 | 8.1 | 2.2 | 58 | 43 | 211277016
WEATHERMAKER | PH7TAN424**AA* | CAP**3717AL* | PG80VTLA48090B** | 23400 | 24000 | 16.5 | 12.5 | 8.1 | 2.2 | 58 | 43 | 211277013
PAYNE HEATING AND COOLING | PH7TAN424**AA* | CAP**3721AL* | PG80VTLA48090B** | 23800 | 24200 | 17 | 12.5 | 8.1 | 2.24 | 58 | 42 | 207865964
BRYANT HEATING AND COOLING SYSTEMS | PH7TAN424**AA* | CAP**3721AL* | 82*TA48090V17*** | 23800 | 24200 | 17 | 12.5 | 8.1 | 2.24 | 58 | 42 | 207865963
PAYNE HEATING AND COOLING | PH7TAN424**AA* | CAP**3717AL* | PG96VTAA42060B** | 23600 | 24200 | 16.5 | 12.5 | 8.1 | 2.2 | 58 | 43 | 207865755
BRYANT HEATING AND COOLING SYSTEMS | PH7TAN424**AA* | CAP**3717AL* | 926TB42060V17*** | 23600 | 24200 | 16.5 | 12.5 | 8.1 | 2.2 | 58 | 43 | 207865754
PAYNE HEATING AND COOLING | PH7TAN424**AA* | CAP**3717AL* | PG80VTLA48090B** | 23400 | 24000 | 16.5 | 12.5 | 8.1 | 2.2 | 58 | 43 | 207865598
BRYANT HEATING AND COOLING SYSTEMS | PH7TAN424**AA* | CAP**3717AL* | 82*TA48090V17*** | 23400 | 24000 | 16.5 | 12.5 | 8.1 | 2.2 | 58 | 43 | 207865597
WEATHERMAKER | PH7TAN424**AA* | CAP**2517AL* | PG96VTAA42060B** | 23800 | 24400 | 16.5 | 12.5 | 8.1 | 2.22 | 58 | 43 | 211581753
WEATHERMAKER | PH7TAN424**AA* | CAP**2517AL* | PG96VTAA30040A** | 23800 | 24800 | 16.5 | 12 | 8.1 | 2.18 | 58 | 43 | 211581744
BROCK | PH7TAN424**AA* | CAP**2517AL* | PG96VTAA30040A** | 23800 | 24800 | 16.5 | 12 | 8.1 | 2.18 | 58 | 43 | 211581743
BROCK | PH7TAN424**AA* | CAP**2517AL* | PG96VTAA42060B** | 23800 | 24400 | 16.5 | 12.5 | 8.1 | 2.22 | 58 | 43 | 211581752
WEATHERMAKER | PH7TAN424**AA* | CAP**3717AL* | PG96VTAA30040A** | 23600 | 24600 | 16.5 | 12 | 8.1 | 2.16 | 59 | 43 | 211288909
BROCK | PH7TAN424**AA* | CAP**3717AL* | PG96VTAA30040A** | 23600 | 24600 | 16.5 | 12 | 8.1 | 2.16 | 59 | 43 | 211288881
BRYANT HEATING AND COOLING SYSTEMS | PH7TAN424**AA* | CAP**3717AL* | 926TB30040V14*** | 23600 | 24600 | 16.5 | 12 | 8.1 | 2.16 | 59 | 43 | 207873788
PAYNE HEATING AND COOLING | PH7TAN424**AA* | CAP**3717AL* | PG96VTAA30040A** | 23600 | 24600 | 16.5 | 12 | 8.1 | 2.16 | 59 | 43 | 207873789
BROCK | PH7TAN424**AA* | CAP**3721AL* | PG96VTAA42060B** | 23800 | 24400 | 16.5 | 12.5 | 8.1 | 2.22 | 59 | 43 | 211276815
BROCK | PH7TAN424**AA* | CAP**3721AL* | PG80VTLA48090B** | 23800 | 24200 | 17 | 12.5 | 8.1 | 2.24 | 58 | 42 | 211276812
BROCK | PH7TAN424**AA* | CAP**3717AL* | PG96VTAA42060B** | 23600 | 24200 | 16.5 | 12.5 | 8.1 | 2.2 | 58 | 43 | 211276809
BROCK | PH7TAN424**AA* | CAP**3717AL* | PG80VTLA48090B** | 23400 | 24000 | 16.5 | 12.5 | 8.1 | 2.2 | 58 | 43 | 211276806
WEATHERMAKER | PH7TAN424**AA* | CAP**2517AL* | PG96VTAA48080B** | 23600 | 24000 | 16.5 | 12.5 | 8.1 | 2.22 | 58 | 43 | 211276994
WEATHERMAKER | PH7TAN424**AA* | CAP**2517AL* | PG96VTAA36060A** | 23800 | 24400 | 16.5 | 12 | 8.1 | 2.2 | 59 | 43 | 211276993
PAYNE HEATING AND COOLING | PH7TAN424**AA* | CAP**2517AL* | PG96VTAA48080B** | 23600 | 24000 | 16.5 | 12.5 | 8.1 | 2.22 | 58 | 43 | 207864332
BRYANT HEATING AND COOLING SYSTEMS | PH7TAN424**AA* | CAP**2517AL* | 926TB48080V17*** | 23600 | 24000 | 16.5 | 12.5 | 8.1 | 2.22 | 58 | 43 | 207864331
PAYNE HEATING AND COOLING | PH7TAN424**AA* | CAP**2517AL* | PG96VTAA42060B** | 23800 | 24400 | 16.5 | 12.5 | 8.1 | 2.22 | 58 | 43 | 207864317
BRYANT HEATING AND COOLING SYSTEMS | PH7TAN424**AA* | CAP**2517AL* | 926TB42060V17*** | 23800 | 24400 | 16.5 | 12.5 | 8.1 | 2.22 | 58 | 43 | 207864316
PAYNE HEATING AND COOLING | PH7TAN424**AA* | CAP**2517AL* | PG96VTAA36060A** | 23800 | 24400 | 16.5 | 12 | 8.1 | 2.2 | 59 | 43 | 207864302
PAYNE HEATING AND COOLING | PH7TAN424**AA* | CAP**2517AL* | PG96VTAA30040A** | 23800 | 24800 | 16.5 | 12 | 8.1 | 2.18 | 58 | 43 | 207864272
BRYANT HEATING AND COOLING SYSTEMS | PH7TAN424**AA* | CAP**2517AL* | 926TB36060V14*** | 23800 | 24400 | 16.5 | 12 | 8.1 | 2.2 | 59 | 43 | 207864301
BRYANT HEATING AND COOLING SYSTEMS | PH7TAN424**AA* | CAP**2517AL* | 926TB30040V14*** | 23800 | 24800 | 16.5 | 12 | 8.1 | 2.18 | 58 | 43 | 207864271
BRYANT HEATING AND COOLING SYSTEMS | PH7TAN424**AA* | CAP**3721AL* | 926TB42060V17*** | 23800 | 24400 | 16.5 | 12.5 | 8.1 | 2.22 | 59 | 43 | 207866159
PAYNE HEATING AND COOLING | PH7TAN424**AA* | CAP**3721AL* | PG96VTAA42060B** | 23800 | 24400 | 16.5 | 12.5 | 8.1 | 2.22 | 59 | 43 | 207866160
BRYANT HEATING AND COOLING SYSTEMS | PH7TAN424**AA* | CAP**3721AL* | 926SA60080V21*** | 23800 | 24200 | 17 | 12.5 | 8.1 | 2.26 | 58 | 43 | 207866102
CARRIER | GH7TAN424**AA* | CAP**3721AL* | 59TP6B060V17**14 | 23800 | 24400 | 16.5 | 12.5 | 8.1 | 2.22 | 59 | 43 | 207866149
CARRIER | GH7TAN424**AA* | CAP**3717AL* | 59TP6B040V14**10 | 23600 | 24600 | 16.5 | 12 | 8.1 | 2.16 | 59 | 43 | 207873778
BRYANT HEATING AND COOLING SYSTEMS | GH7TAN424**AA* | CAP**3717AL* | 926TB30040V14*** | 23600 | 24600 | 16.5 | 12 | 8.1 | 2.16 | 59 | 43 | 207873777
CARRIER | GH7TAN424**AA* | CAP**2517AL* | GG96VTAA30040A | 23800 | 24800 | 16.5 | 12 | 8.1 | 2.18 | 58 | 43 | 211581742
CARRIER | GH7TAN424**AA* | CAP**2517AL* | GG96VTAA42060B | 23800 | 24400 | 16.5 | 12.5 | 8.1 | 2.22 | 58 | 43 | 211581751
CARRIER | GH7TAN424**AA* | CAP**2517AL* | GG96VTAA48080B | 23600 | 24000 | 16.5 | 12.5 | 8.1 | 2.22 | 58 | 43 | 211581759
BRYANT HEATING AND COOLING SYSTEMS | GH7TAN424**AA* | CAP**2517AL* | 926TB30040V14*** | 23800 | 24800 | 16.5 | 12 | 8.1 | 2.18 | 58 | 43 | 207864260
CARRIER | GH7TAN424**AA* | CAP**2517AL* | 59TP6B040V14**10 | 23800 | 24800 | 16.5 | 12 | 8.1 | 2.18 | 58 | 43 | 207864261
CARRIER | GH7TAN424**AA* | CAP**3717AL* | GG96VTAA30040A | 23600 | 24600 | 16.5 | 12 | 8.1 | 2.16 | 59 | 43 | 211581865
CARRIER | GH7TAN424**AA* | CAP**3717AL* | GG96VTAA42060B | 23600 | 24200 | 16.5 | 12.5 | 8.1 | 2.2 | 58 | 43 | 211581867
CARRIER | GH7TAN424**AA* | CAP**3721AL* | GG96VTAA42060B | 23800 | 24400 | 16.5 | 12.5 | 8.1 | 2.22 | 59 | 43 | 211581907
BRYANT HEATING AND COOLING SYSTEMS | GH7TAN424**AA* | CAP**3721AL* | 926TB42060V17*** | 23800 | 24400 | 16.5 | 12.5 | 8.1 | 2.22 | 59 | 43 | 207866148
CARRIER | GH7TAN424**AA* | CAP**3721AL* | 59SP6A080V21**20 | 23800 | 24200 | 17 | 12.5 | 8.1 | 2.26 | 58 | 43 | 207866092
BRYANT HEATING AND COOLING SYSTEMS | GH7TAN424**AA* | CAP**3721AL* | 926SA60080V21*** | 23800 | 24200 | 17 | 12.5 | 8.1 | 2.26 | 58 | 43 | 207866091
CARRIER | GH7TAN424**AA* | CAP**3721AL* | 58TP*A090V17**16 | 23800 | 24200 | 17 | 12.5 | 8.1 | 2.24 | 58 | 42 | 207865962
BRYANT HEATING AND COOLING SYSTEMS | GH7TAN424**AA* | CAP**3721AL* | 82*TA48090V17*** | 23800 | 24200 | 17 | 12.5 | 8.1 | 2.24 | 58 | 42 | 207865961
CARRIER | GH7TAN424**AA* | CAP**3717AL* | 59TP6B060V17**14 | 23600 | 24200 | 16.5 | 12.5 | 8.1 | 2.2 | 58 | 43 | 207865744
BRYANT HEATING AND COOLING SYSTEMS | GH7TAN424**AA* | CAP**3717AL* | 926TB42060V17*** | 23600 | 24200 | 16.5 | 12.5 | 8.1 | 2.2 | 58 | 43 | 207865743
BRYANT HEATING AND COOLING SYSTEMS | GH7TAN424**AA* | CAP**3717AL* | 82*TA48090V17*** | 23400 | 24000 | 16.5 | 12.5 | 8.1 | 2.2 | 58 | 43 | 207865595
CARRIER | GH7TAN424**AA* | CAP**3717AL* | 58TP*A090V17**16 | 23400 | 24000 | 16.5 | 12.5 | 8.1 | 2.2 | 58 | 43 | 207865596
CARRIER | GH7TAN424**AA* | CAP**2517AL* | 59TP6B080V17**16 | 23600 | 24000 | 16.5 | 12.5 | 8.1 | 2.22 | 58 | 43 | 207864321
BRYANT HEATING AND COOLING SYSTEMS | GH7TAN424**AA* | CAP**2517AL* | 926TB48080V17*** | 23600 | 24000 | 16.5 | 12.5 | 8.1 | 2.22 | 58 | 43 | 207864320
CARRIER | GH7TAN424**AA* | CAP**2517AL* | 59TP6B060V17**14 | 23800 | 24400 | 16.5 | 12.5 | 8.1 | 2.22 | 58 | 43 | 207864306
BRYANT HEATING AND COOLING SYSTEMS | GH7TAN424**AA* | CAP**2517AL* | 926TB42060V17*** | 23800 | 24400 | 16.5 | 12.5 | 8.1 | 2.22 | 58 | 43 | 207864305
BRYANT HEATING AND COOLING SYSTEMS | GH7TAN424**AA* | CAP**2517AL* | 926TB36060V14*** | 23800 | 24400 | 16.5 | 12 | 8.1 | 2.2 | 59 | 43 | 207864290
CARRIER | GH7TAN424**AA* | CAP**2517AL* | 59TP6B060V14**12 | 23800 | 24400 | 16.5 | 12 | 8.1 | 2.2 | 59 | 43 | 207864291
BRYANT HEATING AND COOLING SYSTEMS | 227TAN024**AA* | CAP**3721AL* | 926TB42060V17*** | 23800 | 24400 | 16.5 | 12.5 | 8.1 | 2.22 | 59 | 43 | 207866147
BRYANT HEATING AND COOLING SYSTEMS | 227TAN024**AA* | CAP**2517AL* | 926TB30040V14*** | 23800 | 24800 | 16.5 | 12 | 8.1 | 2.18 | 58 | 43 | 207864259
BRYANT HEATING AND COOLING SYSTEMS | 227TAN024**AA* | CAP**2517AL* | 926TB36060V14*** | 23800 | 24400 | 16.5 | 12 | 8.1 | 2.2 | 59 | 43 | 207864289
BRYANT HEATING AND COOLING SYSTEMS | 227TAN024**AA* | CAP**2517AL* | 926TB42060V17*** | 23800 | 24400 | 16.5 | 12.5 | 8.1 | 2.22 | 58 | 43 | 207864304
BRYANT HEATING AND COOLING SYSTEMS | 227TAN024**AA* | CAP**3721AL* | 82*TA48090V17*** | 23800 | 24200 | 17 | 12.5 | 8.1 | 2.24 | 58 | 42 | 207865960
BRYANT HEATING AND COOLING SYSTEMS | 227TAN024**AA* | CAP**3721AL* | 926SA60080V21*** | 23800 | 24200 | 17 | 12.5 | 8.1 | 2.26 | 58 | 43 | 207866090
BRYANT HEATING AND COOLING SYSTEMS | 227TAN024**AA* | CAP**2517AL* | 926TB48080V17*** | 23600 | 24000 | 16.5 | 12.5 | 8.1 | 2.22 | 58 | 43 | 207864319
BRYANT HEATING AND COOLING SYSTEMS | 227TAN024**AA* | CAP**3717AL* | 82*TA48090V17*** | 23400 | 24000 | 16.5 | 12.5 | 8.1 | 2.2 | 58 | 43 | 207865594
BRYANT HEATING AND COOLING SYSTEMS | 227TAN024**AA* | CAP**3717AL* | 926TB42060V17*** | 23600 | 24200 | 16.5 | 12.5 | 8.1 | 2.2 | 58 | 43 | 207865742
BRYANT HEATING AND COOLING SYSTEMS | 227TAN024**AA* | CAP**3717AL* | 926TB30040V14*** | 23600 | 24600 | 16.5 | 12 | 8.1 | 2.16 | 59 | 43 | 207873776
1HVAC | N4H7T24*K*AAA* | EA*4X25L17A* | *96VTN0801716A* | 23600 | 24000 | 16.5 | 12.5 | 8.1 | 2.22 | 58 | 43 | 211581761
1HVAC | N4H7T24*K*AAA* | EA*4X25L17A* | *96VTN0601412A* | 23800 | 24400 | 16.5 | 12 | 8.1 | 2.2 | 59 | 43 | 211581745
CARRIER | 25TPA724A**30* | CAP**2517AL* | GG96VTAA30040A | 23800 | 24800 | 16.5 | 12 | 8.1 | 2.18 | 58 | 43 | 211581741
CARRIER | 25TPA724A**30* | CAP**2517AL* | GG96VTAA48080B | 23600 | 24000 | 16.5 | 12.5 | 8.1 | 2.22 | 58 | 43 | 211581758
CARRIER | 25TPA724A**30* | CAP**2517AL* | GG96VTAA42060B | 23800 | 24400 | 16.5 | 12.5 | 8.1 | 2.22 | 58 | 43 | 211581750
CARRIER | 25TPA724A**30* | CAP**3717AL* | GG96VTAA42060B | 23600 | 24200 | 16.5 | 12.5 | 8.1 | 2.2 | 58 | 43 | 211581866
CARRIER | 25TPA724A**30* | CAP**3717AL* | GG96VTAA30040A | 23600 | 24600 | 16.5 | 12 | 8.1 | 2.16 | 59 | 43 | 211581864
CARRIER | 25TPA724A**30* | CAP**3721AL* | GG96VTAA42060B | 23800 | 24400 | 16.5 | 12.5 | 8.1 | 2.22 | 59 | 43 | 211581906
TEMPSTAR | N4H7T24*K*AAA* | EA*4X37L17A* | *96VTN0601714A* | 23600 | 24200 | 16.5 | 12.5 | 8.1 | 2.2 | 58 | 43 | 207865753
MARATHERM | N4H7T24*K*AAA* | EA*4X37L17A* | *96VTN0601714A* | 23600 | 24200 | 16.5 | 12.5 | 8.1 | 2.2 | 58 | 43 | 207865752
KENMORE | N4H7T24*K*AAA* | EA*4X37L17A* | *96VTN0601714A* | 23600 | 24200 | 16.5 | 12.5 | 8.1 | 2.2 | 58 | 43 | 207865751
KEEPRITE | N4H7T24*K*AAA* | EA*4X37L17A* | *96VTN0601714A* | 23600 | 24200 | 16.5 | 12.5 | 8.1 | 2.2 | 58 | 43 | 207865750
ACIQ | N4H7T24*K*AAA* | EA*4X37L17A* | *96VTN0601714A* | 23600 | 24200 | 16.5 | 12.5 | 8.1 | 2.2 | 58 | 43 | 213063616
HEIL | N4H7T24*K*AAA* | EA*4X37L17A* | *96VTN0601714A* | 23600 | 24200 | 16.5 | 12.5 | 8.1 | 2.2 | 58 | 43 | 207865749
DAY & NIGHT | N4H7T24*K*AAA* | EA*4X37L17A* | *96VTN0601714A* | 23600 | 24200 | 16.5 | 12.5 | 8.1 | 2.2 | 58 | 43 | 207865748
COMFORTMAKER | N4H7T24*K*AAA* | EA*4X37L17A* | *96VTN0601714A* | 23600 | 24200 | 16.5 | 12.5 | 8.1 | 2.2 | 58 | 43 | 207865747
ARCOAIRE | N4H7T24*K*AAA* | EA*4X37L17A* | *96VTN0601714A* | 23600 | 24200 | 16.5 | 12.5 | 8.1 | 2.2 | 58 | 43 | 207865746
AIRQUEST | N4H7T24*K*AAA* | EA*4X37L17A* | *96VTN0601714A* | 23600 | 24200 | 16.5 | 12.5 | 8.1 | 2.2 | 58 | 43 | 207865745
KEEPRITE | N4H7T24*K*AAA* | EA*4X37L17A* | *96VTN0401410A* | 23600 | 24600 | 16.5 | 12 | 8.1 | 2.16 | 59 | 43 | 207873784
ACIQ | N4H7T24*K*AAA* | EA*4X37L17A* | *96VTN0401410A* | 23600 | 24600 | 16.5 | 12 | 8.1 | 2.16 | 59 | 43 | 213064040
HEIL | N4H7T24*K*AAA* | EA*4X37L17A* | *96VTN0401410A* | 23600 | 24600 | 16.5 | 12 | 8.1 | 2.16 | 59 | 43 | 207873783
DAY & NIGHT | N4H7T24*K*AAA* | EA*4X37L17A* | *96VTN0401410A* | 23600 | 24600 | 16.5 | 12 | 8.1 | 2.16 | 59 | 43 | 207873782
COMFORTMAKER | N4H7T24*K*AAA* | EA*4X37L17A* | *96VTN0401410A* | 23600 | 24600 | 16.5 | 12 | 8.1 | 2.16 | 59 | 43 | 207873781
ARCOAIRE | N4H7T24*K*AAA* | EA*4X37L17A* | *96VTN0401410A* | 23600 | 24600 | 16.5 | 12 | 8.1 | 2.16 | 59 | 43 | 207873780
AIRQUEST | N4H7T24*K*AAA* | EA*4X37L17A* | *96VTN0401410A* | 23600 | 24600 | 16.5 | 12 | 8.1 | 2.16 | 59 | 43 | 207873779
TEMPSTAR | N4H7T24*K*AAA* | EA*4X37L21A* | *96VSN0802120A* | 23800 | 24200 | 17 | 12.5 | 8.1 | 2.26 | 58 | 43 | 207866101
MARATHERM | N4H7T24*K*AAA* | EA*4X37L21A* | *96VSN0802120A* | 23800 | 24200 | 17 | 12.5 | 8.1 | 2.26 | 58 | 43 | 207866100
KEEPRITE | N4H7T24*K*AAA* | EA*4X37L21A* | *96VSN0802120A* | 23800 | 24200 | 17 | 12.5 | 8.1 | 2.26 | 58 | 43 | 207866098
KENMORE | N4H7T24*K*AAA* | EA*4X37L21A* | *96VSN0802120A* | 23800 | 24200 | 17 | 12.5 | 8.1 | 2.26 | 58 | 43 | 207866099
ACIQ | N4H7T24*K*AAA* | EA*4X37L21A* | *96VSN0802120A* | 23800 | 24200 | 17 | 12.5 | 8.1 | 2.26 | 58 | 43 | 213063638
DAY & NIGHT | N4H7T24*K*AAA* | EA*4X37L21A* | *96VSN0802120A* | 23800 | 24200 | 17 | 12.5 | 8.1 | 2.26 | 58 | 43 | 207866096
HEIL | N4H7T24*K*AAA* | EA*4X37L21A* | *96VSN0802120A* | 23800 | 24200 | 17 | 12.5 | 8.1 | 2.26 | 58 | 43 | 207866097
COMFORTMAKER | N4H7T24*K*AAA* | EA*4X37L21A* | *96VSN0802120A* | 23800 | 24200 | 17 | 12.5 | 8.1 | 2.26 | 58 | 43 | 207866095
AIRQUEST | N4H7T24*K*AAA* | EA*4X37L21A* | *96VSN0802120A* | 23800 | 24200 | 17 | 12.5 | 8.1 | 2.26 | 58 | 43 | 207866093
ARCOAIRE | N4H7T24*K*AAA* | EA*4X37L21A* | *96VSN0802120A* | 23800 | 24200 | 17 | 12.5 | 8.1 | 2.26 | 58 | 43 | 207866094
TEMPSTAR | N4H7T24*K*AAA* | EA*4X37L21A* | *96VTN0601714A* | 23800 | 24400 | 16.5 | 12.5 | 8.1 | 2.22 | 59 | 43 | 207866158
MARATHERM | N4H7T24*K*AAA* | EA*4X37L21A* | *96VTN0601714A* | 23800 | 24400 | 16.5 | 12.5 | 8.1 | 2.22 | 59 | 43 | 207866157
KENMORE | N4H7T24*K*AAA* | EA*4X37L21A* | *96VTN0601714A* | 23800 | 24400 | 16.5 | 12.5 | 8.1 | 2.22 | 59 | 43 | 207866156
KEEPRITE | N4H7T24*K*AAA* | EA*4X37L21A* | *96VTN0601714A* | 23800 | 24400 | 16.5 | 12.5 | 8.1 | 2.22 | 59 | 43 | 207866155
ACIQ | N4H7T24*K*AAA* | EA*4X37L21A* | *96VTN0601714A* | 23800 | 24400 | 16.5 | 12.5 | 8.1 | 2.22 | 59 | 43 | 213063642
HEIL | N4H7T24*K*AAA* | EA*4X37L21A* | *96VTN0601714A* | 23800 | 24400 | 16.5 | 12.5 | 8.1 | 2.22 | 59 | 43 | 207866154
DAY & NIGHT | N4H7T24*K*AAA* | EA*4X37L21A* | *96VTN0601714A* | 23800 | 24400 | 16.5 | 12.5 | 8.1 | 2.22 | 59 | 43 | 207866153
COMFORTMAKER | N4H7T24*K*AAA* | EA*4X37L21A* | *96VTN0601714A* | 23800 | 24400 | 16.5 | 12.5 | 8.1 | 2.22 | 59 | 43 | 207866152
ARCOAIRE | N4H7T24*K*AAA* | EA*4X37L21A* | *96VTN0601714A* | 23800 | 24400 | 16.5 | 12.5 | 8.1 | 2.22 | 59 | 43 | 207866151
AIRQUEST | N4H7T24*K*AAA* | EA*4X37L21A* | *96VTN0601714A* | 23800 | 24400 | 16.5 | 12.5 | 8.1 | 2.22 | 59 | 43 | 207866150
TEMPSTAR | N4H7T24*K*AAA* | EA*4X25L17A* | *96VTN0601412A* | 23800 | 24400 | 16.5 | 12 | 8.1 | 2.2 | 59 | 43 | 207864300
MARATHERM | N4H7T24*K*AAA* | EA*4X25L17A* | *96VTN0601412A* | 23800 | 24400 | 16.5 | 12 | 8.1 | 2.2 | 59 | 43 | 207864299
KENMORE | N4H7T24*K*AAA* | EA*4X25L17A* | *96VTN0601412A* | 23800 | 24400 | 16.5 | 12 | 8.1 | 2.2 | 59 | 43 | 207864298
KEEPRITE | N4H7T24*K*AAA* | EA*4X25L17A* | *96VTN0601412A* | 23800 | 24400 | 16.5 | 12 | 8.1 | 2.2 | 59 | 43 | 207864297
ACIQ | N4H7T24*K*AAA* | EA*4X25L17A* | *96VTN0601412A* | 23800 | 24400 | 16.5 | 12 | 8.1 | 2.2 | 59 | 43 | 213063544
HEIL | N4H7T24*K*AAA* | EA*4X25L17A* | *96VTN0601412A* | 23800 | 24400 | 16.5 | 12 | 8.1 | 2.2 | 59 | 43 | 207864296
COMFORTMAKER | N4H7T24*K*AAA* | EA*4X25L17A* | *96VTN0601412A* | 23800 | 24400 | 16.5 | 12 | 8.1 | 2.2 | 59 | 43 | 207864294
DAY & NIGHT | N4H7T24*K*AAA* | EA*4X25L17A* | *96VTN0601412A* | 23800 | 24400 | 16.5 | 12 | 8.1 | 2.2 | 59 | 43 | 207864295
ARCOAIRE | N4H7T24*K*AAA* | EA*4X25L17A* | *96VTN0601412A* | 23800 | 24400 | 16.5 | 12 | 8.1 | 2.2 | 59 | 43 | 207864293
AIRQUEST | N4H7T24*K*AAA* | EA*4X25L17A* | *96VTN0601412A* | 23800 | 24400 | 16.5 | 12 | 8.1 | 2.2 | 59 | 43 | 207864292
TEMPSTAR | N4H7T24*K*AAA* | EA*4X25L17A* | *96VTN0401410A* | 23800 | 24800 | 16.5 | 12 | 8.1 | 2.18 | 58 | 43 | 207864270
MARATHERM | N4H7T24*K*AAA* | EA*4X25L17A* | *96VTN0401410A* | 23800 | 24800 | 16.5 | 12 | 8.1 | 2.18 | 58 | 43 | 207864269
KEEPRITE | N4H7T24*K*AAA* | EA*4X25L17A* | *96VTN0401410A* | 23800 | 24800 | 16.5 | 12 | 8.1 | 2.18 | 58 | 43 | 207864267
KENMORE | N4H7T24*K*AAA* | EA*4X25L17A* | *96VTN0401410A* | 23800 | 24800 | 16.5 | 12 | 8.1 | 2.18 | 58 | 43 | 207864268
ACIQ | N4H7T24*K*AAA* | EA*4X25L17A* | *96VTN0401410A* | 23800 | 24800 | 16.5 | 12 | 8.1 | 2.18 | 58 | 43 | 213063543
HEIL | N4H7T24*K*AAA* | EA*4X25L17A* | *96VTN0401410A* | 23800 | 24800 | 16.5 | 12 | 8.1 | 2.18 | 58 | 43 | 207864266
DAY & NIGHT | N4H7T24*K*AAA* | EA*4X25L17A* | *96VTN0401410A* | 23800 | 24800 | 16.5 | 12 | 8.1 | 2.18 | 58 | 43 | 207864265
COMFORTMAKER | N4H7T24*K*AAA* | EA*4X25L17A* | *96VTN0401410A* | 23800 | 24800 | 16.5 | 12 | 8.1 | 2.18 | 58 | 43 | 207864264
ARCOAIRE | N4H7T24*K*AAA* | EA*4X25L17A* | *96VTN0401410A* | 23800 | 24800 | 16.5 | 12 | 8.1 | 2.18 | 58 | 43 | 207864263
AIRQUEST | N4H7T24*K*AAA* | EA*4X25L17A* | *96VTN0401410A* | 23800 | 24800 | 16.5 | 12 | 8.1 | 2.18 | 58 | 43 | 207864262
KENMORE | N4H7T24*K*AAA* | EA*4X37L17A* | *96VTN0401410A* | 23600 | 24600 | 16.5 | 12 | 8.1 | 2.16 | 59 | 43 | 207873785
MARATHERM | N4H7T24*K*AAA* | EA*4X37L17A* | *96VTN0401410A* | 23600 | 24600 | 16.5 | 12 | 8.1 | 2.16 | 59 | 43 | 207873786
TEMPSTAR | N4H7T24*K*AAA* | EA*4X37L17A* | *96VTN0401410A* | 23600 | 24600 | 16.5 | 12 | 8.1 | 2.16 | 59 | 43 | 207873787
MARATHERM | N4H7T24*K*AAA* | EA*4X25L17A* | *96VTN0801716A* | 23600 | 24000 | 16.5 | 12.5 | 8.1 | 2.22 | 58 | 43 | 207864329
TEMPSTAR | N4H7T24*K*AAA* | EA*4X25L17A* | *96VTN0801716A* | 23600 | 24000 | 16.5 | 12.5 | 8.1 | 2.22 | 58 | 43 | 207864330
KENMORE | N4H7T24*K*AAA* | EA*4X25L17A* | *96VTN0801716A* | 23600 | 24000 | 16.5 | 12.5 | 8.1 | 2.22 | 58 | 43 | 207864328
KEEPRITE | N4H7T24*K*AAA* | EA*4X25L17A* | *96VTN0801716A* | 23600 | 24000 | 16.5 | 12.5 | 8.1 | 2.22 | 58 | 43 | 207864327
ACIQ | N4H7T24*K*AAA* | EA*4X25L17A* | *96VTN0801716A* | 23600 | 24000 | 16.5 | 12.5 | 8.1 | 2.22 | 58 | 43 | 213063546
DAY & NIGHT | N4H7T24*K*AAA* | EA*4X25L17A* | *96VTN0801716A* | 23600 | 24000 | 16.5 | 12.5 | 8.1 | 2.22 | 58 | 43 | 207864325
HEIL | N4H7T24*K*AAA* | EA*4X25L17A* | *96VTN0801716A* | 23600 | 24000 | 16.5 | 12.5 | 8.1 | 2.22 | 58 | 43 | 207864326
ARCOAIRE | N4H7T24*K*AAA* | EA*4X25L17A* | *96VTN0801716A* | 23600 | 24000 | 16.5 | 12.5 | 8.1 | 2.22 | 58 | 43 | 207864323
COMFORTMAKER | N4H7T24*K*AAA* | EA*4X25L17A* | *96VTN0801716A* | 23600 | 24000 | 16.5 | 12.5 | 8.1 | 2.22 | 58 | 43 | 207864324
AIRQUEST | N4H7T24*K*AAA* | EA*4X25L17A* | *96VTN0801716A* | 23600 | 24000 | 16.5 | 12.5 | 8.1 | 2.22 | 58 | 43 | 207864322
TEMPSTAR | N4H7T24*K*AAA* | EA*4X25L17A* | *96VTN0601714A* | 23800 | 24400 | 16.5 | 12.5 | 8.1 | 2.22 | 58 | 43 | 207864315
MARATHERM | N4H7T24*K*AAA* | EA*4X25L17A* | *96VTN0601714A* | 23800 | 24400 | 16.5 | 12.5 | 8.1 | 2.22 | 58 | 43 | 207864314
KENMORE | N4H7T24*K*AAA* | EA*4X25L17A* | *96VTN0601714A* | 23800 | 24400 | 16.5 | 12.5 | 8.1 | 2.22 | 58 | 43 | 207864313
KEEPRITE | N4H7T24*K*AAA* | EA*4X25L17A* | *96VTN0601714A* | 23800 | 24400 | 16.5 | 12.5 | 8.1 | 2.22 | 58 | 43 | 207864312
ACIQ | N4H7T24*K*AAA* | EA*4X25L17A* | *96VTN0601714A* | 23800 | 24400 | 16.5 | 12.5 | 8.1 | 2.22 | 58 | 43 | 213063545
HEIL | N4H7T24*K*AAA* | EA*4X25L17A* | *96VTN0601714A* | 23800 | 24400 | 16.5 | 12.5 | 8.1 | 2.22 | 58 | 43 | 207864311
DAY & NIGHT | N4H7T24*K*AAA* | EA*4X25L17A* | *96VTN0601714A* | 23800 | 24400 | 16.5 | 12.5 | 8.1 | 2.22 | 58 | 43 | 207864310
COMFORTMAKER | N4H7T24*K*AAA* | EA*4X25L17A* | *96VTN0601714A* | 23800 | 24400 | 16.5 | 12.5 | 8.1 | 2.22 | 58 | 43 | 207864309
ARCOAIRE | N4H7T24*K*AAA* | EA*4X25L17A* | *96VTN0601714A* | 23800 | 24400 | 16.5 | 12.5 | 8.1 | 2.22 | 58 | 43 | 207864308
AIRQUEST | N4H7T24*K*AAA* | EA*4X25L17A* | *96VTN0601714A* | 23800 | 24400 | 16.5 | 12.5 | 8.1 | 2.22 | 58 | 43 | 207864307
1HVAC | N4H7T24*K*AAA* | EA*4X37L17A* | *96VTN0401410A* | 23600 | 24600 | 16.5 | 12 | 8.1 | 2.16 | 59 | 43 | 208815924
1HVAC | N4H7T24*K*AAA* | EA*4X37L17A* | *96VTN0601714A* | 23600 | 24200 | 16.5 | 12.5 | 8.1 | 2.2 | 58 | 43 | 208815502
1HVAC | N4H7T24*K*AAA* | EA*4X37L17A* | *96VTN0601412A* | 23600 | 24400 | 16.5 | 12.5 | 8.1 | 2.18 | 58 | 43 | 208815501
1HVAC | N4H7T24*K*AAA* | EA*4X37L21A* | *96VSN0802120A* | 23800 | 24200 | 17 | 12.5 | 8.1 | 2.26 | 58 | 43 | 208815524
1HVAC | N4H7T24*K*AAA* | EA*4X37L21A* | *96VTN0601714A* | 23800 | 24400 | 16.5 | 12.5 | 8.1 | 2.22 | 59 | 43 | 208815528
1HVAC | N4H7T24*K*AAA* | EA*4X25L17A* | *96VTN0601714A* | 23800 | 24400 | 16.5 | 12.5 | 8.1 | 2.22 | 58 | 43 | 208815433
1HVAC | N4H7T24*K*AAA* | EA*4X25L17A* | *96VTN0401410A* | 23800 | 24800 | 16.5 | 12 | 8.1 | 2.18 | 58 | 43 | 208815432
CARRIER | GH7TAN436**AA* | CAP**3721AL* | GG96VTAA48080B | 34800 | 35400 | 15.5 | 12 | 8.1 | 2.12 | 61 | 49 | 211582211
CARRIER | GH7TAN436**AA* | CAP**4321AL* | GG96VTAA48080B | 35000 | 35400 | 15.5 | 12 | 8.1 | 2.12 | 61 | 49 | 211582269
1HVAC | N4H7T36*K*AAA* | EA*4X37L21A* | *96VTN0801716A* | 34800 | 35400 | 15.5 | 12 | 8.1 | 2.12 | 61 | 49 | 208815615
1HVAC | N4H7T36*K*AAA* | EA*4X43L21A* | *96VTN0801716A* | 35000 | 35400 | 15.5 | 12 | 8.1 | 2.12 | 61 | 49 | 208815675
1HVAC | N4H7T36*K*AAA* | EA*4X43L21A* | *96VTN0601714A* | 35000 | 36000 | 15.5 | 11.7 | 8.1 | 2.1 | 62 | 49 | 208815674
BRYANT HEATING AND COOLING SYSTEMS | 227TAN036**AA* | CAP**3721AL* | 926TB48080V17*** | 34800 | 35400 | 15.5 | 12 | 8.1 | 2.12 | 61 | 49 | 207868687
BRYANT HEATING AND COOLING SYSTEMS | 227TAN036**AA* | CAP**4321AL* | 926TB48080V17*** | 35000 | 35400 | 15.5 | 12 | 8.1 | 2.12 | 61 | 49 | 207869646
BRYANT HEATING AND COOLING SYSTEMS | 227TAN036**AA* | CAP**4321AL* | 926TB42060V17*** | 35000 | 36000 | 15.5 | 11.7 | 8.1 | 2.1 | 62 | 49 | 207869631
BRYANT HEATING AND COOLING SYSTEMS | PH7TAN424**AA* | PF4TNXC36L* |  | 23400 | 23800 | 17 | 12.5 | 8.1 | 2.32 | 61 | 45 | 213310673
BRYANT HEATING AND COOLING SYSTEMS | PH7TAN424**AA* | PF4TNXB24L* |  | 23200 | 23400 | 16.5 | 12.5 | 8.1 | 2.36 | 63 | 47 | 213310674
GRANDAIRE | W4H7T24*K*AAA* | WBGL244AB |  | 23200 | 23400 | 16.5 | 12.5 | 8.1 | 2.36 | 63 | 47 | 213280545
GRANDAIRE | W4H7T24*K*AAA* | WBGL364BC |  | 23400 | 23800 | 17 | 12.5 | 8.1 | 2.32 | 61 | 45 | 213307854
ECOTEMP | W4H7T24*K*AAA* | WBGL364BC |  | 23400 | 23800 | 17 | 12.5 | 8.1 | 2.32 | 61 | 45 | 213307855
ECOTEMP | W4H7T24*K*AAA* | WBGL244AB |  | 23200 | 23400 | 16.5 | 12.5 | 8.1 | 2.36 | 63 | 47 | 213280546
GRANDAIRE | W4H7T60*K*AAA* | WBGL604BD |  | 56000 | 58000 | 16.5 | 12.5 | 8.1 | 2.38 | 64 | 51 | 213307860
ECOTEMP | W4H7T60*K*AAA* | WBGL604BD |  | 56000 | 58000 | 16.5 | 12.5 | 8.1 | 2.38 | 64 | 51 | 213307861
BRYANT HEATING AND COOLING SYSTEMS | PH7TAN424**AA* | CAP**3717AL* | 82*TB36045V14*** | 23000 | 24000 | 16.5 | 12.5 | 8.1 | 2.32 | 60 | 45 | 213353913
BRYANT HEATING AND COOLING SYSTEMS | PH7TAN424**AA* | CAP**2517AL* | 82*TB36045V14*** | 22800 | 24000 | 16.5 | 12.5 | 8.1 | 2.32 | 60 | 44 | 213353901
BRYANT HEATING AND COOLING SYSTEMS | PH7TAN424**AA* | CAP**2414AL* | 82*TB36045V14*** | 22000 | 23600 | 15.5 | 12 | 8.1 | 2.24 | 60 | 44 | 213353895
BRYANT HEATING AND COOLING SYSTEMS | 227TBN024**AA* | CAP**3721AL* | 987MB42080C17*** | 24000 | 24600 | 17 | 12.5 | 8.1 | 2.24 | 59 | 43 | 213382375
BRYANT HEATING AND COOLING SYSTEMS | 227TBN024**AA* | CAP**3721AL* | 935CA60080C21*** | 23600 | 24000 | 17 | 12.5 | 8.1 | 2.24 | 58 | 43 | 213382369
BRYANT HEATING AND COOLING SYSTEMS | 227TBN024**AA* | CAP**3721AL* | 935CA66100C21*** | 24000 | 24400 | 17 | 12.5 | 8.1 | 2.26 | 59 | 43 | 213382371
BRYANT HEATING AND COOLING SYSTEMS | 227TBN024**AA* | CAP**2517AL* | OVMAAB036098 | 23800 | 24400 | 16 | 12.5 | 8.1 | 2.22 | 58 | 43 | 213382179
BRYANT HEATING AND COOLING SYSTEMS | 227TBN024**AA* | CAP**2517AL* | 926TB48080V17*** | 23600 | 24000 | 16.5 | 12.5 | 8.1 | 2.22 | 58 | 43 | 213382175
BRYANT HEATING AND COOLING SYSTEMS | 227TBN024**AA* | CAP**2517AL* | 926TB42060V17*** | 23800 | 24400 | 16.5 | 12.5 | 8.1 | 2.22 | 58 | 43 | 213382173
BRYANT HEATING AND COOLING SYSTEMS | 227TBN024**AA* | CAP**3717AL* | 926TB42060V17*** | 23600 | 24200 | 16.5 | 12.5 | 8.1 | 2.2 | 58 | 43 | 213382333
BRYANT HEATING AND COOLING SYSTEMS | 227TBN024**AA* | CAP**3717AL* | 926TB36060V14*** | 23600 | 24400 | 16.5 | 12.5 | 8.1 | 2.18 | 58 | 43 | 213382331
BRYANT HEATING AND COOLING SYSTEMS | 227TBN024**AA* | CAP**3717AL* | 82*TA36070V14*** | 23600 | 24000 | 17 | 13 | 8.1 | 2.22 | 58 | 43 | 213382309
BRYANT HEATING AND COOLING SYSTEMS | 227TBN024**AA* | CAP**3717AL* | 82*TA48090V17*** | 23400 | 24000 | 16.5 | 12.5 | 8.1 | 2.2 | 58 | 43 | 213382311
BRYANT HEATING AND COOLING SYSTEMS | 227TBN024**AA* | CAP**3621AL* | 986TC66100C21*** | 23600 | 24200 | 16 | 12 | 8.1 | 2.2 | 58 | 43 | 213382285
BRYANT HEATING AND COOLING SYSTEMS | 227TBN024**AA* | CAP**3721AL* | 82*TA48090V17*** | 23800 | 24200 | 17 | 12.5 | 8.1 | 2.24 | 58 | 42 | 213382363
BRYANT HEATING AND COOLING SYSTEMS | 227TBN024**AA* | CAP**3721AL* | 88*TA60090C21*** | 23800 | 24200 | 16 | 12.5 | 8.1 | 2.24 | 58 | 43 | 213382359
BRYANT HEATING AND COOLING SYSTEMS | 227TBN024**AA* | CAP**3721AL* | 88*TA48070C17*** | 23600 | 24000 | 16 | 12.5 | 8.1 | 2.24 | 58 | 43 | 213382357
BRYANT HEATING AND COOLING SYSTEMS | 227TBN024**AA* | CAP**3721AL* | 83*CA60080C21*** | 24000 | 24400 | 16 | 12.5 | 8.1 | 2.26 | 58 | 42 | 213382345
BRYANT HEATING AND COOLING SYSTEMS | 227TBN024**AA* | CAP**2517AL* | 926TB30040V14*** | 23800 | 24800 | 16.5 | 12 | 8.1 | 2.18 | 58 | 43 | 213382169
BRYANT HEATING AND COOLING SYSTEMS | 227TBN024**AA* | CAP**2517AL* | 926TB36060V14*** | 23800 | 24400 | 16.5 | 12 | 8.1 | 2.2 | 59 | 43 | 213382171
BRYANT HEATING AND COOLING SYSTEMS | 227TBN024**AA* | CAP**3721AL* | OVLAAB048112 | 24400 | 25200 | 16 | 12 | 8.1 | 2.24 | 60 | 43 | 213383337
BRYANT HEATING AND COOLING SYSTEMS | 227TBN024**AA* | CAP**3721AL* | 987MB66100C21*** | 24400 | 24800 | 17 | 12.5 | 8.1 | 2.28 | 59 | 43 | 213383327
BRYANT HEATING AND COOLING SYSTEMS | 227TBN024**AA* | CAP**3721AL* | 986TC66100C21*** | 24400 | 24800 | 17 | 12.5 | 8.1 | 2.28 | 59 | 43 | 213383333
BRYANT HEATING AND COOLING SYSTEMS | 227TBN024**AA* | CAP**3721AL* | 986TC60080C21*** | 23800 | 24400 | 16 | 12.5 | 8.1 | 2.24 | 58 | 42 | 213383331
BRYANT HEATING AND COOLING SYSTEMS | 227TBN024**AA* | CAP**3721AL* | 987MB60080C21*** | 23800 | 24400 | 16 | 12.5 | 8.1 | 2.24 | 58 | 42 | 213383325
BRYANT HEATING AND COOLING SYSTEMS | 227TBN024**AA* | CAP**3721AL* | 83*CA60100C21*** | 24000 | 24600 | 17 | 12.5 | 8.1 | 2.24 | 58 | 42 | 213383319
BRYANT HEATING AND COOLING SYSTEMS | 227TBN024**AA* | CAP**3721AL* | 88*TA60070C21*** | 24200 | 24800 | 17 | 12.5 | 8.1 | 2.26 | 59 | 43 | 213383321
BRYANT HEATING AND COOLING SYSTEMS | 227TBN024**AA* | CAP**3717AL* | 926TB30040V14*** | 23600 | 24600 | 16.5 | 12 | 8.1 | 2.16 | 59 | 43 | 213383313
BRYANT HEATING AND COOLING SYSTEMS | 227TBN024**AA* | CAP**3621AL* | OVLAAB048112 | 23600 | 24600 | 16 | 12 | 8.1 | 2.16 | 59 | 43 | 213383301
BRYANT HEATING AND COOLING SYSTEMS | 227TBN024**AA* | CAP**2517AL* | 88*TA48070C17*** | 23600 | 24000 | 16 | 12.5 | 8.1 | 2.22 | 58 | 42 | 213383239
BRYANT HEATING AND COOLING SYSTEMS | 227TBN024**AA* | FV4CNF002L |  | 22600 | 23400 | 16.5 | 12.5 | 8.1 | 2.18 | 58 | 42 | 213382497
BRYANT HEATING AND COOLING SYSTEMS | 227TBN024**AA* | CAP**3721AL* | OVMAAB036098 | 23800 | 24400 | 16 | 12.5 | 8.1 | 2.22 | 59 | 43 | 213382401
BRYANT HEATING AND COOLING SYSTEMS | 227TBN024**AA* | CAP**3721AL* | OVMAAB042112 | 23600 | 24200 | 16 | 12 | 8.1 | 2.22 | 59 | 43 | 213382403
BRYANT HEATING AND COOLING SYSTEMS | 227TBN024**AA* | CAP**3721AL* | 926TB42060V17*** | 23800 | 24400 | 16.5 | 12.5 | 8.1 | 2.22 | 59 | 43 | 213382391
BRYANT HEATING AND COOLING SYSTEMS | 227TBN024**AA* | CAP**3721AL* | 926SA60080V21*** | 23800 | 24200 | 17 | 12.5 | 8.1 | 2.26 | 58 | 43 | 213382383
BRYANT HEATING AND COOLING SYSTEMS | PH7TAN460**AA* | PF4TNBD60L* |  | 56000 | 58000 | 16.5 | 12.5 | 8.1 | 2.38 | 64 | 51 | 213310679
BRYANT HEATING AND COOLING SYSTEMS | GH7TAN436**AA* | PF4TNXC36L* |  | 33200 | 34600 | 15.2 | 11.7 | 8.1 | 2.16 | 61 | 50 | 213310684
AIRQUEST | N4H7T36*K*AAA* | EA*4X43L21A* | *80CSU0802120A* | 35600 | 35800 | 16 | 12 | 8.1 | 2.16 | 62 | 49 | 207869259
TEMPSTAR | N4H7T36*K*AAA* | EA*4X43L21A* | *80CSU0802120A* | 35600 | 35800 | 16 | 12 | 8.1 | 2.16 | 62 | 49 | 207869267
MARATHERM | N4H7T36*K*AAA* | EA*4X43L21A* | *80CSU0802120A* | 35600 | 35800 | 16 | 12 | 8.1 | 2.16 | 62 | 49 | 207869266
KENMORE | N4H7T36*K*AAA* | EA*4X43L21A* | *80CSU0802120A* | 35600 | 35800 | 16 | 12 | 8.1 | 2.16 | 62 | 49 | 207869265
KEEPRITE | N4H7T36*K*AAA* | EA*4X43L21A* | *80CSU0802120A* | 35600 | 35800 | 16 | 12 | 8.1 | 2.16 | 62 | 49 | 207869264
ACIQ | N4H7T36*K*AAA* | EA*4X43L21A* | *80CSU0802120A* | 35600 | 35800 | 16 | 12 | 8.1 | 2.16 | 62 | 49 | 213063766
HEIL | N4H7T36*K*AAA* | EA*4X43L21A* | *80CSU0802120A* | 35600 | 35800 | 16 | 12 | 8.1 | 2.16 | 62 | 49 | 207869263
ARCOAIRE | N4H7T36*K*AAA* | EA*4X43L21A* | *80CSU0802120A* | 35600 | 35800 | 16 | 12 | 8.1 | 2.16 | 62 | 49 | 207869260
COMFORTMAKER | N4H7T36*K*AAA* | EA*4X43L21A* | *80CSU0802120A* | 35600 | 35800 | 16 | 12 | 8.1 | 2.16 | 62 | 49 | 207869261
DAY & NIGHT | N4H7T36*K*AAA* | EA*4X43L21A* | *80CSU0802120A* | 35600 | 35800 | 16 | 12 | 8.1 | 2.16 | 62 | 49 | 207869262
DAY & NIGHT | N4H7T36*K*AAA* | EA*4X43L21A* | *96VTN0801716A* | 35000 | 35400 | 15.5 | 12 | 8.1 | 2.12 | 61 | 49 | 207869652
ACIQ | N4H7T36*K*AAA* | EA*4X43L21A* | *96VTN0801716A* | 35000 | 35400 | 15.5 | 12 | 8.1 | 2.12 | 61 | 49 | 213063791
HEIL | N4H7T36*K*AAA* | EA*4X43L21A* | *96VTN0801716A* | 35000 | 35400 | 15.5 | 12 | 8.1 | 2.12 | 61 | 49 | 207869653
TEMPSTAR | N4H7T36*K*AAA* | EA*4X43L21A* | *96VTN0801716A* | 35000 | 35400 | 15.5 | 12 | 8.1 | 2.12 | 61 | 49 | 207869657
MARATHERM | N4H7T36*K*AAA* | EA*4X43L21A* | *96VTN0801716A* | 35000 | 35400 | 15.5 | 12 | 8.1 | 2.12 | 61 | 49 | 207869656
KENMORE | N4H7T36*K*AAA* | EA*4X43L21A* | *96VTN0801716A* | 35000 | 35400 | 15.5 | 12 | 8.1 | 2.12 | 61 | 49 | 207869655
KEEPRITE | N4H7T36*K*AAA* | EA*4X43L21A* | *96VTN0801716A* | 35000 | 35400 | 15.5 | 12 | 8.1 | 2.12 | 61 | 49 | 207869654
TEMPSTAR | N4H7T36*K*AAA* | FVM4X48***L |  | 35200 | 35000 | 16.5 | 12.5 | 8.1 | 2.18 | 61 | 48 | 207871385
KENMORE | N4H7T36*K*AAA* | FVM4X48***L |  | 35200 | 35000 | 16.5 | 12.5 | 8.1 | 2.18 | 61 | 48 | 207871383
MARATHERM | N4H7T36*K*AAA* | FVM4X48***L |  | 35200 | 35000 | 16.5 | 12.5 | 8.1 | 2.18 | 61 | 48 | 207871384
KEEPRITE | N4H7T36*K*AAA* | FVM4X48***L |  | 35200 | 35000 | 16.5 | 12.5 | 8.1 | 2.18 | 61 | 48 | 207871382
ACIQ | N4H7T36*K*AAA* | FVM4X48***L |  | 35200 | 35000 | 16.5 | 12.5 | 8.1 | 2.18 | 61 | 48 | 213063886
HEIL | N4H7T36*K*AAA* | FVM4X48***L |  | 35200 | 35000 | 16.5 | 12.5 | 8.1 | 2.18 | 61 | 48 | 207871381
COMFORTMAKER | N4H7T36*K*AAA* | FVM4X48***L |  | 35200 | 35000 | 16.5 | 12.5 | 8.1 | 2.18 | 61 | 48 | 207871379
DAY & NIGHT | N4H7T36*K*AAA* | FVM4X48***L |  | 35200 | 35000 | 16.5 | 12.5 | 8.1 | 2.18 | 61 | 48 | 207871380
ARCOAIRE | N4H7T36*K*AAA* | FVM4X48***L |  | 35200 | 35000 | 16.5 | 12.5 | 8.1 | 2.18 | 61 | 48 | 207871378
AIRQUEST | N4H7T36*K*AAA* | FVM4X48***L |  | 35200 | 35000 | 16.5 | 12.5 | 8.1 | 2.18 | 61 | 48 | 207871377
COMFORTMAKER | N4H7T36*K*AAA* | EA*4X43L21A* | *96VTN0801716A* | 35000 | 35400 | 15.5 | 12 | 8.1 | 2.12 | 61 | 49 | 207869651
ARCOAIRE | N4H7T36*K*AAA* | EA*4X43L21A* | *96VTN0801716A* | 35000 | 35400 | 15.5 | 12 | 8.1 | 2.12 | 61 | 49 | 207869650
AIRQUEST | N4H7T36*K*AAA* | EA*4X43L21A* | *96VTN0801716A* | 35000 | 35400 | 15.5 | 12 | 8.1 | 2.12 | 61 | 49 | 207869649
MARATHERM | N4H7T36*K*AAA* | EA*4X43L21A* | *96VTN0601714A* | 35000 | 36000 | 15.5 | 11.7 | 8.1 | 2.1 | 62 | 49 | 207869641
TEMPSTAR | N4H7T36*K*AAA* | EA*4X43L21A* | *96VTN0601714A* | 35000 | 36000 | 15.5 | 11.7 | 8.1 | 2.1 | 62 | 49 | 207869642
KENMORE | N4H7T36*K*AAA* | EA*4X43L21A* | *96VTN0601714A* | 35000 | 36000 | 15.5 | 11.7 | 8.1 | 2.1 | 62 | 49 | 207869640
KEEPRITE | N4H7T36*K*AAA* | EA*4X43L21A* | *96VTN0601714A* | 35000 | 36000 | 15.5 | 11.7 | 8.1 | 2.1 | 62 | 49 | 207869639
ACIQ | N4H7T36*K*AAA* | EA*4X43L21A* | *96VTN0601714A* | 35000 | 36000 | 15.5 | 11.7 | 8.1 | 2.1 | 62 | 49 | 213063790
HEIL | N4H7T36*K*AAA* | EA*4X43L21A* | *96VTN0601714A* | 35000 | 36000 | 15.5 | 11.7 | 8.1 | 2.1 | 62 | 49 | 207869638
DAY & NIGHT | N4H7T36*K*AAA* | EA*4X43L21A* | *96VTN0601714A* | 35000 | 36000 | 15.5 | 11.7 | 8.1 | 2.1 | 62 | 49 | 207869637
COMFORTMAKER | N4H7T36*K*AAA* | EA*4X43L21A* | *96VTN0601714A* | 35000 | 36000 | 15.5 | 11.7 | 8.1 | 2.1 | 62 | 49 | 207869636
ARCOAIRE | N4H7T36*K*AAA* | EA*4X43L21A* | *96VTN0601714A* | 35000 | 36000 | 15.5 | 11.7 | 8.1 | 2.1 | 62 | 49 | 207869635
AIRQUEST | N4H7T36*K*AAA* | EA*4X43L21A* | *96VTN0601714A* | 35000 | 36000 | 15.5 | 11.7 | 8.1 | 2.1 | 62 | 49 | 207869634
MARATHERM | N4H7T36*K*AAA* | EA*4X37L21A* | *96VTN0801716A* | 34800 | 35400 | 15.5 | 12 | 8.1 | 2.12 | 61 | 49 | 207868697
TEMPSTAR | N4H7T36*K*AAA* | EA*4X37L21A* | *96VTN0801716A* | 34800 | 35400 | 15.5 | 12 | 8.1 | 2.12 | 61 | 49 | 207868698
KENMORE | N4H7T36*K*AAA* | EA*4X37L21A* | *96VTN0801716A* | 34800 | 35400 | 15.5 | 12 | 8.1 | 2.12 | 61 | 49 | 207868696
KEEPRITE | N4H7T36*K*AAA* | EA*4X37L21A* | *96VTN0801716A* | 34800 | 35400 | 15.5 | 12 | 8.1 | 2.12 | 61 | 49 | 207868695
ACIQ | N4H7T36*K*AAA* | EA*4X37L21A* | *96VTN0801716A* | 34800 | 35400 | 15.5 | 12 | 8.1 | 2.12 | 61 | 49 | 213063731
HEIL | N4H7T36*K*AAA* | EA*4X37L21A* | *96VTN0801716A* | 34800 | 35400 | 15.5 | 12 | 8.1 | 2.12 | 61 | 49 | 207868694
DAY & NIGHT | N4H7T36*K*AAA* | EA*4X37L21A* | *96VTN0801716A* | 34800 | 35400 | 15.5 | 12 | 8.1 | 2.12 | 61 | 49 | 207868693
COMFORTMAKER | N4H7T36*K*AAA* | EA*4X37L21A* | *96VTN0801716A* | 34800 | 35400 | 15.5 | 12 | 8.1 | 2.12 | 61 | 49 | 207868692
ARCOAIRE | N4H7T36*K*AAA* | EA*4X37L21A* | *96VTN0801716A* | 34800 | 35400 | 15.5 | 12 | 8.1 | 2.12 | 61 | 49 | 207868691
AIRQUEST | N4H7T36*K*AAA* | EA*4X37L21A* | *96VTN0801716A* | 34800 | 35400 | 15.5 | 12 | 8.1 | 2.12 | 61 | 49 | 207868690
BRYANT HEATING AND COOLING SYSTEMS | 227TBN024**AA* | CAP**3621AL* | 82*TB60090V21*** | 22400 | 23800 | 16 | 12.5 | 8.1 | 2.26 | 60 | 44 | 213385090
BRYANT HEATING AND COOLING SYSTEMS | 227TBN024**AA* | CAP**3621AL* | 82*TB66110V21*** | 22800 | 24000 | 16.5 | 12.5 | 8.1 | 2.28 | 60 | 44 | 213385092
BRYANT HEATING AND COOLING SYSTEMS | 227TBN024**AA* | CAP**3617AL* | 926SB48060V17*** | 22400 | 23800 | 16 | 12 | 8.1 | 2.26 | 60 | 44 | 213385082
BRYANT HEATING AND COOLING SYSTEMS | 227TBN024**AA* | CAP**3617AL* | 926SB48080V17*** | 22200 | 23600 | 16 | 12 | 8.1 | 2.24 | 60 | 44 | 213385084
BRYANT HEATING AND COOLING SYSTEMS | 227TBN024**AA* | CAP**3617AL* | 926TC48080V17*** | 22200 | 23600 | 16 | 12.5 | 8.1 | 2.24 | 60 | 44 | 213385074
BRYANT HEATING AND COOLING SYSTEMS | 227TBN024**AA* | CAP**3617AL* | 926TC48060V17*** | 22400 | 23800 | 16 | 12 | 8.1 | 2.26 | 60 | 44 | 213385072
BRYANT HEATING AND COOLING SYSTEMS | 227TBN024**AA* | CAP**3617AL* | 82*SB48070V17*** | 22400 | 23600 | 16 | 12 | 8.1 | 2.26 | 60 | 44 | 213385062
BRYANT HEATING AND COOLING SYSTEMS | 227TBN024**AA* | CAP**2517AL* | 926SB48080V17*** | 23200 | 24200 | 16.5 | 12.5 | 8.1 | 2.34 | 60 | 45 | 213384999
BRYANT HEATING AND COOLING SYSTEMS | 227TBN024**AA* | CAP**2517AL* | 926SB48060V17*** | 23000 | 24000 | 16.5 | 12.5 | 8.1 | 2.32 | 60 | 45 | 213384997
BRYANT HEATING AND COOLING SYSTEMS | 227TBN024**AA* | CAP**2517AL* | 926TC48080V17*** | 23200 | 24200 | 16.5 | 12.5 | 8.1 | 2.34 | 60 | 45 | 213384989
BRYANT HEATING AND COOLING SYSTEMS | 227TBN024**AA* | CAP**2517AL* | 926TC36040V17*** | 23000 | 24200 | 16 | 12 | 8.1 | 2.3 | 60 | 45 | 213384983
BRYANT HEATING AND COOLING SYSTEMS | 227TBN024**AA* | CAP**2517AL* | 926SB36060V14*** | 22800 | 24000 | 16.5 | 12 | 8.1 | 2.3 | 60 | 45 | 213384995
BRYANT HEATING AND COOLING SYSTEMS | 227TBN024**AA* | CAP**2517AL* | 926SB30040V14*** | 22800 | 24000 | 16 | 12 | 8.1 | 2.3 | 60 | 45 | 213384991
BRYANT HEATING AND COOLING SYSTEMS | 227TBN024**AA* | CAP**2517AL* | 926SB36040V17*** | 23000 | 24200 | 16 | 12 | 8.1 | 2.3 | 60 | 45 | 213384993
BRYANT HEATING AND COOLING SYSTEMS | 227TBN024**AA* | CAP**2517AL* | 926TC48060V17*** | 23000 | 24000 | 16.5 | 12.5 | 8.1 | 2.32 | 60 | 45 | 213384987
BRYANT HEATING AND COOLING SYSTEMS | 227TBN024**AA* | CAP**2517AL* | 926TC36060V14*** | 22800 | 24000 | 16.5 | 12 | 8.1 | 2.3 | 60 | 45 | 213384985
BRYANT HEATING AND COOLING SYSTEMS | 227TBN024**AA* | CAP**2517AL* | 82*SB48090V17*** | 23200 | 24200 | 16.5 | 12.5 | 8.1 | 2.34 | 60 | 45 | 213384979
BRYANT HEATING AND COOLING SYSTEMS | 227TBN024**AA* | CAP**2517AL* | 82*SB36070V14*** | 23200 | 24200 | 16.5 | 12.5 | 8.1 | 2.34 | 60 | 44 | 213384975
BRYANT HEATING AND COOLING SYSTEMS | 227TBN024**AA* | CAP**2517AL* | 82*SB36045V14*** | 22800 | 24000 | 16.5 | 12.5 | 8.1 | 2.32 | 60 | 44 | 213384973
BRYANT HEATING AND COOLING SYSTEMS | 227TBN024**AA* | CAP**2517AL* | 82*TB48070V17*** | 23000 | 24000 | 16.5 | 12.5 | 8.1 | 2.32 | 60 | 45 | 213384969
BRYANT HEATING AND COOLING SYSTEMS | 227TBN024**AA* | CAP**2517AL* | 82*TB48090V17*** | 23200 | 24200 | 16.5 | 12.5 | 8.1 | 2.34 | 60 | 45 | 213384971
BRYANT HEATING AND COOLING SYSTEMS | 227TAN024**AA* | CAP**3717AL* | 82*TB36045V14*** | 23000 | 24000 | 16.5 | 12.5 | 8.1 | 2.32 | 60 | 45 | 213353911
BRYANT HEATING AND COOLING SYSTEMS | 227TAN024**AA* | CAP**2517AL* | 82*TB36045V14*** | 22800 | 24000 | 16.5 | 12.5 | 8.1 | 2.32 | 60 | 44 | 213353899
BRYANT HEATING AND COOLING SYSTEMS | 227TAN024**AA* | CAP**2414AL* | 82*TB36045V14*** | 22000 | 23600 | 15.5 | 12 | 8.1 | 2.24 | 60 | 44 | 213353893
BRYANT HEATING AND COOLING SYSTEMS | 227TAN024**AA* | PF4TNXB24L* |  | 23200 | 23400 | 16.5 | 12.5 | 8.1 | 2.36 | 63 | 47 | 213310719
BRYANT HEATING AND COOLING SYSTEMS | 227TBN060**AA* | CAP**6124AL* | 82*TA60090V21*** | 55500 | 59000 | 15.5 | 11.7 | 8.1 | 2.18 | 63 | 51 | 213383195
BRYANT HEATING AND COOLING SYSTEMS | 227TBN060**AA* | CAP**6121AL* | 926TB66100V21*** | 55500 | 59000 | 15.5 | 11.7 | 8.1 | 2.18 | 63 | 51 | 213383187
BRYANT HEATING AND COOLING SYSTEMS | 227TBN036**AA* | CAP**4824AL* | 987MB60080C21*** | 34800 | 35600 | 16 | 11.7 | 8.1 | 2.14 | 61 | 49 | 213382867
BRYANT HEATING AND COOLING SYSTEMS | 227TBN036**AA* | CAP**4824AL* | 986TC60080C21*** | 34800 | 35600 | 16 | 11.7 | 8.1 | 2.14 | 61 | 49 | 213382877
BRYANT HEATING AND COOLING SYSTEMS | 227TBN024**AA* | CAP**3621AL* | 82*SB60090V21*** | 22400 | 23800 | 16 | 12 | 8.1 | 2.26 | 60 | 44 | 213385098
BRYANT HEATING AND COOLING SYSTEMS | 227TBN024**AA* | CAP**3621AL* | 82*SB66110V21*** | 22400 | 23800 | 16 | 12.5 | 8.1 | 2.26 | 60 | 44 | 213385100
BRYANT HEATING AND COOLING SYSTEMS | 227TBN036**AA* | CAP**4321AL* | 926TB48080V17*** | 35000 | 35400 | 15.5 | 12 | 8.1 | 2.12 | 61 | 49 | 213382749
BRYANT HEATING AND COOLING SYSTEMS | 227TBN036**AA* | CAP**4321AL* | 926TB42060V17*** | 35000 | 36000 | 15.5 | 11.7 | 8.1 | 2.1 | 62 | 49 | 213382747
BRYANT HEATING AND COOLING SYSTEMS | 227TBN036**AA* | CAP**4321AL* | 83*CA60080C21*** | 35600 | 35800 | 16 | 12 | 8.1 | 2.16 | 62 | 49 | 213382691
BRYANT HEATING AND COOLING SYSTEMS | 227TBN036**AA* | F54AA*B36L* |  | 34400 | 35400 | 15.2 | 11.7 | 8.1 | 2.18 | 62 | 51 | 213386201
BRYANT HEATING AND COOLING SYSTEMS | 227TBN036**AA* | FT4BN(B,X)C36L* |  | 33200 | 34600 | 15.2 | 11.7 | 8.1 | 2.16 | 61 | 50 | 213386189
BRYANT HEATING AND COOLING SYSTEMS | 227TBN036**AA* | CAP**3721AL* | 83*CA60080C21*** | 35600 | 36000 | 16 | 12 | 8.1 | 2.16 | 62 | 49 | 213382547
BRYANT HEATING AND COOLING SYSTEMS | 227TBN060**AA* | FT4BNBD60L* |  | 56000 | 58000 | 16.5 | 12.5 | 8.1 | 2.38 | 64 | 51 | 213386197
BRYANT HEATING AND COOLING SYSTEMS | 227TBN036**AA* | CAP**4321AL* | 986TC60080C21*** | 35400 | 36000 | 16 | 11.7 | 8.1 | 2.14 | 62 | 49 | 213383732
BRYANT HEATING AND COOLING SYSTEMS | 227TBN036**AA* | CAP**4321AL* | 987MB60080C21*** | 35400 | 36000 | 16 | 11.7 | 8.1 | 2.14 | 62 | 49 | 213383726
BRYANT HEATING AND COOLING SYSTEMS | 227TBN060**AA* | CAP**6121AL* | 926TC66100V21*** | 54500 | 57500 | 15.5 | 12 | 8.1 | 2.26 | 64 | 51 | 213386119
BRYANT HEATING AND COOLING SYSTEMS | 227TBN024**AA* | CAP**3721AL* | 926SB36040V17*** | 23000 | 24200 | 16 | 12 | 8.1 | 2.32 | 60 | 45 | 213385183
BRYANT HEATING AND COOLING SYSTEMS | 227TBN024**AA* | CAP**3721AL* | 926TC48080V17*** | 23200 | 24200 | 16.5 | 12.5 | 8.1 | 2.36 | 60 | 45 | 213385175
BRYANT HEATING AND COOLING SYSTEMS | 227TBN024**AA* | CAP**3721AL* | 926TC48060V17*** | 23000 | 24000 | 16.5 | 12.5 | 8.1 | 2.34 | 60 | 45 | 213385173
BRYANT HEATING AND COOLING SYSTEMS | 227TBN024**AA* | CAP**3721AL* | 926TC36040V17*** | 23000 | 24200 | 16 | 12 | 8.1 | 2.32 | 60 | 45 | 213385171
BRYANT HEATING AND COOLING SYSTEMS | 227TBN024**AA* | CAP**3721AL* | 82*SB66110V21*** | 23000 | 24000 | 16.5 | 12.5 | 8.1 | 2.32 | 60 | 45 | 213385169
BRYANT HEATING AND COOLING SYSTEMS | 227TBN024**AA* | CAP**3721AL* | 926SB48060V17*** | 23000 | 24000 | 16.5 | 12.5 | 8.1 | 2.34 | 60 | 45 | 213385185
BRYANT HEATING AND COOLING SYSTEMS | 227TBN024**AA* | CAP**3721AL* | 926SB48080V17*** | 23200 | 24200 | 16.5 | 12.5 | 8.1 | 2.36 | 60 | 45 | 213385187
BRYANT HEATING AND COOLING SYSTEMS | 227TBN024**AA* | CAP**3721AL* | 926TC60080V21*** | 23200 | 24200 | 16.5 | 12.5 | 8.1 | 2.36 | 60 | 45 | 213385177
BRYANT HEATING AND COOLING SYSTEMS | 227TBN024**AA* | CAP**3721AL* | 926TC66100V21*** | 23200 | 24200 | 16.5 | 13 | 8.1 | 2.36 | 60 | 45 | 213385181
BRYANT HEATING AND COOLING SYSTEMS | 227TBN024**AA* | CAP**3721AL* | 82*SB60090V21*** | 23400 | 24400 | 16.5 | 13 | 8.1 | 2.36 | 60 | 45 | 213385167
BRYANT HEATING AND COOLING SYSTEMS | 227TBN024**AA* | CAP**3721AL* | 926TC60100V21*** | 22800 | 24000 | 16.5 | 12.5 | 8.1 | 2.32 | 60 | 45 | 213385179
BRYANT HEATING AND COOLING SYSTEMS | 227TBN024**AA* | CAP**3721AL* | 926SB60100V21*** | 23400 | 24400 | 17 | 13 | 8.1 | 2.38 | 60 | 45 | 213385191
BRYANT HEATING AND COOLING SYSTEMS | 227TBN024**AA* | CAP**3721AL* | 926SB60080V21*** | 23200 | 24200 | 16.5 | 12.5 | 8.1 | 2.36 | 60 | 45 | 213385189
BRYANT HEATING AND COOLING SYSTEMS | 227TBN024**AA* | CAP**3717AL* | 926SB48080V17*** | 23000 | 24200 | 16.5 | 12.5 | 8.1 | 2.32 | 60 | 45 | 213385153
BRYANT HEATING AND COOLING SYSTEMS | 227TBN024**AA* | CAP**3721AL* | 82*SB48090V17*** | 22800 | 24000 | 16.5 | 12.5 | 8.1 | 2.32 | 60 | 45 | 213385165
BRYANT HEATING AND COOLING SYSTEMS | 227TBN024**AA* | CAP**3721AL* | 82*SB48070V17*** | 23000 | 24000 | 16.5 | 12.5 | 8.1 | 2.34 | 60 | 45 | 213385163
BRYANT HEATING AND COOLING SYSTEMS | 227TBN024**AA* | CAP**3721AL* | 82*TB48090V17*** | 22800 | 24000 | 16.5 | 12.5 | 8.1 | 2.32 | 60 | 45 | 213385157
BRYANT HEATING AND COOLING SYSTEMS | 227TBN024**AA* | CAP**3721AL* | 82*TB66110V21*** | 23200 | 24200 | 16.5 | 12.5 | 8.1 | 2.36 | 60 | 45 | 213385161
BRYANT HEATING AND COOLING SYSTEMS | 227TBN024**AA* | CAP**3721AL* | 82*TB60090V21*** | 23400 | 24400 | 16.5 | 13 | 8.1 | 2.36 | 60 | 45 | 213385159
BRYANT HEATING AND COOLING SYSTEMS | 227TBN024**AA* | CAP**3717AL* | 926SB48060V17*** | 22800 | 24000 | 16 | 12.5 | 8.1 | 2.3 | 60 | 45 | 213385151
BRYANT HEATING AND COOLING SYSTEMS | 227TBN024**AA* | CAP**3721AL* | 82*TB48070V17*** | 23000 | 24000 | 16.5 | 12.5 | 8.1 | 2.34 | 60 | 45 | 213385155
BRYANT HEATING AND COOLING SYSTEMS | 227TBN024**AA* | CAP**3717AL* | 82*SB36070V14*** | 23000 | 24000 | 16.5 | 12.5 | 8.1 | 2.32 | 60 | 45 | 213385129
BRYANT HEATING AND COOLING SYSTEMS | 227TBN024**AA* | CAP**3717AL* | 926TC48060V17*** | 22800 | 24000 | 16.5 | 12.5 | 8.1 | 2.3 | 60 | 45 | 213385141
BRYANT HEATING AND COOLING SYSTEMS | 227TBN024**AA* | CAP**3717AL* | 926SB36040V17*** | 22800 | 24200 | 16 | 12 | 8.1 | 2.28 | 60 | 45 | 213385147
BRYANT HEATING AND COOLING SYSTEMS | 227TBN024**AA* | CAP**3717AL* | 926TC48080V17*** | 23000 | 24200 | 16.5 | 12.5 | 8.1 | 2.32 | 60 | 45 | 213385143
BRYANT HEATING AND COOLING SYSTEMS | 227TBN024**AA* | CAP**3717AL* | 82*SB48090V17*** | 23000 | 24000 | 16.5 | 12.5 | 8.1 | 2.32 | 60 | 45 | 213385133
BRYANT HEATING AND COOLING SYSTEMS | 227TBN024**AA* | CAP**3717AL* | 82*SB36045V14*** | 23000 | 24000 | 16.5 | 12.5 | 8.1 | 2.32 | 60 | 45 | 213385127
BRYANT HEATING AND COOLING SYSTEMS | 227TBN024**AA* | CAP**3717AL* | 926TC36040V17*** | 22800 | 24200 | 16 | 12 | 8.1 | 2.28 | 60 | 45 | 213385137
BRYANT HEATING AND COOLING SYSTEMS | 227TBN024**AA* | CAP**3717AL* | 82*SB48070V17*** | 23200 | 24200 | 16.5 | 12.5 | 8.1 | 2.34 | 60 | 45 | 213385131
BRYANT HEATING AND COOLING SYSTEMS | 227TBN024**AA* | CAP**3717AL* | 82*TB48090V17*** | 23000 | 24000 | 16.5 | 12.5 | 8.1 | 2.32 | 60 | 45 | 213385125
BRYANT HEATING AND COOLING SYSTEMS | 227TBN024**AA* | CAP**3717AL* | 82*TB48070V17*** | 22800 | 24000 | 16.5 | 12.5 | 8.1 | 2.3 | 60 | 45 | 213385123
BRYANT HEATING AND COOLING SYSTEMS | 227TBN024**AA* | CAP**3717AL* | 82*TB36070V14*** | 23000 | 24000 | 16.5 | 12.5 | 8.1 | 2.32 | 60 | 45 | 213385121
BRYANT HEATING AND COOLING SYSTEMS | 227TBN024**AA* | CAP**3621AL* | 926SB60100V21*** | 22400 | 23600 | 16 | 12 | 8.1 | 2.26 | 60 | 44 | 213385118
BRYANT HEATING AND COOLING SYSTEMS | 227TBN024**AA* | CAP**3621AL* | 926SB60080V21*** | 22800 | 24000 | 16.5 | 12.5 | 8.1 | 2.28 | 60 | 44 | 213385116
BRYANT HEATING AND COOLING SYSTEMS | 227TBN024**AA* | CAP**3621AL* | 926TC66100V21*** | 22800 | 24000 | 16.5 | 12.5 | 8.1 | 2.3 | 60 | 44 | 213385110
BRYANT HEATING AND COOLING SYSTEMS | 227TBN036**AA* | CAP**3721AL* | 986TC60080C21*** | 35400 | 36000 | 16 | 11.7 | 8.1 | 2.14 | 62 | 49 | 213383640
BRYANT HEATING AND COOLING SYSTEMS | 227TBN036**AA* | CAP**3721AL* | 987MB60080C21*** | 35400 | 36000 | 16 | 11.7 | 8.1 | 2.14 | 62 | 49 | 213383638
BRYANT HEATING AND COOLING SYSTEMS | 227TBN036**AA* | FV4CNB006L |  | 35600 | 35200 | 17 | 12.5 | 8.1 | 2.22 | 61 | 48 | 213382963
BRYANT HEATING AND COOLING SYSTEMS | 227TBN036**AA* | CAP**3721AL* | 926TB48080V17*** | 34800 | 35400 | 15.5 | 12 | 8.1 | 2.12 | 61 | 49 | 213382607
BRYANT HEATING AND COOLING SYSTEMS | 227TBN036**AA* | FV4CN(B,F)005L |  | 35200 | 35000 | 16.5 | 12.5 | 8.1 | 2.18 | 61 | 48 | 213382961
BRYANT HEATING AND COOLING SYSTEMS | 227TBN024**AA* | CAP**3717AL* | 82*TB36045V14*** | 23000 | 24000 | 16.5 | 12.5 | 8.1 | 2.32 | 60 | 45 | 213386212
BRYANT HEATING AND COOLING SYSTEMS | 227TBN024**AA* | CAP**2517AL* | 82*TB36045V14*** | 22800 | 24000 | 16.5 | 12.5 | 8.1 | 2.32 | 60 | 44 | 213386208
BRYANT HEATING AND COOLING SYSTEMS | 227TBN024**AA* | CAP**2414AL* | 82*TB36045V14*** | 22000 | 23600 | 15.5 | 12 | 8.1 | 2.24 | 60 | 44 | 213386206
BRYANT HEATING AND COOLING SYSTEMS | 227TBN024**AA* | F54AA*B24L* |  | 23000 | 24200 | 15.5 | 12.5 | 8.1 | 2.3 | 60 | 45 | 213386199
BRYANT HEATING AND COOLING SYSTEMS | 227TBN024**AA* | FT4BNXB24L* |  | 23200 | 23400 | 16.5 | 12.5 | 8.1 | 2.36 | 63 | 47 | 213386187
BRYANT HEATING AND COOLING SYSTEMS | 227TBN024**AA* | FT4BN(B,X)C36L* |  | 23400 | 23800 | 17 | 12.5 | 8.1 | 2.32 | 61 | 45 | 213386185
BRYANT HEATING AND COOLING SYSTEMS | 227TBN024**AA* | CAP**3721AL* | 935SB36040M17*** | 23000 | 24200 | 16.5 | 12 | 8.1 | 2.34 | 60 | 45 | 213384528
BRYANT HEATING AND COOLING SYSTEMS | 227TBN024**AA* | CAP**3721AL* | 935SB48060M17*** | 23000 | 24000 | 16 | 12 | 8.1 | 2.34 | 60 | 45 | 213384530
BRYANT HEATING AND COOLING SYSTEMS | 227TBN024**AA* | CAP**3721AL* | 935SB66100M21*** | 23600 | 24600 | 17 | 12.5 | 8.1 | 2.4 | 60 | 45 | 213384536
BRYANT HEATING AND COOLING SYSTEMS | 227TBN024**AA* | CAP**3721AL* | 935SB60100M21*** | 23200 | 24200 | 16.5 | 12.5 | 8.1 | 2.36 | 60 | 45 | 213384534
BRYANT HEATING AND COOLING SYSTEMS | 227TBN024**AA* | CAP**2414AL* | 82*TB36070V14*** | 22200 | 23800 | 16 | 12 | 8.1 | 2.26 | 60 | 44 | 213384917
BRYANT HEATING AND COOLING SYSTEMS | 227TBN024**AA* | CAP**2414AL* | 82*SB36045V14*** | 22000 | 23600 | 15.5 | 12 | 8.1 | 2.24 | 60 | 44 | 213384919
BRYANT HEATING AND COOLING SYSTEMS | 227TBN024**AA* | CAP**2417AL* | 82*TB48070V17*** | 22000 | 23800 | 16 | 12 | 8.1 | 2.24 | 60 | 44 | 213384934
BRYANT HEATING AND COOLING SYSTEMS | 227TBN024**AA* | CAP**2417AL* | 82*SB48070V17*** | 22000 | 23600 | 16 | 12 | 8.1 | 2.24 | 60 | 44 | 213384942
BRYANT HEATING AND COOLING SYSTEMS | 227TBN036**AA* | CAP**3721AL* | 926TC60080V21*** | 34400 | 35200 | 15.5 | 12 | 8.1 | 2.22 | 62 | 50 | 213385492
BRYANT HEATING AND COOLING SYSTEMS | 227TBN036**AA* | CAP**3721AL* | 926TC48080V17*** | 34200 | 35200 | 15.5 | 11.7 | 8.1 | 2.2 | 62 | 51 | 213385490
BRYANT HEATING AND COOLING SYSTEMS | 227TBN036**AA* | CAP**3721AL* | 926TC48060V17*** | 34000 | 35000 | 15.5 | 11.7 | 8.1 | 2.2 | 62 | 51 | 213385488
BRYANT HEATING AND COOLING SYSTEMS | 227TBN036**AA* | CAP**3721AL* | 82*SB60090V21*** | 34400 | 35200 | 16 | 12 | 8.1 | 2.22 | 62 | 51 | 213385482
BRYANT HEATING AND COOLING SYSTEMS | 227TBN036**AA* | CAP**3721AL* | 82*TB60090V21*** | 34400 | 35200 | 16 | 12 | 8.1 | 2.22 | 62 | 51 | 213385474
BRYANT HEATING AND COOLING SYSTEMS | 227TBN036**AA* | CAP**4824AL* | 82*TB66110V21*** | 34000 | 35000 | 16 | 11.7 | 8.1 | 2.24 | 62 | 50 | 213385650
BRYANT HEATING AND COOLING SYSTEMS | 227TBN036**AA* | CAP**4321AL* | 82*SB60090V21*** | 34600 | 35200 | 16 | 12 | 8.1 | 2.24 | 62 | 51 | 213385584
BRYANT HEATING AND COOLING SYSTEMS | 227TBN036**AA* | CAP**4321AL* | 926SB60080V21*** | 34400 | 35200 | 16 | 12 | 8.1 | 2.22 | 62 | 50 | 213385606
BRYANT HEATING AND COOLING SYSTEMS | 227TBN036**AA* | CAP**4321AL* | 926TC66100V21*** | 34600 | 35200 | 16 | 12 | 8.1 | 2.24 | 62 | 50 | 213385598
BRYANT HEATING AND COOLING SYSTEMS | 227TBN036**AA* | CAP**4321AL* | 926TC60080V21*** | 34400 | 35200 | 16 | 12 | 8.1 | 2.22 | 62 | 50 | 213385594
BRYANT HEATING AND COOLING SYSTEMS | 227TBN036**AA* | CAP**4321AL* | 926TC48080V17*** | 34400 | 35200 | 15.5 | 11.7 | 8.1 | 2.22 | 62 | 51 | 213385592
BRYANT HEATING AND COOLING SYSTEMS | 227TBN036**AA* | CAP**4321AL* | 926TC48060V17*** | 34000 | 35000 | 15.5 | 11.7 | 8.1 | 2.2 | 62 | 51 | 213385590
BRYANT HEATING AND COOLING SYSTEMS | 227TBN036**AA* | CAP**4321AL* | 82*SB66110V21*** | 34400 | 35000 | 16 | 12 | 8.1 | 2.24 | 62 | 50 | 213385586
BRYANT HEATING AND COOLING SYSTEMS | 227TBN036**AA* | CAP**4321AL* | 82*TB60090V21*** | 34600 | 35200 | 16 | 12 | 8.1 | 2.24 | 62 | 51 | 213385576
BRYANT HEATING AND COOLING SYSTEMS | 227TBN024**AA* | CAP**2417AL* | 926SB48060V17*** | 22000 | 23600 | 15.5 | 12 | 8.1 | 2.24 | 60 | 44 | 213384962
BRYANT HEATING AND COOLING SYSTEMS | 227TBN024**AA* | CAP**2517AL* | 82*TB36070V14*** | 23200 | 24200 | 16.5 | 12.5 | 8.1 | 2.34 | 60 | 44 | 213384967
BRYANT HEATING AND COOLING SYSTEMS | 227TBN024**AA* | CAP**2417AL* | 926SB48080V17*** | 22200 | 23800 | 16 | 12 | 8.1 | 2.26 | 60 | 45 | 213384964
BRYANT HEATING AND COOLING SYSTEMS | 227TBN024**AA* | CAP**2417AL* | 926TC48080V17*** | 22200 | 23800 | 16 | 12 | 8.1 | 2.26 | 60 | 45 | 213384954
BRYANT HEATING AND COOLING SYSTEMS | 227TBN024**AA* | CAP**2417AL* | 926TC48060V17*** | 22000 | 23600 | 15.5 | 12 | 8.1 | 2.24 | 60 | 44 | 213384952
BRYANT HEATING AND COOLING SYSTEMS | 227TBN024**AA* | CAP**2417AL* | 82*TB48090V17*** | 22000 | 23600 | 15.5 | 12 | 8.1 | 2.24 | 60 | 44 | 213384936
BRYANT HEATING AND COOLING SYSTEMS | 227TBN036**AA* | CAP**3721AL* | 926SB60080V21*** | 34400 | 35200 | 15.5 | 12 | 8.1 | 2.22 | 62 | 50 | 213385504
WEATHERMAKER | PH7TAN436**AA* | FV4CN(B,F)005L |  | 35200 | 35000 | 16.5 | 12.5 | 8.1 | 2.18 | 61 | 48 | 211277090
WEATHERMAKER | PH7TAN436**AA* | CAP**4321AL* | PG96VTAA42060B** | 35000 | 36000 | 15.5 | 11.7 | 8.1 | 2.1 | 62 | 49 | 211277068
WEATHERMAKER | PH7TAN436**AA* | CAP**4321AL* | PG96VTAA48080B** | 35000 | 35400 | 15.5 | 12 | 8.1 | 2.12 | 61 | 49 | 211277069
PAYNE HEATING AND COOLING | PH7TAN436**AA* | CAP**4321AL* | PG96VTAA48080B** | 35000 | 35400 | 15.5 | 12 | 8.1 | 2.12 | 61 | 49 | 207869659
BRYANT HEATING AND COOLING SYSTEMS | PH7TAN436**AA* | CAP**4321AL* | 926TB48080V17*** | 35000 | 35400 | 15.5 | 12 | 8.1 | 2.12 | 61 | 49 | 207869658
PAYNE HEATING AND COOLING | PH7TAN436**AA* | CAP**4321AL* | PG96VTAA42060B** | 35000 | 36000 | 15.5 | 11.7 | 8.1 | 2.1 | 62 | 49 | 207869644
BRYANT HEATING AND COOLING SYSTEMS | PH7TAN436**AA* | CAP**4321AL* | 926TB42060V17*** | 35000 | 36000 | 15.5 | 11.7 | 8.1 | 2.1 | 62 | 49 | 207869643
WEATHERMAKER | PH7TAN436**AA* | CAP**3721AL* | PG96VTAA48080B** | 34800 | 35400 | 15.5 | 12 | 8.1 | 2.12 | 61 | 49 | 211277050
BRYANT HEATING AND COOLING SYSTEMS | PH7TAN436**AA* | CAP**3721AL* | 83*CA60080C21*** | 35600 | 36000 | 16 | 12 | 8.1 | 2.16 | 62 | 49 | 207868267
PAYNE HEATING AND COOLING | PH7TAN436**AA* | FV4CN(B,F)005L |  | 35200 | 35000 | 16.5 | 12.5 | 8.1 | 2.18 | 61 | 48 | 207871387
BRYANT HEATING AND COOLING SYSTEMS | PH7TAN436**AA* | FV4CN(B,F)005L |  | 35200 | 35000 | 16.5 | 12.5 | 8.1 | 2.18 | 61 | 48 | 207871386
BROCK | PH7TAN436**AA* | CAP**4321AL* | PG96VTAA42060B** | 35000 | 36000 | 15.5 | 11.7 | 8.1 | 2.1 | 62 | 49 | 211276861
BROCK | PH7TAN436**AA* | CAP**4321AL* | PG96VTAA48080B** | 35000 | 35400 | 15.5 | 12 | 8.1 | 2.12 | 61 | 49 | 211276862
BROCK | PH7TAN436**AA* | CAP**3721AL* | PG96VTAA48080B** | 34800 | 35400 | 15.5 | 12 | 8.1 | 2.12 | 61 | 49 | 211276843
BROCK | PH7TAN436**AA* | FV4CN(B,F)005L |  | 35200 | 35000 | 16.5 | 12.5 | 8.1 | 2.18 | 61 | 48 | 211276883
BRYANT HEATING AND COOLING SYSTEMS | PH7TAN436**AA* | PF4TNXC36L* |  | 33200 | 34600 | 15.2 | 11.7 | 8.1 | 2.16 | 61 | 50 | 213310675
CARRIER | 25TPA736A**30* | CAP**4321AL* | GG96VTAA48080B | 35000 | 35400 | 15.5 | 12 | 8.1 | 2.12 | 61 | 49 | 211582268
CARRIER | 25TPA736A**30* | CAP**3721AL* | GG96VTAA48080B | 34800 | 35400 | 15.5 | 12 | 8.1 | 2.12 | 61 | 49 | 211582210
CARRIER | 25TPA736A**30* | CAP**4321AL* | GG96VTAA42060B | 35000 | 36000 | 15.5 | 11.7 | 8.1 | 2.1 | 62 | 49 | 211338178
BRYANT HEATING AND COOLING SYSTEMS | PH7TAN436**AA* | CAP**4321AL* | 83*CA60080C21*** | 35600 | 35800 | 16 | 12 | 8.1 | 2.16 | 62 | 49 | 207869268
PAYNE HEATING AND COOLING | PH7TAN436**AA* | CAP**3721AL* | PG96VTAA48080B** | 34800 | 35400 | 15.5 | 12 | 8.1 | 2.12 | 61 | 49 | 207868700
BRYANT HEATING AND COOLING SYSTEMS | PH7TAN436**AA* | CAP**3721AL* | 926TB48080V17*** | 34800 | 35400 | 15.5 | 12 | 8.1 | 2.12 | 61 | 49 | 207868699
BRYANT HEATING AND COOLING SYSTEMS | GH7TAN424**AA* | CAP**3717AL* | 82*TB36045V14*** | 23000 | 24000 | 16.5 | 12.5 | 8.1 | 2.32 | 60 | 45 | 213353912
BRYANT HEATING AND COOLING SYSTEMS | GH7TAN424**AA* | CAP**2414AL* | 82*TB36045V14*** | 22000 | 23600 | 15.5 | 12 | 8.1 | 2.24 | 60 | 44 | 213353894
BRYANT HEATING AND COOLING SYSTEMS | GH7TAN424**AA* | PF4TNXB24L* |  | 23200 | 23400 | 16.5 | 12.5 | 8.1 | 2.36 | 63 | 47 | 213310732
BRYANT HEATING AND COOLING SYSTEMS | GH7TAN424**AA* | PF4TNXC36L* |  | 23400 | 23800 | 17 | 12.5 | 8.1 | 2.32 | 61 | 45 | 213310731
TEMPSTAR | N4H7T36*K*AAA* | EA*4X37L21A* | *80CSU0802120A* | 35600 | 36000 | 16 | 12 | 8.1 | 2.16 | 62 | 49 | 207868266
MARATHERM | N4H7T36*K*AAA* | EA*4X37L21A* | *80CSU0802120A* | 35600 | 36000 | 16 | 12 | 8.1 | 2.16 | 62 | 49 | 207868265
KENMORE | N4H7T36*K*AAA* | EA*4X37L21A* | *80CSU0802120A* | 35600 | 36000 | 16 | 12 | 8.1 | 2.16 | 62 | 49 | 207868264
KEEPRITE | N4H7T36*K*AAA* | EA*4X37L21A* | *80CSU0802120A* | 35600 | 36000 | 16 | 12 | 8.1 | 2.16 | 62 | 49 | 207868263
ACIQ | N4H7T36*K*AAA* | EA*4X37L21A* | *80CSU0802120A* | 35600 | 36000 | 16 | 12 | 8.1 | 2.16 | 62 | 49 | 213063705
HEIL | N4H7T36*K*AAA* | EA*4X37L21A* | *80CSU0802120A* | 35600 | 36000 | 16 | 12 | 8.1 | 2.16 | 62 | 49 | 207868262
COMFORTMAKER | N4H7T36*K*AAA* | EA*4X37L21A* | *80CSU0802120A* | 35600 | 36000 | 16 | 12 | 8.1 | 2.16 | 62 | 49 | 207868260
DAY & NIGHT | N4H7T36*K*AAA* | EA*4X37L21A* | *80CSU0802120A* | 35600 | 36000 | 16 | 12 | 8.1 | 2.16 | 62 | 49 | 207868261
ARCOAIRE | N4H7T36*K*AAA* | EA*4X37L21A* | *80CSU0802120A* | 35600 | 36000 | 16 | 12 | 8.1 | 2.16 | 62 | 49 | 207868259
AIRQUEST | N4H7T36*K*AAA* | EA*4X37L21A* | *80CSU0802120A* | 35600 | 36000 | 16 | 12 | 8.1 | 2.16 | 62 | 49 | 207868258
BRYANT HEATING AND COOLING SYSTEMS | GH7TAN436**AA* | CAP**3721AL* | 926TB48080V17*** | 34800 | 35400 | 15.5 | 12 | 8.1 | 2.12 | 61 | 49 | 207868688
CARRIER | GH7TAN436**AA* | CAP**3721AL* | 59TP6B080V17**16 | 34800 | 35400 | 15.5 | 12 | 8.1 | 2.12 | 61 | 49 | 207868689
CARRIER | GH7TAN436**AA* | CAP**4321AL* | 59TP6B080V17**16 | 35000 | 35400 | 15.5 | 12 | 8.1 | 2.12 | 61 | 49 | 207869648
BRYANT HEATING AND COOLING SYSTEMS | GH7TAN436**AA* | CAP**4321AL* | 926TB48080V17*** | 35000 | 35400 | 15.5 | 12 | 8.1 | 2.12 | 61 | 49 | 207869647
CARRIER | GH7TAN436**AA* | CAP**4321AL* | 59TP6B060V17**14 | 35000 | 36000 | 15.5 | 11.7 | 8.1 | 2.1 | 62 | 49 | 207869633
BRYANT HEATING AND COOLING SYSTEMS | GH7TAN436**AA* | CAP**4321AL* | 926TB42060V17*** | 35000 | 36000 | 15.5 | 11.7 | 8.1 | 2.1 | 62 | 49 | 207869632
CARRIER | GH7TAN436**AA* | CAP**4321AL* | 58CU*A080C21**20 | 35600 | 35800 | 16 | 12 | 8.1 | 2.16 | 62 | 49 | 207869258
BRYANT HEATING AND COOLING SYSTEMS | GH7TAN436**AA* | CAP**4321AL* | 83*CA60080C21*** | 35600 | 35800 | 16 | 12 | 8.1 | 2.16 | 62 | 49 | 207869257
CARRIER | GH7TAN436**AA* | FV4CN(B,F)005L |  | 35200 | 35000 | 16.5 | 12.5 | 8.1 | 2.18 | 61 | 48 | 207871376
BRYANT HEATING AND COOLING SYSTEMS | GH7TAN436**AA* | FV4CN(B,F)005L |  | 35200 | 35000 | 16.5 | 12.5 | 8.1 | 2.18 | 61 | 48 | 207871375
CARRIER | GH7TAN436**AA* | CAP**4321AL* | GG96VTAA42060B | 35000 | 36000 | 15.5 | 11.7 | 8.1 | 2.1 | 62 | 49 | 211338179
BRYANT HEATING AND COOLING SYSTEMS | GH7TAN436**AA* | CAP**3721AL* | 83*CA60080C21*** | 35600 | 36000 | 16 | 12 | 8.1 | 2.16 | 62 | 49 | 207868256
CARRIER | GH7TAN436**AA* | CAP**3721AL* | 58CU*A080C21**20 | 35600 | 36000 | 16 | 12 | 8.1 | 2.16 | 62 | 49 | 207868257
BRYANT HEATING AND COOLING SYSTEMS | GH7TAN460**AA* | PF4TNBD60L* |  | 56000 | 58000 | 16.5 | 12.5 | 8.1 | 2.38 | 64 | 51 | 213310688
BRYANT HEATING AND COOLING SYSTEMS | 227TAN036**AA* | F54AA*B36L* |  | 34400 | 35400 | 15.2 | 11.7 | 8.1 | 2.18 | 62 | 51 | 213310381
BRYANT HEATING AND COOLING SYSTEMS | 227TAN036**AA* | CAP**4321AL* | 926SB60080V21*** | 34400 | 35200 | 16 | 12 | 8.1 | 2.22 | 62 | 50 | 213173785
BRYANT HEATING AND COOLING SYSTEMS | 227TAN036**AA* | CAP**4321AL* | 987MB60080C21*** | 35400 | 36000 | 16 | 11.7 | 8.1 | 2.14 | 62 | 49 | 207876953
BRYANT HEATING AND COOLING SYSTEMS | 227TAN036**AA* | CAP**3721AL* | 986TC60080C21*** | 35400 | 36000 | 16 | 11.7 | 8.1 | 2.14 | 62 | 49 | 207876343
BRYANT HEATING AND COOLING SYSTEMS | 227TAN036**AA* | CAP**4321AL* | 83*CA60080C21*** | 35600 | 35800 | 16 | 12 | 8.1 | 2.16 | 62 | 49 | 207869256
BRYANT HEATING AND COOLING SYSTEMS | 227TAN036**AA* | CAP**3721AL* | 83*CA60080C21*** | 35600 | 36000 | 16 | 12 | 8.1 | 2.16 | 62 | 49 | 207868255
BRYANT HEATING AND COOLING SYSTEMS | 227TAN036**AA* | CAP**3721AL* | 926SB60080V21*** | 34400 | 35200 | 15.5 | 12 | 8.1 | 2.22 | 62 | 50 | 213173034
BRYANT HEATING AND COOLING SYSTEMS | 227TAN036**AA* | CAP**3721AL* | 926TC60080V21*** | 34400 | 35200 | 15.5 | 12 | 8.1 | 2.22 | 62 | 50 | 213172946
BRYANT HEATING AND COOLING SYSTEMS | 227TAN036**AA* | CAP**3721AL* | 926TC48080V17*** | 34200 | 35200 | 15.5 | 11.7 | 8.1 | 2.2 | 62 | 51 | 213172928
BRYANT HEATING AND COOLING SYSTEMS | 227TAN036**AA* | CAP**3721AL* | 926TC48060V17*** | 34000 | 35000 | 15.5 | 11.7 | 8.1 | 2.2 | 62 | 51 | 213172908
BRYANT HEATING AND COOLING SYSTEMS | 227TAN036**AA* | CAP**4824AL* | 82*TB66110V21*** | 34000 | 35000 | 16 | 11.7 | 8.1 | 2.24 | 62 | 50 | 213174109
BRYANT HEATING AND COOLING SYSTEMS | 227TAN036**AA* | CAP**3721AL* | 82*SB60090V21*** | 34400 | 35200 | 16 | 12 | 8.1 | 2.22 | 62 | 51 | 213172864
BRYANT HEATING AND COOLING SYSTEMS | 227TAN036**AA* | CAP**3721AL* | 82*TB60090V21*** | 34400 | 35200 | 16 | 12 | 8.1 | 2.22 | 62 | 51 | 213172804
ECOTEMP | W4H7T36*K*AAA* | WBGL364BC |  | 33200 | 34600 | 15.2 | 11.7 | 8.1 | 2.16 | 61 | 50 | 213280615
GRANDAIRE | W4H7T36*K*AAA* | WBGL364BC |  | 33200 | 34600 | 15.2 | 11.7 | 8.1 | 2.16 | 61 | 50 | 213280614
TEMPSTAR | N4H7T36*K*AAA* | F5MA4*36L*B* |  | 34400 | 35400 | 15.2 | 11.7 | 8.1 | 2.18 | 62 | 51 | 213310392
MARATHERM | N4H7T36*K*AAA* | F5MA4*36L*B* |  | 34400 | 35400 | 15.2 | 11.7 | 8.1 | 2.18 | 62 | 51 | 213310391
DAY & NIGHT | N4H7T36*K*AAA* | F5MA4*36L*B* |  | 34400 | 35400 | 15.2 | 11.7 | 8.1 | 2.18 | 62 | 51 | 213310388
KEEPRITE | N4H7T36*K*AAA* | F5MA4*36L*B* |  | 34400 | 35400 | 15.2 | 11.7 | 8.1 | 2.18 | 62 | 51 | 213310389
COMFORTMAKER | N4H7T36*K*AAA* | F5MA4*36L*B* |  | 34400 | 35400 | 15.2 | 11.7 | 8.1 | 2.18 | 62 | 51 | 213310387
ARCOAIRE | N4H7T36*K*AAA* | F5MA4*36L*B* |  | 34400 | 35400 | 15.2 | 11.7 | 8.1 | 2.18 | 62 | 51 | 213310386
KENMORE | N4H7T36*K*AAA* | F5MA4*36L*B* |  | 34400 | 35400 | 15.2 | 11.7 | 8.1 | 2.18 | 62 | 51 | 213310390
HEIL | N4H7T36*K*AAA* | F5MA4*36L*B* |  | 34400 | 35400 | 15.2 | 11.7 | 8.1 | 2.18 | 62 | 51 | 213310384
AIRQUEST | N4H7T36*K*AAA* | F5MA4*36L*B* |  | 34400 | 35400 | 15.2 | 11.7 | 8.1 | 2.18 | 62 | 51 | 213310385
TEMPSTAR | N4H7T36*K*AAA* | FTMA4B36L0C* |  | 33200 | 34600 | 15.2 | 11.7 | 8.1 | 2.16 | 61 | 50 | 213280590
KEEPRITE | N4H7T36*K*AAA* | FTMA4B36L0C* |  | 33200 | 34600 | 15.2 | 11.7 | 8.1 | 2.16 | 61 | 50 | 213280587
DAY & NIGHT | N4H7T36*K*AAA* | FTMA4B36L0C* |  | 33200 | 34600 | 15.2 | 11.7 | 8.1 | 2.16 | 61 | 50 | 213280586
KENMORE | N4H7T36*K*AAA* | FTMA4B36L0C* |  | 33200 | 34600 | 15.2 | 11.7 | 8.1 | 2.16 | 61 | 50 | 213280588
COMFORTMAKER | N4H7T36*K*AAA* | FTMA4B36L0C* |  | 33200 | 34600 | 15.2 | 11.7 | 8.1 | 2.16 | 61 | 50 | 213280585
MARATHERM | N4H7T36*K*AAA* | FTMA4B36L0C* |  | 33200 | 34600 | 15.2 | 11.7 | 8.1 | 2.16 | 61 | 50 | 213280589
ARCOAIRE | N4H7T36*K*AAA* | FTMA4B36L0C* |  | 33200 | 34600 | 15.2 | 11.7 | 8.1 | 2.16 | 61 | 50 | 213280584
HEIL | N4H7T36*K*AAA* | FTMA4B36L0C* |  | 33200 | 34600 | 15.2 | 11.7 | 8.1 | 2.16 | 61 | 50 | 213280582
AIRQUEST | N4H7T36*K*AAA* | FTMA4B36L0C* |  | 33200 | 34600 | 15.2 | 11.7 | 8.1 | 2.16 | 61 | 50 | 213280583
BRYANT HEATING AND COOLING SYSTEMS | 227TAN036**AA* | CAP**3721AL* | 987MB60080C21*** | 35400 | 36000 | 16 | 11.7 | 8.1 | 2.14 | 62 | 49 | 207876329
BRYANT HEATING AND COOLING SYSTEMS | 227TAN036**AA* | FV4CN(B,F)005L |  | 35200 | 35000 | 16.5 | 12.5 | 8.1 | 2.18 | 61 | 48 | 207871374
BRYANT HEATING AND COOLING SYSTEMS | 227TAN036**AA* | CAP**4824AL* | 986TC60080C21*** | 34800 | 35600 | 16 | 11.7 | 8.1 | 2.14 | 61 | 49 | 207870522
BRYANT HEATING AND COOLING SYSTEMS | 227TAN036**AA* | CAP**4824AL* | 987MB60080C21*** | 34800 | 35600 | 16 | 11.7 | 8.1 | 2.14 | 61 | 49 | 207870452
1HVAC | N4H7T36*K*AAA* | EA*4X43L21A* | *96CTN0802120A* | 35400 | 36000 | 16 | 11.7 | 8.1 | 2.14 | 62 | 49 | 208816161
1HVAC | N4H7T36*K*AAA* | EA*4X43L21A* | *97CMN0802120A* | 35400 | 36000 | 16 | 11.7 | 8.1 | 2.14 | 62 | 49 | 208816158
1HVAC | N4H7T36*K*AAA* | EA*4X37L21A* | *96CTN0802120A* | 35400 | 36000 | 16 | 11.7 | 8.1 | 2.14 | 62 | 49 | 208816115
1HVAC | N4H7T36*K*AAA* | EA*4X37L21A* | *97CMN0802120A* | 35400 | 36000 | 16 | 11.7 | 8.1 | 2.14 | 62 | 49 | 208816114
1HVAC | N4H7T36*K*AAA* | EA*4X48L24A* | *96CTN0802120A* | 34800 | 35600 | 16 | 11.7 | 8.1 | 2.14 | 61 | 49 | 208815732
1HVAC | N4H7T36*K*AAA* | EA*4X48L24A* | *97CMN0802120A* | 34800 | 35600 | 16 | 11.7 | 8.1 | 2.14 | 61 | 49 | 208815727
BRYANT HEATING AND COOLING SYSTEMS | 227TAN036**AA* | CAP**4321AL* | 926TC66100V21*** | 34600 | 35200 | 16 | 12 | 8.1 | 2.24 | 62 | 50 | 213173733
BRYANT HEATING AND COOLING SYSTEMS | 227TAN036**AA* | CAP**4321AL* | 926TC60080V21*** | 34400 | 35200 | 16 | 12 | 8.1 | 2.22 | 62 | 50 | 213173697
BRYANT HEATING AND COOLING SYSTEMS | 227TAN036**AA* | CAP**4321AL* | 926TC48080V17*** | 34400 | 35200 | 15.5 | 11.7 | 8.1 | 2.22 | 62 | 51 | 213173679
BRYANT HEATING AND COOLING SYSTEMS | 227TAN036**AA* | CAP**4321AL* | 926TC48060V17*** | 34000 | 35000 | 15.5 | 11.7 | 8.1 | 2.2 | 62 | 51 | 213173659
BRYANT HEATING AND COOLING SYSTEMS | 227TAN036**AA* | CAP**4321AL* | 82*SB66110V21*** | 34400 | 35000 | 16 | 12 | 8.1 | 2.24 | 62 | 50 | 213173628
BRYANT HEATING AND COOLING SYSTEMS | 227TAN036**AA* | CAP**4321AL* | 82*SB60090V21*** | 34600 | 35200 | 16 | 12 | 8.1 | 2.24 | 62 | 51 | 213173615
BRYANT HEATING AND COOLING SYSTEMS | 227TAN036**AA* | CAP**4321AL* | 82*TB60090V21*** | 34600 | 35200 | 16 | 12 | 8.1 | 2.24 | 62 | 51 | 213173555
BRYANT HEATING AND COOLING SYSTEMS | 227TAN036**AA* | CAP**4321AL* | 986TC60080C21*** | 35400 | 36000 | 16 | 11.7 | 8.1 | 2.14 | 62 | 49 | 207876995
Breeze33 | 4HP17L30P-**A | EAC4X36B+TDR | 97G2UH045BV12 | 29800 | 28000 | 15.6 | 13 | 8.1 | 2.26 | 66 | 52 | 213859445
Breeze33 | 4HP17L30P-**A | EA(C;U)1P36B+TDR+TXV | 97G2UH045BV12 | 29800 | 28000 | 15.6 | 13 | 8.1 | 2.26 | 66 | 52 | 213859443
Breeze33 | 4HP17L18P-**A | EAC4X24B+TDR | 97G2UH070BV12 | 18000 | 17400 | 16.4 | 13.5 | 8.1 | 2.06 | 63 | 49 | 213859430
Breeze33 | 4HP17L18P-**A | EAH1P24B+TDR+TXV | 97G2UH070BV12 | 18000 | 18000 | 16.4 | 13.5 | 8.1 | 2.07 | 62 | 48 | 213859428
Breeze33 | 4HP17L36P-**A | EAD4X-48C+TDR | 97G2DF110CV20 | 35600 | 35800 | 15.8 | 12.5 | 8.6 | 2.08 | 66 | 53 | 213859555
Breeze33 | 4HP17L48P-**A | EA(C;U)1P49C+TDR+TXV | 97G2UH110CE20 | 47500 | 45000 | 15.2 | 12.5 | 8.1 | 2.24 | 69 | 56 | 213859383
Breeze33 | 4HP17L48P-**A | EA(C;U)1P48C+TDR+TXV | 97G2UH110CE20 | 46500 | 45000 | 15.2 | 12.5 | 8.1 | 2.18 | 67 | 54 | 213859382
Breeze33 | 4HP17L18P-**A | EAH1P24B+TDR+TXV | 97G2UH045BE12 | 18000 | 17800 | 16.4 | 13.5 | 8.1 | 2.04 | 62 | 48 | 213859316
Breeze33 | 4HP17L36P-**A | EAH1P51C+TDR+TXV | 97G2UH110CV20 | 36000 | 33600 | 16.2 | 13 | 8.1 | 2.18 | 66 | 52 | 213859472
Breeze33 | 4HP17L36P-**A | EAH1P51C+TDR+TXV | 97G2UH090CV20 | 36000 | 33800 | 16 | 13 | 8.1 | 2.16 | 66 | 53 | 213859468
ROYALTON | 4HP17L36P-**A | EAD4X-48C+TDR | 97G2DF090CV20 | 35600 | 35800 | 15.8 | 12.5 | 8.6 | 2.08 | 66 | 53 | 213859309
Breeze33 | 4HP17L48P-**A | EAH1P51C+TDR+TXV | 97G2UH090CV12 | 47000 | 45000 | 15.2 | 12.5 | 8.1 | 2.28 | 69 | 56 | 213859510
Breeze33 | 4HP17L48P-**A | EA(C;U)1P60C+TDR+TXV | 97G2UH090CV12 | 48000 | 46000 | 15.2 | 12.5 | 8.1 | 2.36 | 68 | 55 | 213859508
Breeze33 | 4HP17L36P-**A | EAH1P42B+TDR+TXV | 97G2UH045BV12 | 36000 | 34000 | 15.4 | 12.5 | 8.1 | 2.22 | 68 | 56 | 213859458
ROYALTON | 4HP17L24P-**A | EAD4X-30/36B+TDR | 97G2DF070BV16 | 23400 | 22600 | 15.4 | 12.5 | 8.1 | 1.98 | 65 | 51 | 213859304
ROYALTON | 4HP17L18P-**A | EAD4X-30/36B+TDR | 97G2DF070BV16 | 18000 | 18000 | 15.4 | 13 | 8.4 | 2.08 | 67 | 54 | 213859303
Breeze33 | 4HP17L18P-**A | EAD4X-30/36B+TDR | 97G2DF045BE12 | 18000 | 18000 | 16 | 13.5 | 8.3 | 1.96 | 64 | 50 | 213859403
ROYALTON | 4HP17L48P-**A | EAH1P60D+TDR+TXV | 97G2UH135DV20 | 48000 | 46000 | 15.2 | 12.5 | 8.1 | 2.18 | 67 | 53 | 213859291
ARMSTRONG AIR | 4SHP17LE118P-**A | EAD4X-30/36B+TDR | A97DF2E045B12 | 18000 | 18000 | 16 | 13.5 | 8.3 | 1.96 | 64 | 50 | 213857951
AIREASE | 4SHP22LX148P-**A | EAC4X60C+TDR | A97UH2E110C20 | 47500 | 45500 | 18 | 12 | 8.2 | 2.02 | 63 | 55 | 213858225
DUCANE | 4HP17L36P-**A | EAH1P42C+TDR+TXV | 97G2UH110CV20 | 36000 | 33600 | 16.2 | 13.5 | 8.1 | 2.2 | 67 | 54 | 213858222
CONCORD | 4HP17L18P-**A | EAD4X-30/36B+TDR | 97G2DF070BV16 | 18000 | 18000 | 15.4 | 13 | 8.4 | 2.08 | 67 | 54 | 213858568
DUCANE | 4HP17L36P-**A | EAH1P51C+TDR+TXV | 97G2UH110CV20 | 36000 | 33600 | 16.2 | 13 | 8.1 | 2.18 | 66 | 52 | 213858218
DUCANE | 4HP17L18P-**A | EAC4X24B+TDR | 97G2UH045BV12 | 18000 | 17400 | 16 | 13.5 | 8.1 | 2.03 | 63 | 49 | 213858111
DUCANE | 4HP17L36P-**A | EAH1P51C+TDR+TXV | 97G2UH090CV20 | 36000 | 33800 | 16 | 13 | 8.1 | 2.16 | 66 | 53 | 213858209
ARMSTRONG AIR | 4SHP22LX148P-**A | EA(C;U)1P60C+TDR+TXV | A97UH2E110C20 | 47500 | 45500 | 18 | 12 | 8.2 | 2.02 | 63 | 55 | 213857932
Breeze33 | 4HP17L36P-**A | EAH1P42C+TDR+TXV | 97G2UH090CV20 | 36000 | 33800 | 16 | 13 | 8.1 | 2.18 | 67 | 54 | 213859470
ROYALTON | 4HP17L36P-**A | EAD4X-48C+TDR | 97G2DF110CV20 | 35600 | 35800 | 15.8 | 12.5 | 8.6 | 2.08 | 66 | 53 | 213859310
Breeze33 | 4HP17L48P-**A | EAC4X49C+TDR | 97G2UH090CV12 | 47500 | 45000 | 15.2 | 12.5 | 8.1 | 2.22 | 68 | 56 | 213859512
Breeze33 | 4HP17L48P-**A | EA(C;U)1P49C+TDR+TXV | 97G2UH090CV12 | 47500 | 45000 | 15.2 | 12.5 | 8.1 | 2.22 | 68 | 56 | 213859507
Breeze33 | 4HP17L36P-**A | EAH1P42B+TDR+TXV | 97G2UH070BV12 | 36000 | 33800 | 15.6 | 13 | 8.1 | 2.26 | 69 | 56 | 213859462
Breeze33 | 4HP17L36P-**A | EAH1P42B+TDR+TXV | 97G2UH045BE12 | 36000 | 33400 | 15.8 | 13 | 8.1 | 2.24 | 68 | 56 | 213859354
Breeze33 | 4HP17L48P-**A | EAC4X60C+TDR | 97G2UH090CV12 | 48000 | 46000 | 15.2 | 12.5 | 8.1 | 2.36 | 68 | 55 | 213859514
Breeze33 | 4HP17L24P-**A | EAD4X-30/36B+TDR | 97G2DF045BE12 | 23600 | 22600 | 15.4 | 13 | 8.1 | 1.96 | 65 | 50 | 213859407
Breeze33 | 4HP17L48P-**A | EAC4X60C+TDR | 97G2UH110CE20 | 48000 | 46000 | 15.4 | 12.5 | 8.1 | 2.38 | 68 | 56 | 213859391
Breeze33 | 4HP17L48P-**A | EAC4X49C+TDR | 97G2UH110CE20 | 47500 | 45000 | 15.2 | 12.5 | 8.1 | 2.24 | 69 | 56 | 213859389
Breeze33 | 4HP17L48P-**A | EAC4X48C+TDR | 97G2UH110CE20 | 46500 | 45000 | 15.2 | 12.5 | 8.1 | 2.18 | 67 | 54 | 213859388
Breeze33 | 4HP17L48P-**A | EAH1P51C+TDR+TXV | 97G2UH110CE20 | 47000 | 45000 | 15.2 | 12.5 | 8.1 | 2.28 | 69 | 56 | 213859387
Breeze33 | 4HP17L18P-**A | EAC4X24B+TDR | 97G2UH045BV12 | 18000 | 17400 | 16 | 13.5 | 8.1 | 2.03 | 63 | 49 | 213859424
Breeze33 | 4HP17L30P-**A | EAH1P36C+TDR+TXV | 97G2UH110CV20 | 30000 | 29200 | 15.2 | 12.5 | 8.5 | 2.22 | 66 | 52 | 213859454
Breeze33 | 4HP17L30P-**A | EAH1P36C+TDR+TXV | 97G2UH090CV12 | 28800 | 28200 | 15.6 | 12.5 | 8.3 | 2.22 | 66 | 52 | 213859452
Breeze33 | 4HP17L48P-**A | EAH1P60D+TDR+TXV | 97G2UH135DV20 | 48000 | 46000 | 15.2 | 12.5 | 8.1 | 2.18 | 67 | 53 | 213859536
ROYALTON | 4HP17L18P-**A | EAH1P24B+TDR+TXV | 97G2UH045BE12 | 18000 | 17800 | 16.4 | 13.5 | 8.1 | 2.04 | 62 | 48 | 213859071
ALLIED | 4HP17L36P-**A | EAH1P51C+TDR+TXV | 97G2UH110CV20 | 36000 | 33600 | 16.2 | 13 | 8.1 | 2.18 | 66 | 52 | 213858982
ALLIED | 4HP17L48P-**A | EAH1P60D+TDR+TXV | 97G2UH135DV20 | 48000 | 46000 | 15.2 | 12.5 | 8.1 | 2.18 | 67 | 53 | 213859046
ALLIED | 4HP17L18P-**A | EAC4X24B+TDR | 97G2UH070BV12 | 18000 | 17400 | 16.4 | 13.5 | 8.1 | 2.06 | 63 | 49 | 213858940
ALLIED | 4HP17L18P-**A | EAH1P24B+TDR+TXV | 97G2UH070BV12 | 18000 | 18000 | 16.4 | 13.5 | 8.1 | 2.07 | 62 | 48 | 213858938
ALLIED | 4HP17L18P-**A | EA(C;U)1P24B+TDR+TXV | 97G2UH070BV12 | 18000 | 17400 | 16.4 | 13.5 | 8.1 | 2.06 | 63 | 49 | 213858936
ALLIED | 4HP17L18P-**A | EAC4X24B+TDR | 97G2UH045BV12 | 18000 | 17400 | 16 | 13.5 | 8.1 | 2.03 | 63 | 49 | 213858934
ARMSTRONG AIR | 4SHP17LE136P-**A | EAH1P42B+TDR+TXV | A97UH2E045B12 | 36000 | 33400 | 15.8 | 13 | 8.1 | 2.24 | 68 | 56 | 213857829
AIREASE | 4SHP17LE118P-**A | EAH1P24B+TDR+TXV | A97UH2E045B12 | 18000 | 17800 | 16.4 | 13.5 | 8.1 | 2.04 | 62 | 48 | 213857996
DUCANE | 4HP17L30P-**A | EAH1P36C+TDR+TXV | 97G2UH110CE20 | 29400 | 28800 | 15.6 | 12.5 | 8.5 | 2.24 | 65 | 51 | 213857937
DUCANE | 4HP17L36P-**A | EAH1P42B+TDR+TXV | 97G2UH070BV12 | 36000 | 33800 | 15.6 | 13 | 8.1 | 2.26 | 69 | 56 | 213858195
ARMSTRONG AIR | 4SHP22LX124P-**A | EAD4X-42B+TDR | A97DF2E045B12 | 24000 | 24000 | 19 | 13.3 | 9.1 | 1.86 | 64 | 65 | 213857986
DUCANE | 4HP17L30P-**A | EAC4X36B+TDR | 97G2UH045BV12 | 29800 | 28000 | 15.6 | 13 | 8.1 | 2.26 | 66 | 52 | 213858158
DUCANE | 4HP17L30P-**A | EA(C;U)1P36B+TDR+TXV | 97G2UH045BV12 | 29800 | 28000 | 15.6 | 13 | 8.1 | 2.26 | 66 | 52 | 213858153
Breeze33 | 4HP17L18P-**A | EAH1P24B+TDR+TXV | 97G2UH045BV12 | 18000 | 18000 | 16.4 | 13.5 | 8.1 | 2.03 | 62 | 48 | 213859422
Breeze33 | 4HP17L18P-**A | EA(C;U)1P24B+TDR+TXV | 97G2UH045BV12 | 18000 | 17400 | 16 | 13.5 | 8.1 | 2.03 | 63 | 49 | 213859420
Breeze33 | 4HP17L30P-**A | EA(C;U)1P36B+TDR+TXV | 97G2UH070BV12 | 30000 | 28000 | 16 | 13 | 8.1 | 2.28 | 66 | 52 | 213859450
ALLIED | 4HP17L24P-**A | EAD4X-30/36B+TDR | 97G2DF045BE12 | 23600 | 22600 | 15.4 | 13 | 8.1 | 1.96 | 65 | 50 | 213858917
ALLIED | 4HP17L18P-**A | EAD4X-30/36B+TDR | 97G2DF045BE12 | 18000 | 18000 | 16 | 13.5 | 8.3 | 1.96 | 64 | 50 | 213858913
ALLIED | 4HP17L36P-**A | EAH1P42C+TDR+TXV | 97G2UH110CV20 | 36000 | 33600 | 16.2 | 13.5 | 8.1 | 2.2 | 67 | 54 | 213858984
ALLIED | 4HP17L48P-**A | EAC4X48C+TDR | 97G2UH110CE20 | 46500 | 45000 | 15.2 | 12.5 | 8.1 | 2.18 | 67 | 54 | 213858898
ALLIED | 4HP17L48P-**A | EAH1P51C+TDR+TXV | 97G2UH110CE20 | 47000 | 45000 | 15.2 | 12.5 | 8.1 | 2.28 | 69 | 56 | 213858897
ALLIED | 4HP17L48P-**A | EA(C;U)1P60C+TDR+TXV | 97G2UH110CE20 | 48000 | 46000 | 15.4 | 12.5 | 8.1 | 2.38 | 68 | 56 | 213858895
ROYALTON | 4HP17L36P-**A | EAH1P51C+TDR+TXV | 97G2UH090CV20 | 36000 | 33800 | 16 | 13 | 8.1 | 2.16 | 66 | 53 | 213859223
ROYALTON | 4HP17L30P-**A | EA(C;U)1P36B+TDR+TXV | 97G2UH070BV12 | 30000 | 28000 | 16 | 13 | 8.1 | 2.28 | 66 | 52 | 213859205
ROYALTON | 4HP17L30P-**A | EA(C;U)1P36B+TDR+TXV | 97G2UH045BV12 | 29800 | 28000 | 15.6 | 13 | 8.1 | 2.26 | 66 | 52 | 213859198
ROYALTON | 4HP17L48P-**A | EA(C;U)1P60C+TDR+TXV | 97G2UH110CE20 | 48000 | 46000 | 15.4 | 12.5 | 8.1 | 2.38 | 68 | 56 | 213859140
ROYALTON | 4HP17L48P-**A | EA(C;U)1P49C+TDR+TXV | 97G2UH110CE20 | 47500 | 45000 | 15.2 | 12.5 | 8.1 | 2.24 | 69 | 56 | 213859138
ROYALTON | 4HP17L48P-**A | EA(C;U)1P48C+TDR+TXV | 97G2UH110CE20 | 46500 | 45000 | 15.2 | 12.5 | 8.1 | 2.18 | 67 | 54 | 213859137
ALLIED | 4HP17L30P-**A | EAD4X-42B+TDR | 97G2DF045BE12 | 29400 | 29800 | 15.6 | 13 | 8.5 | 1.92 | 65 | 51 | 213858920
ALLIED | 4HP17L48P-**A | EAC4X49C+TDR | 97G2UH110CE20 | 47500 | 45000 | 15.2 | 12.5 | 8.1 | 2.24 | 69 | 56 | 213858899
ROYALTON | 4HP17L36P-**A | EAH1P42C+TDR+TXV | 97G2UH110CV20 | 36000 | 33600 | 16.2 | 13.5 | 8.1 | 2.2 | 67 | 54 | 213859229
ROYALTON | 4HP17L36P-**A | EAH1P51C+TDR+TXV | 97G2UH110CV20 | 36000 | 33600 | 16.2 | 13 | 8.1 | 2.18 | 66 | 52 | 213859227
ROYALTON | 4HP17L36P-**A | EAH1P42C+TDR+TXV | 97G2UH090CV20 | 36000 | 33800 | 16 | 13 | 8.1 | 2.18 | 67 | 54 | 213859225
ROYALTON | 4HP17L36P-**A | EAH1P42B+TDR+TXV | 97G2UH070BV12 | 36000 | 33800 | 15.6 | 13 | 8.1 | 2.26 | 69 | 56 | 213859217
ALLIED | 4HP17L36P-**A | EAH1P42C+TDR+TXV | 97G2UH090CV20 | 36000 | 33800 | 16 | 13 | 8.1 | 2.18 | 67 | 54 | 213858980
ALLIED | 4HP17L36P-**A | EAH1P42B+TDR+TXV | 97G2UH045BE12 | 36000 | 33400 | 15.8 | 13 | 8.1 | 2.24 | 68 | 56 | 213858864
ALLIED | 4HP17L18P-**A | EAH1P24B+TDR+TXV | 97G2UH045BV12 | 18000 | 18000 | 16.4 | 13.5 | 8.1 | 2.03 | 62 | 48 | 213858932
ALLIED | 4HP17L18P-**A | EA(C;U)1P24B+TDR+TXV | 97G2UH045BV12 | 18000 | 17400 | 16 | 13.5 | 8.1 | 2.03 | 63 | 49 | 213858930
ROYALTON | 4HP17L48P-**A | EAC4X60C+TDR | 97G2UH110CE20 | 48000 | 46000 | 15.4 | 12.5 | 8.1 | 2.38 | 68 | 56 | 213859146
ROYALTON | 4HP17L48P-**A | EAH1P51C+TDR+TXV | 97G2UH110CE20 | 47000 | 45000 | 15.2 | 12.5 | 8.1 | 2.28 | 69 | 56 | 213859142
ALLIED | 4HP17L30P-**A | EAC4X36B+TDR | 97G2UH045BE12 | 29400 | 27800 | 15.8 | 13 | 8.1 | 2.26 | 65 | 52 | 213858850
ALLIED | 4HP17L30P-**A | EAH1P36C+TDR+TXV | 97G2UH110CE20 | 29400 | 28800 | 15.6 | 12.5 | 8.5 | 2.24 | 65 | 51 | 213858848
ALLIED | 4HP17L30P-**A | EA(C;U)1P36B+TDR+TXV | 97G2UH045BE12 | 29400 | 27800 | 15.8 | 13 | 8.1 | 2.26 | 65 | 52 | 213858847
ROYALTON | 4HP17L18P-**A | EAD4X-30/36B+TDR | 97G2DF045BE12 | 18000 | 18000 | 16 | 13.5 | 8.3 | 1.96 | 64 | 50 | 213859158
ARMSTRONG AIR | 4SHP17LE130P-**A | EAD4X-42B+TDR | A97DF2E045B12 | 29400 | 29800 | 15.6 | 13 | 8.5 | 1.92 | 65 | 51 | 213857965
ARMSTRONG AIR | 4SHP17LE124P-**A | EAD4X-30/36B+TDR | A97DF2E045B12 | 23600 | 22600 | 15.4 | 13 | 8.1 | 1.96 | 65 | 50 | 213857959
DUCANE | 4HP17L36P-**A | EAH1P42B+TDR+TXV | 97G2UH045BV12 | 36000 | 34000 | 15.4 | 12.5 | 8.1 | 2.22 | 68 | 56 | 213858187
ARMSTRONG AIR | 4SHP17LE130P-**A | EAH1P36C+TDR+TXV | A97UH2E110C20 | 29400 | 28800 | 15.6 | 12.5 | 8.5 | 2.24 | 65 | 51 | 213857813
DUCANE | 4HP17L30P-**A | EAH1P36C+TDR+TXV | 97G2UH110CV20 | 30000 | 29200 | 15.2 | 12.5 | 8.5 | 2.22 | 66 | 52 | 213858178
DUCANE | 4HP17L30P-**A | EA(C;U)1P36B+TDR+TXV | 97G2UH070BV12 | 30000 | 28000 | 16 | 13 | 8.1 | 2.28 | 66 | 52 | 213858169
AIREASE | 4SHP22LX124P-**A | EAH1P30B+TDR+TXV | A97UH2E045B12 | 23800 | 22800 | 20 | 12.5 | 8.2 | 1.98 | 64 | 68 | 213858168
DUCANE | 4HP17L30P-**A | EAC4X36B+TDR | 97G2UH070BV12 | 30000 | 28000 | 16 | 13 | 8.1 | 2.28 | 66 | 52 | 213858167
AIREASE | 4SHP22LX124P-**A | EAC4X30B+TDR | A97UH2E045B12 | 24000 | 23600 | 19.5 | 12.5 | 8.5 | 1.94 | 61 | 69 | 213858166
AIREASE | 4SHP22LX124P-**A | EAC4X24B+TDR | A97UH2E045B12 | 24000 | 23800 | 20.5 | 13.5 | 8.5 | 1.9 | 62 | 66 | 213858165
AIREASE | 4SHP22LX124P-**A | EA(C;U)1P30B+TDR+TXV | A97UH2E045B12 | 24000 | 23600 | 19.5 | 12.5 | 8.5 | 1.94 | 61 | 69 | 213858163
ARMSTRONG AIR | 4SHP17LE130P-**A | EA(C;U)1P36B+TDR+TXV | A97UH2E045B12 | 29400 | 27800 | 15.8 | 13 | 8.1 | 2.26 | 65 | 52 | 213857812
ARMSTRONG AIR | 4SHP17LE136P-**A | EAD4X-48C+TDR | A97DF2E110C20 | 36000 | 35800 | 16 | 13 | 8.6 | 2.08 | 66 | 53 | 213857971
ROYALTON | 4HP17L36P-**A | EAH1P42B+TDR+TXV | 97G2UH045BE12 | 36000 | 33400 | 15.8 | 13 | 8.1 | 2.24 | 68 | 56 | 213859109
Breeze33 | 4HP17L36P-**A | EAD4X-48C+TDR | 97G2DF110CE20 | 36000 | 35800 | 16 | 13 | 8.6 | 2.08 | 66 | 53 | 213859413
AC PRO | 4HP17L18P-**A | EAD4X-30/36B+TDR | 97G2DF070BV16 | 18000 | 18000 | 15.4 | 13 | 8.4 | 2.08 | 67 | 54 | 213858813
ROYALTON | 4HP17L48P-**A | EAC4X49C+TDR | 97G2UH110CE20 | 47500 | 45000 | 15.2 | 12.5 | 8.1 | 2.24 | 69 | 56 | 213859144
ROYALTON | 4HP17L48P-**A | EAC4X48C+TDR | 97G2UH110CE20 | 46500 | 45000 | 15.2 | 12.5 | 8.1 | 2.18 | 67 | 54 | 213859143
ROYALTON | 4HP17L30P-**A | EAD4X-42B+TDR | 97G2DF045BE12 | 29400 | 29800 | 15.6 | 13 | 8.5 | 1.92 | 65 | 51 | 213859165
ROYALTON | 4HP17L24P-**A | EAD4X-30/36B+TDR | 97G2DF045BE12 | 23600 | 22600 | 15.4 | 13 | 8.1 | 1.96 | 65 | 50 | 213859162
ALLIED | 4HP17L48P-**A | EAC4X60C+TDR | 97G2UH110CE20 | 48000 | 46000 | 15.4 | 12.5 | 8.1 | 2.38 | 68 | 56 | 213858901
ALLIED | 4HP17L36P-**A | EAH1P51C+TDR+TXV | 97G2UH090CV20 | 36000 | 33800 | 16 | 13 | 8.1 | 2.16 | 66 | 53 | 213858978
ROYALTON | 4HP17L18P-**A | EA(C;U)1P24B+TDR+TXV | 97G2UH070BV12 | 18000 | 17400 | 16.4 | 13.5 | 8.1 | 2.06 | 63 | 49 | 213859181
ROYALTON | 4HP17L18P-**A | EAH1P24B+TDR+TXV | 97G2UH045BV12 | 18000 | 18000 | 16.4 | 13.5 | 8.1 | 2.03 | 62 | 48 | 213859177
ROYALTON | 4HP17L48P-**A | EAC4X60C+TDR | 97G2UH090CV12 | 48000 | 46000 | 15.2 | 12.5 | 8.1 | 2.36 | 68 | 55 | 213859269
ROYALTON | 4HP17L48P-**A | EAC4X49C+TDR | 97G2UH090CV12 | 47500 | 45000 | 15.2 | 12.5 | 8.1 | 2.22 | 68 | 56 | 213859267
ROYALTON | 4HP17L48P-**A | EAH1P51C+TDR+TXV | 97G2UH090CV12 | 47000 | 45000 | 15.2 | 12.5 | 8.1 | 2.28 | 69 | 56 | 213859265
ROYALTON | 4HP17L48P-**A | EA(C;U)1P60C+TDR+TXV | 97G2UH090CV12 | 48000 | 46000 | 15.2 | 12.5 | 8.1 | 2.36 | 68 | 55 | 213859263
ROYALTON | 4HP17L48P-**A | EA(C;U)1P49C+TDR+TXV | 97G2UH090CV12 | 47500 | 45000 | 15.2 | 12.5 | 8.1 | 2.22 | 68 | 56 | 213859262
ALLIED | 4HP17L36P-**A | EAH1P42B+TDR+TXV | 97G2UH045BV12 | 36000 | 34000 | 15.4 | 12.5 | 8.1 | 2.22 | 68 | 56 | 213858968
ALLIED | 4HP17L36P-**A | EAD4X-48C+TDR | 97G2DF090CV20 | 35600 | 35800 | 15.8 | 12.5 | 8.6 | 2.08 | 66 | 53 | 213859064
ALLIED | 4HP17L18P-**A | EAD4X-30/36B+TDR | 97G2DF070BV16 | 18000 | 18000 | 15.4 | 13 | 8.4 | 2.08 | 67 | 54 | 213859058
ROYALTON | 4HP17L30P-**A | EAC4X36B+TDR | 97G2UH045BE12 | 29400 | 27800 | 15.8 | 13 | 8.1 | 2.26 | 65 | 52 | 213859095
DUCANE | 4HP17L18P-**A | EAH1P24B+TDR+TXV | 97G2UH045BE12 | 18000 | 17800 | 16.4 | 13.5 | 8.1 | 2.04 | 62 | 48 | 213857895
ARMSTRONG AIR | 4SHP22LX124P-**A | EAH1P30B+TDR+TXV | A97UH2E045B12 | 23800 | 22800 | 20 | 12.5 | 8.2 | 1.98 | 64 | 68 | 213857882
ARMSTRONG AIR | 4SHP22LX124P-**A | EAC4X30B+TDR | A97UH2E045B12 | 24000 | 23600 | 19.5 | 12.5 | 8.5 | 1.94 | 61 | 69 | 213857881
ARMSTRONG AIR | 4SHP22LX124P-**A | EAC4X24B+TDR | A97UH2E045B12 | 24000 | 23800 | 20.5 | 13.5 | 8.5 | 1.9 | 62 | 66 | 213857880
ARMSTRONG AIR | 4SHP22LX124P-**A | EA(C;U)1P30B+TDR+TXV | A97UH2E045B12 | 24000 | 23600 | 19.5 | 12.5 | 8.5 | 1.94 | 61 | 69 | 213857879
ARMSTRONG AIR | 4SHP22LX124P-**A | EA(C;U)1P24B+TDR+TXV | A97UH2E045B12 | 24000 | 23800 | 20.5 | 13.5 | 8.5 | 1.9 | 62 | 66 | 213857878
AIREASE | 4SHP17LE130P-**A | EAD4X-42B+TDR | A97DF2E045B12 | 29400 | 29800 | 15.6 | 13 | 8.5 | 1.92 | 65 | 51 | 213858249
AIREASE | 4SHP17LE124P-**A | EAD4X-30/36B+TDR | A97DF2E045B12 | 23600 | 22600 | 15.4 | 13 | 8.1 | 1.96 | 65 | 50 | 213858244
DUCANE | 4HP17L48P-**A | EAC4X60C+TDR | 97G2UH110CE20 | 48000 | 46000 | 15.4 | 12.5 | 8.1 | 2.38 | 68 | 56 | 213858042
AIREASE | 4SHP17LE130P-**A | EAC4X36B+TDR | A97UH2E045B12 | 29400 | 27800 | 15.8 | 13 | 8.1 | 2.26 | 65 | 52 | 213858043
AIREASE | 4SHP17LE148P-**A | EA(C;U)1P60C+TDR+TXV | A97UH2E110C20 | 48000 | 46000 | 15.4 | 12.5 | 8.1 | 2.38 | 68 | 56 | 213858128
DUCANE | 4HP17L18P-**A | EAC4X24B+TDR | 97G2UH070BV12 | 18000 | 17400 | 16.4 | 13.5 | 8.1 | 2.06 | 63 | 49 | 213858125
AIREASE | 4SHP17LE148P-**A | EA(C;U)1P49C+TDR+TXV | A97UH2E110C20 | 47500 | 45000 | 15.2 | 12.5 | 8.1 | 2.24 | 69 | 56 | 213858124
AIREASE | 4SHP17LE148P-**A | EA(C;U)1P48C+TDR+TXV | A97UH2E110C20 | 46500 | 45000 | 15.2 | 12.5 | 8.1 | 2.18 | 67 | 54 | 213858122
ARMSTRONG AIR | 4SHP17LE148P-**A | EAC4X60C+TDR | A97UH2E110C20 | 48000 | 46000 | 15.4 | 12.5 | 8.1 | 2.38 | 68 | 56 | 213857866
ARMSTRONG AIR | 4SHP17LE148P-**A | EAC4X49C+TDR | A97UH2E110C20 | 47500 | 45000 | 15.2 | 12.5 | 8.1 | 2.24 | 69 | 56 | 213857864
ALLIED | 4HP17L48P-**A | EA(C;U)1P60C+TDR+TXV | 97G2UH090CV12 | 48000 | 46000 | 15.2 | 12.5 | 8.1 | 2.36 | 68 | 55 | 213859018
ALLIED | 4HP17L48P-**A | EA(C;U)1P49C+TDR+TXV | 97G2UH090CV12 | 47500 | 45000 | 15.2 | 12.5 | 8.1 | 2.22 | 68 | 56 | 213859017
ROYALTON | 4HP17L30P-**A | EA(C;U)1P36B+TDR+TXV | 97G2UH045BE12 | 29400 | 27800 | 15.8 | 13 | 8.1 | 2.26 | 65 | 52 | 213859092
ROYALTON | 4HP17L18P-**A | EAC4X24B+TDR | 97G2UH070BV12 | 18000 | 17400 | 16.4 | 13.5 | 8.1 | 2.06 | 63 | 49 | 213859185
ROYALTON | 4HP17L18P-**A | EAH1P24B+TDR+TXV | 97G2UH070BV12 | 18000 | 18000 | 16.4 | 13.5 | 8.1 | 2.07 | 62 | 48 | 213859183
ROYALTON | 4HP17L18P-**A | EAC4X24B+TDR | 97G2UH045BV12 | 18000 | 17400 | 16 | 13.5 | 8.1 | 2.03 | 63 | 49 | 213859179
ROYALTON | 4HP17L18P-**A | EA(C;U)1P24B+TDR+TXV | 97G2UH045BV12 | 18000 | 17400 | 16 | 13.5 | 8.1 | 2.03 | 63 | 49 | 213859175
ALLIED | 4HP17L36P-**A | EAH1P42B+TDR+TXV | 97G2UH070BV12 | 36000 | 33800 | 15.6 | 13 | 8.1 | 2.26 | 69 | 56 | 213858972
ALLIED | 4HP17L36P-**A | EAD4X-48C+TDR | 97G2DF110CV20 | 35600 | 35800 | 15.8 | 12.5 | 8.6 | 2.08 | 66 | 53 | 213859065
ALLIED | 4HP17L24P-**A | EAD4X-30/36B+TDR | 97G2DF070BV16 | 23400 | 22600 | 15.4 | 12.5 | 8.1 | 1.98 | 65 | 51 | 213859059
ALLIED | 4HP17L18P-**A | EAH1P24B+TDR+TXV | 97G2UH045BE12 | 18000 | 17800 | 16.4 | 13.5 | 8.1 | 2.04 | 62 | 48 | 213858826
ROYALTON | 4HP17L36P-**A | EAD4X-48C+TDR | 97G2DF110CE20 | 36000 | 35800 | 16 | 13 | 8.6 | 2.08 | 66 | 53 | 213859168
ROYALTON | 4HP17L30P-**A | EAC4X36B+TDR | 97G2UH070BV12 | 30000 | 28000 | 16 | 13 | 8.1 | 2.28 | 66 | 52 | 213859204
ROYALTON | 4HP17L30P-**A | EAC4X36B+TDR | 97G2UH045BV12 | 29800 | 28000 | 15.6 | 13 | 8.1 | 2.26 | 66 | 52 | 213859200
ALLIED | 4HP17L36P-**A | EAD4X-48C+TDR | 97G2DF110CE20 | 36000 | 35800 | 16 | 13 | 8.6 | 2.08 | 66 | 53 | 213858923
AC PRO | 4HP17L36P-**A | EAD4X-48C+TDR | 97G2DF110CV20 | 35600 | 35800 | 15.8 | 12.5 | 8.6 | 2.08 | 66 | 53 | 213858820
AC PRO | 4HP17L36P-**A | EAD4X-48C+TDR | 97G2DF090CV20 | 35600 | 35800 | 15.8 | 12.5 | 8.6 | 2.08 | 66 | 53 | 213858819
AC PRO | 4HP17L24P-**A | EAD4X-30/36B+TDR | 97G2DF070BV16 | 23400 | 22600 | 15.4 | 12.5 | 8.1 | 1.98 | 65 | 51 | 213858814
ALLIED | 4HP17L30P-**A | EAC4X36B+TDR | 97G2UH045BV12 | 29800 | 28000 | 15.6 | 13 | 8.1 | 2.26 | 66 | 52 | 213858955
ALLIED | 4HP17L30P-**A | EA(C;U)1P36B+TDR+TXV | 97G2UH045BV12 | 29800 | 28000 | 15.6 | 13 | 8.1 | 2.26 | 66 | 52 | 213858953
ALLIED | 4HP17L48P-**A | EAH1P51C+TDR+TXV | 97G2UH090CV12 | 47000 | 45000 | 15.2 | 12.5 | 8.1 | 2.28 | 69 | 56 | 213859020
ROYALTON | 4HP17L30P-**A | EAH1P36C+TDR+TXV | 97G2UH110CE20 | 29400 | 28800 | 15.6 | 12.5 | 8.5 | 2.24 | 65 | 51 | 213859093
ALLIED | 4HP17L48P-**A | EAC4X60C+TDR | 97G2UH090CV12 | 48000 | 46000 | 15.2 | 12.5 | 8.1 | 2.36 | 68 | 55 | 213859024
ARMSTRONG AIR | 4SHP17LE148P-**A | EAC4X48C+TDR | A97UH2E110C20 | 46500 | 45000 | 15.2 | 12.5 | 8.1 | 2.18 | 67 | 54 | 213857863
ARMSTRONG AIR | 4SHP17LE148P-**A | EAH1P51C+TDR+TXV | A97UH2E110C20 | 47000 | 45000 | 15.2 | 12.5 | 8.1 | 2.28 | 69 | 56 | 213857862
AIREASE | 4SHP17LE136P-**A | EAD4X-48C+TDR | A97DF2E110C20 | 36000 | 35800 | 16 | 13 | 8.6 | 2.08 | 66 | 53 | 213858255
DUCANE | 4HP17L48P-**A | EAC4X49C+TDR | 97G2UH090CV12 | 47500 | 45000 | 15.2 | 12.5 | 8.1 | 2.22 | 68 | 56 | 213858287
ARMSTRONG AIR | 4SHP17LE118P-**A | EAH1P24B+TDR+TXV | A97UH2E045B12 | 18000 | 17800 | 16.4 | 13.5 | 8.1 | 2.04 | 62 | 48 | 213857791
ARMSTRONG AIR | 4SHP17LE148P-**A | EA(C;U)1P49C+TDR+TXV | A97UH2E110C20 | 47500 | 45000 | 15.2 | 12.5 | 8.1 | 2.24 | 69 | 56 | 213857858
ARMSTRONG AIR | 4SHP17LE148P-**A | EA(C;U)1P48C+TDR+TXV | A97UH2E110C20 | 46500 | 45000 | 15.2 | 12.5 | 8.1 | 2.18 | 67 | 54 | 213857857
AIREASE | 4SHP17LE148P-**A | EAC4X49C+TDR | A97UH2E110C20 | 47500 | 45000 | 15.2 | 12.5 | 8.1 | 2.24 | 69 | 56 | 213858135
AIREASE | 4SHP17LE148P-**A | EAC4X48C+TDR | A97UH2E110C20 | 46500 | 45000 | 15.2 | 12.5 | 8.1 | 2.18 | 67 | 54 | 213858133
AIREASE | 4SHP17LE148P-**A | EAH1P51C+TDR+TXV | A97UH2E110C20 | 47000 | 45000 | 15.2 | 12.5 | 8.1 | 2.28 | 69 | 56 | 213858132
DUCANE | 4HP17L18P-**A | EAH1P24B+TDR+TXV | 97G2UH070BV12 | 18000 | 18000 | 16.4 | 13.5 | 8.1 | 2.07 | 62 | 48 | 213858120
DUCANE | 4HP17L18P-**A | EA(C;U)1P24B+TDR+TXV | 97G2UH070BV12 | 18000 | 17400 | 16.4 | 13.5 | 8.1 | 2.06 | 63 | 49 | 213858116
DUCANE | 4HP17L24P-**A | EAD4X-30/36B+TDR | 97G2DF045BE12 | 23600 | 22600 | 15.4 | 13 | 8.1 | 1.96 | 65 | 50 | 213858076
AIREASE | 4SHP17LE130P-**A | EAH1P36C+TDR+TXV | A97UH2E110C20 | 29400 | 28800 | 15.6 | 12.5 | 8.5 | 2.24 | 65 | 51 | 213858039
Breeze33 | 4HP17L36P-**A | EAH1P42C+TDR+TXV | 97G2UH110CV20 | 36000 | 33600 | 16.2 | 13.5 | 8.1 | 2.2 | 67 | 54 | 213859474
Breeze33 | 4HP17L30P-**A | EAC4X36B+TDR | 97G2UH070BV12 | 30000 | 28000 | 16 | 13 | 8.1 | 2.28 | 66 | 52 | 213859449
Breeze33 | 4HP17L18P-**A | EA(C;U)1P24B+TDR+TXV | 97G2UH070BV12 | 18000 | 17400 | 16.4 | 13.5 | 8.1 | 2.06 | 63 | 49 | 213859426
Breeze33 | 4HP17L30P-**A | EAC4X36B+TDR | 97G2UH045BE12 | 29400 | 27800 | 15.8 | 13 | 8.1 | 2.26 | 65 | 52 | 213859340
Breeze33 | 4HP17L30P-**A | EAH1P36C+TDR+TXV | 97G2UH110CE20 | 29400 | 28800 | 15.6 | 12.5 | 8.5 | 2.24 | 65 | 51 | 213859338
Breeze33 | 4HP17L36P-**A | EAD4X-48C+TDR | 97G2DF090CV20 | 35600 | 35800 | 15.8 | 12.5 | 8.6 | 2.08 | 66 | 53 | 213859554
Breeze33 | 4HP17L30P-**A | EA(C;U)1P36B+TDR+TXV | 97G2UH045BE12 | 29400 | 27800 | 15.8 | 13 | 8.1 | 2.26 | 65 | 52 | 213859337
Breeze33 | 4HP17L24P-**A | EAD4X-30/36B+TDR | 97G2DF070BV16 | 23400 | 22600 | 15.4 | 12.5 | 8.1 | 1.98 | 65 | 51 | 213859549
Breeze33 | 4HP17L18P-**A | EAD4X-30/36B+TDR | 97G2DF070BV16 | 18000 | 18000 | 15.4 | 13 | 8.4 | 2.08 | 67 | 54 | 213859548
Breeze33 | 4HP17L48P-**A | EA(C;U)1P60C+TDR+TXV | 97G2UH110CE20 | 48000 | 46000 | 15.4 | 12.5 | 8.1 | 2.38 | 68 | 56 | 213859385
DUCANE | 4HP17L48P-**A | EAC4X49C+TDR | 97G2UH110CE20 | 47500 | 45000 | 15.2 | 12.5 | 8.1 | 2.24 | 69 | 56 | 213858038
DUCANE | 4HP17L48P-**A | EAH1P51C+TDR+TXV | 97G2UH110CE20 | 47000 | 45000 | 15.2 | 12.5 | 8.1 | 2.28 | 69 | 56 | 213858034
AIREASE | 4SHP17LE136P-**A | EAH1P42B+TDR+TXV | A97UH2E045B12 | 36000 | 33400 | 15.8 | 13 | 8.1 | 2.24 | 68 | 56 | 213858069
DUCANE | 4HP17L18P-**A | EAD4X-30/36B+TDR | 97G2DF045BE12 | 18000 | 18000 | 16 | 13.5 | 8.3 | 1.96 | 64 | 50 | 213858068
AC PRO | 4HP17L30P-**A | EA(C;U)1P36B+TDR+TXV | 97G2UH045BE12 | 29400 | 27800 | 15.8 | 13 | 8.1 | 2.26 | 65 | 52 | 213858602
CONCORD | 4HP17L18P-**A | EAH1P24B+TDR+TXV | 97G2UH070BV12 | 18000 | 18000 | 16.4 | 13.5 | 8.1 | 2.07 | 62 | 48 | 213858448
DUCANE | 4HP17L48P-**A | EAH1P60D+TDR+TXV | 97G2UH135DV20 | 48000 | 46000 | 15.2 | 12.5 | 8.1 | 2.18 | 67 | 53 | 213858311
CONCORD | 4HP17L36P-**A | EAH1P42B+TDR+TXV | 97G2UH045BE12 | 36000 | 33400 | 15.8 | 13 | 8.1 | 2.24 | 68 | 56 | 213858374
AC PRO | 4HP17L48P-**A | EAH1P60D+TDR+TXV | 97G2UH135DV20 | 48000 | 46000 | 15.2 | 12.5 | 8.1 | 2.18 | 67 | 53 | 213858801
ALLIED | 4HP17L48P-**A | EAC4X49C+TDR | 97G2UH090CV12 | 47500 | 45000 | 15.2 | 12.5 | 8.1 | 2.22 | 68 | 56 | 213859022
ALLIED | 4HP17L30P-**A | EAH1P36C+TDR+TXV | 97G2UH110CV20 | 30000 | 29200 | 15.2 | 12.5 | 8.5 | 2.22 | 66 | 52 | 213858964
CONCORD | 4HP17L36P-**A | EAH1P42B+TDR+TXV | 97G2UH045BV12 | 36000 | 34000 | 15.4 | 12.5 | 8.1 | 2.22 | 68 | 56 | 213858478
AC PRO | 4HP17L18P-**A | EAD4X-30/36B+TDR | 97G2DF045BE12 | 18000 | 18000 | 16 | 13.5 | 8.3 | 1.96 | 64 | 50 | 213858668
AC PRO | 4HP17L48P-**A | EA(C;U)1P60C+TDR+TXV | 97G2UH090CV12 | 48000 | 46000 | 15.2 | 12.5 | 8.1 | 2.36 | 68 | 55 | 213858773
AC PRO | 4HP17L48P-**A | EA(C;U)1P49C+TDR+TXV | 97G2UH090CV12 | 47500 | 45000 | 15.2 | 12.5 | 8.1 | 2.22 | 68 | 56 | 213858772
AC PRO | 4HP17L48P-**A | EAC4X49C+TDR | 97G2UH110CE20 | 47500 | 45000 | 15.2 | 12.5 | 8.1 | 2.24 | 69 | 56 | 213858654
ROYALTON | 4HP17L30P-**A | EAH1P36C+TDR+TXV | 97G2UH110CV20 | 30000 | 29200 | 15.2 | 12.5 | 8.5 | 2.22 | 66 | 52 | 213859209
ROYALTON | 4HP17L30P-**A | EAH1P36C+TDR+TXV | 97G2UH090CV12 | 28800 | 28200 | 15.6 | 12.5 | 8.3 | 2.22 | 66 | 52 | 213859207
ALLIED | 4HP17L48P-**A | EA(C;U)1P49C+TDR+TXV | 97G2UH110CE20 | 47500 | 45000 | 15.2 | 12.5 | 8.1 | 2.24 | 69 | 56 | 213858893
ALLIED | 4HP17L48P-**A | EA(C;U)1P48C+TDR+TXV | 97G2UH110CE20 | 46500 | 45000 | 15.2 | 12.5 | 8.1 | 2.18 | 67 | 54 | 213858892
ALLIED | 4HP17L30P-**A | EAH1P36C+TDR+TXV | 97G2UH090CV12 | 28800 | 28200 | 15.6 | 12.5 | 8.3 | 2.22 | 66 | 52 | 213858962
ALLIED | 4HP17L30P-**A | EA(C;U)1P36B+TDR+TXV | 97G2UH070BV12 | 30000 | 28000 | 16 | 13 | 8.1 | 2.28 | 66 | 52 | 213858960
ALLIED | 4HP17L30P-**A | EAC4X36B+TDR | 97G2UH070BV12 | 30000 | 28000 | 16 | 13 | 8.1 | 2.28 | 66 | 52 | 213858959
AC PRO | 4HP17L18P-**A | EAH1P24B+TDR+TXV | 97G2UH045BE12 | 18000 | 17800 | 16.4 | 13.5 | 8.1 | 2.04 | 62 | 48 | 213858581
AC PRO | 4HP17L30P-**A | EAH1P36C+TDR+TXV | 97G2UH110CV20 | 30000 | 29200 | 15.2 | 12.5 | 8.5 | 2.22 | 66 | 52 | 213858719
AC PRO | 4HP17L30P-**A | EAH1P36C+TDR+TXV | 97G2UH090CV12 | 28800 | 28200 | 15.6 | 12.5 | 8.3 | 2.22 | 66 | 52 | 213858717
AC PRO | 4HP17L30P-**A | EA(C;U)1P36B+TDR+TXV | 97G2UH070BV12 | 30000 | 28000 | 16 | 13 | 8.1 | 2.28 | 66 | 52 | 213858715
AC PRO | 4HP17L30P-**A | EAC4X36B+TDR | 97G2UH070BV12 | 30000 | 28000 | 16 | 13 | 8.1 | 2.28 | 66 | 52 | 213858714
CONCORD | 4HP17L36P-**A | EAH1P51C+TDR+TXV | 97G2UH090CV20 | 36000 | 33800 | 16 | 13 | 8.1 | 2.16 | 66 | 53 | 213858488
CONCORD | 4HP17L36P-**A | EAH1P42B+TDR+TXV | 97G2UH070BV12 | 36000 | 33800 | 15.6 | 13 | 8.1 | 2.26 | 69 | 56 | 213858482
CONCORD | 4HP17L30P-**A | EAH1P36C+TDR+TXV | 97G2UH110CV20 | 30000 | 29200 | 15.2 | 12.5 | 8.5 | 2.22 | 66 | 52 | 213858474
AC PRO | 4HP17L24P-**A | EAD4X-30/36B+TDR | 97G2DF045BE12 | 23600 | 22600 | 15.4 | 13 | 8.1 | 1.96 | 65 | 50 | 213858672
AC PRO | 4HP17L48P-**A | EAC4X48C+TDR | 97G2UH110CE20 | 46500 | 45000 | 15.2 | 12.5 | 8.1 | 2.18 | 67 | 54 | 213858653
AC PRO | 4HP17L48P-**A | EAH1P51C+TDR+TXV | 97G2UH110CE20 | 47000 | 45000 | 15.2 | 12.5 | 8.1 | 2.28 | 69 | 56 | 213858652
AC PRO | 4HP17L48P-**A | EAC4X49C+TDR | 97G2UH090CV12 | 47500 | 45000 | 15.2 | 12.5 | 8.1 | 2.22 | 68 | 56 | 213858777
AC PRO | 4HP17L48P-**A | EA(C;U)1P49C+TDR+TXV | 97G2UH110CE20 | 47500 | 45000 | 15.2 | 12.5 | 8.1 | 2.24 | 69 | 56 | 213858648
AC PRO | 4HP17L48P-**A | EA(C;U)1P48C+TDR+TXV | 97G2UH110CE20 | 46500 | 45000 | 15.2 | 12.5 | 8.1 | 2.18 | 67 | 54 | 213858647
ROYALTON | 4HP17L36P-**A | EAH1P42B+TDR+TXV | 97G2UH045BV12 | 36000 | 34000 | 15.4 | 12.5 | 8.1 | 2.22 | 68 | 56 | 213859213
AC PRO | 4HP17L30P-**A | EAC4X36B+TDR | 97G2UH045BE12 | 29400 | 27800 | 15.8 | 13 | 8.1 | 2.26 | 65 | 52 | 213858605
CONCORD | 4HP17L18P-**A | EAD4X-30/36B+TDR | 97G2DF045BE12 | 18000 | 18000 | 16 | 13.5 | 8.3 | 1.96 | 64 | 50 | 213858423
AC PRO | 4HP17L48P-**A | EAH1P51C+TDR+TXV | 97G2UH090CV12 | 47000 | 45000 | 15.2 | 12.5 | 8.1 | 2.28 | 69 | 56 | 213858775
CONCORD | 4HP17L30P-**A | EAC4X36B+TDR | 97G2UH045BE12 | 29400 | 27800 | 15.8 | 13 | 8.1 | 2.26 | 65 | 52 | 213858360
CONCORD | 4HP17L30P-**A | EA(C;U)1P36B+TDR+TXV | 97G2UH045BE12 | 29400 | 27800 | 15.8 | 13 | 8.1 | 2.26 | 65 | 52 | 213858357
CONCORD | 4HP17L30P-**A | EAH1P36C+TDR+TXV | 97G2UH110CE20 | 29400 | 28800 | 15.6 | 12.5 | 8.5 | 2.24 | 65 | 51 | 213858358
AC PRO | 4HP17L48P-**A | EAC4X60C+TDR | 97G2UH110CE20 | 48000 | 46000 | 15.4 | 12.5 | 8.1 | 2.38 | 68 | 56 | 213858656
AC PRO | 4HP17L48P-**A | EA(C;U)1P60C+TDR+TXV | 97G2UH110CE20 | 48000 | 46000 | 15.4 | 12.5 | 8.1 | 2.38 | 68 | 56 | 213858650
CONCORD | 4HP17L18P-**A | EA(C;U)1P24B+TDR+TXV | 97G2UH045BV12 | 18000 | 17400 | 16 | 13.5 | 8.1 | 2.03 | 63 | 49 | 213858440
CONCORD | 4HP17L36P-**A | EAD4X-48C+TDR | 97G2DF110CE20 | 36000 | 35800 | 16 | 13 | 8.6 | 2.08 | 66 | 53 | 213858433
CONCORD | 4HP17L36P-**A | EAH1P51C+TDR+TXV | 97G2UH110CV20 | 36000 | 33600 | 16.2 | 13 | 8.1 | 2.18 | 66 | 52 | 213858492
AC PRO | 4HP17L30P-**A | EAD4X-42B+TDR | 97G2DF045BE12 | 29400 | 29800 | 15.6 | 13 | 8.5 | 1.92 | 65 | 51 | 213858675
CONCORD | 4HP17L48P-**A | EA(C;U)1P60C+TDR+TXV | 97G2UH110CE20 | 48000 | 46000 | 15.4 | 12.5 | 8.1 | 2.38 | 68 | 56 | 213858405
CONCORD | 4HP17L48P-**A | EA(C;U)1P49C+TDR+TXV | 97G2UH110CE20 | 47500 | 45000 | 15.2 | 12.5 | 8.1 | 2.24 | 69 | 56 | 213858403
CONCORD | 4HP17L48P-**A | EA(C;U)1P60C+TDR+TXV | 97G2UH090CV12 | 48000 | 46000 | 15.2 | 12.5 | 8.1 | 2.36 | 68 | 55 | 213858528
CONCORD | 4HP17L48P-**A | EA(C;U)1P49C+TDR+TXV | 97G2UH090CV12 | 47500 | 45000 | 15.2 | 12.5 | 8.1 | 2.22 | 68 | 56 | 213858527
CONCORD | 4HP17L36P-**A | EAH1P42C+TDR+TXV | 97G2UH110CV20 | 36000 | 33600 | 16.2 | 13.5 | 8.1 | 2.2 | 67 | 54 | 213858494
CONCORD | 4HP17L36P-**A | EAH1P42C+TDR+TXV | 97G2UH090CV20 | 36000 | 33800 | 16 | 13 | 8.1 | 2.18 | 67 | 54 | 213858490
AC PRO | 4HP17L36P-**A | EAD4X-48C+TDR | 97G2DF110CE20 | 36000 | 35800 | 16 | 13 | 8.6 | 2.08 | 66 | 53 | 213858678
CONCORD | 4HP17L48P-**A | EAC4X48C+TDR | 97G2UH110CE20 | 46500 | 45000 | 15.2 | 12.5 | 8.1 | 2.18 | 67 | 54 | 213858408
CONCORD | 4HP17L48P-**A | EAH1P51C+TDR+TXV | 97G2UH110CE20 | 47000 | 45000 | 15.2 | 12.5 | 8.1 | 2.28 | 69 | 56 | 213858407
CONCORD | 4HP17L48P-**A | EA(C;U)1P48C+TDR+TXV | 97G2UH110CE20 | 46500 | 45000 | 15.2 | 12.5 | 8.1 | 2.18 | 67 | 54 | 213858402
AC PRO | 4HP17L36P-**A | EAH1P51C+TDR+TXV | 97G2UH090CV20 | 36000 | 33800 | 16 | 13 | 8.1 | 2.16 | 66 | 53 | 213858733
CONCORD | 4HP17L30P-**A | EAC4X36B+TDR | 97G2UH070BV12 | 30000 | 28000 | 16 | 13 | 8.1 | 2.28 | 66 | 52 | 213858469
AC PRO | 4HP17L18P-**A | EAC4X24B+TDR | 97G2UH070BV12 | 18000 | 17400 | 16.4 | 13.5 | 8.1 | 2.06 | 63 | 49 | 213858695
AC PRO | 4HP17L18P-**A | EAH1P24B+TDR+TXV | 97G2UH070BV12 | 18000 | 18000 | 16.4 | 13.5 | 8.1 | 2.07 | 62 | 48 | 213858693
AC PRO | 4HP17L18P-**A | EA(C;U)1P24B+TDR+TXV | 97G2UH070BV12 | 18000 | 17400 | 16.4 | 13.5 | 8.1 | 2.06 | 63 | 49 | 213858691
AC PRO | 4HP17L18P-**A | EAC4X24B+TDR | 97G2UH045BV12 | 18000 | 17400 | 16 | 13.5 | 8.1 | 2.03 | 63 | 49 | 213858689
CONCORD | 4HP17L18P-**A | EAC4X24B+TDR | 97G2UH070BV12 | 18000 | 17400 | 16.4 | 13.5 | 8.1 | 2.06 | 63 | 49 | 213858450
AC PRO | 4HP17L18P-**A | EAH1P24B+TDR+TXV | 97G2UH045BV12 | 18000 | 18000 | 16.4 | 13.5 | 8.1 | 2.03 | 62 | 48 | 213858687
AC PRO | 4HP17L18P-**A | EA(C;U)1P24B+TDR+TXV | 97G2UH045BV12 | 18000 | 17400 | 16 | 13.5 | 8.1 | 2.03 | 63 | 49 | 213858685
CONCORD | 4HP17L18P-**A | EAH1P24B+TDR+TXV | 97G2UH045BE12 | 18000 | 17800 | 16.4 | 13.5 | 8.1 | 2.04 | 62 | 48 | 213858336
AC PRO | 4HP17L48P-**A | EAC4X60C+TDR | 97G2UH090CV12 | 48000 | 46000 | 15.2 | 12.5 | 8.1 | 2.36 | 68 | 55 | 213858779
DUCANE | 4HP17L36P-**A | EAD4X-48C+TDR | 97G2DF110CV20 | 35600 | 35800 | 15.8 | 12.5 | 8.6 | 2.08 | 66 | 53 | 213858330
DUCANE | 4HP17L36P-**A | EAD4X-48C+TDR | 97G2DF090CV20 | 35600 | 35800 | 15.8 | 12.5 | 8.6 | 2.08 | 66 | 53 | 213858329
CONCORD | 4HP17L48P-**A | EAC4X60C+TDR | 97G2UH090CV12 | 48000 | 46000 | 15.2 | 12.5 | 8.1 | 2.36 | 68 | 55 | 213858534
CONCORD | 4HP17L48P-**A | EAH1P51C+TDR+TXV | 97G2UH090CV12 | 47000 | 45000 | 15.2 | 12.5 | 8.1 | 2.28 | 69 | 56 | 213858530
AC PRO | 4HP17L30P-**A | EA(C;U)1P36B+TDR+TXV | 97G2UH045BV12 | 29800 | 28000 | 15.6 | 13 | 8.1 | 2.26 | 66 | 52 | 213858708
CONCORD | 4HP17L48P-**A | EAC4X60C+TDR | 97G2UH110CE20 | 48000 | 46000 | 15.4 | 12.5 | 8.1 | 2.38 | 68 | 56 | 213858411
CONCORD | 4HP17L48P-**A | EAC4X49C+TDR | 97G2UH110CE20 | 47500 | 45000 | 15.2 | 12.5 | 8.1 | 2.24 | 69 | 56 | 213858409
AC PRO | 4HP17L36P-**A | EAH1P42B+TDR+TXV | 97G2UH045BV12 | 36000 | 34000 | 15.4 | 12.5 | 8.1 | 2.22 | 68 | 56 | 213858723
DUCANE | 4HP17L48P-**A | EA(C;U)1P60C+TDR+TXV | 97G2UH110CE20 | 48000 | 46000 | 15.4 | 12.5 | 8.1 | 2.38 | 68 | 56 | 213858030
DUCANE | 4HP17L30P-**A | EAD4X-42B+TDR | 97G2DF045BE12 | 29400 | 29800 | 15.6 | 13 | 8.5 | 1.92 | 65 | 51 | 213858082
AC PRO | 4HP17L30P-**A | EAH1P36C+TDR+TXV | 97G2UH110CE20 | 29400 | 28800 | 15.6 | 12.5 | 8.5 | 2.24 | 65 | 51 | 213858603
CONCORD | 4HP17L18P-**A | EA(C;U)1P24B+TDR+TXV | 97G2UH070BV12 | 18000 | 17400 | 16.4 | 13.5 | 8.1 | 2.06 | 63 | 49 | 213858446
Breeze33 | 4HP17L30P-**A | EAD4X-42B+TDR | 97G2DF045BE12 | 29400 | 29800 | 15.6 | 13 | 8.5 | 1.92 | 65 | 51 | 213859410
DUCANE | 4HP17L48P-**A | EAC4X48C+TDR | 97G2UH110CE20 | 46500 | 45000 | 15.2 | 12.5 | 8.1 | 2.18 | 67 | 54 | 213858036
AIREASE | 4SHP17LE130P-**A | EA(C;U)1P36B+TDR+TXV | A97UH2E045B12 | 29400 | 27800 | 15.8 | 13 | 8.1 | 2.26 | 65 | 52 | 213858037
DUCANE | 4HP17L30P-**A | EAH1P36C+TDR+TXV | 97G2UH090CV12 | 28800 | 28200 | 15.6 | 12.5 | 8.3 | 2.22 | 66 | 52 | 213858173
ARMSTRONG AIR | 4SHP17LE130P-**A | EAC4X36B+TDR | A97UH2E045B12 | 29400 | 27800 | 15.8 | 13 | 8.1 | 2.26 | 65 | 52 | 213857815
DUCANE | 4HP17L30P-**A | EA(C;U)1P36B+TDR+TXV | 97G2UH045BE12 | 29400 | 27800 | 15.8 | 13 | 8.1 | 2.26 | 65 | 52 | 213857935
ARMSTRONG AIR | 4SHP22LX148P-**A | EAC4X60C+TDR | A97UH2E110C20 | 47500 | 45500 | 18 | 12 | 8.2 | 2.02 | 63 | 55 | 213857938
DUCANE | 4HP17L30P-**A | EAC4X36B+TDR | 97G2UH045BE12 | 29400 | 27800 | 15.8 | 13 | 8.1 | 2.26 | 65 | 52 | 213857941
ARMSTRONG AIR | 4SHP17LE148P-**A | EA(C;U)1P60C+TDR+TXV | A97UH2E110C20 | 48000 | 46000 | 15.4 | 12.5 | 8.1 | 2.38 | 68 | 56 | 213857860
DUCANE | 4HP17L48P-**A | EAH1P51C+TDR+TXV | 97G2UH090CV12 | 47000 | 45000 | 15.2 | 12.5 | 8.1 | 2.28 | 69 | 56 | 213858285
AIREASE | 4SHP17LE148P-**A | EAC4X60C+TDR | A97UH2E110C20 | 48000 | 46000 | 15.4 | 12.5 | 8.1 | 2.38 | 68 | 56 | 213858139
DUCANE | 4HP17L36P-**A | EAH1P42B+TDR+TXV | 97G2UH045BE12 | 36000 | 33400 | 15.8 | 13 | 8.1 | 2.24 | 68 | 56 | 213857968
DUCANE | 4HP17L18P-**A | EAD4X-30/36B+TDR | 97G2DF070BV16 | 18000 | 18000 | 15.4 | 13 | 8.4 | 2.08 | 67 | 54 | 213858323
AIREASE | 4SHP17LE118P-**A | EAD4X-30/36B+TDR | A97DF2E045B12 | 18000 | 18000 | 16 | 13.5 | 8.3 | 1.96 | 64 | 50 | 213858236
DUCANE | 4HP17L24P-**A | EAD4X-30/36B+TDR | 97G2DF070BV16 | 23400 | 22600 | 15.4 | 12.5 | 8.1 | 1.98 | 65 | 51 | 213858324
DUCANE | 4HP17L36P-**A | EAD4X-48C+TDR | 97G2DF110CE20 | 36000 | 35800 | 16 | 13 | 8.6 | 2.08 | 66 | 53 | 213858088
DUCANE | 4HP17L48P-**A | EA(C;U)1P49C+TDR+TXV | 97G2UH110CE20 | 47500 | 45000 | 15.2 | 12.5 | 8.1 | 2.24 | 69 | 56 | 213858026
DUCANE | 4HP17L18P-**A | EA(C;U)1P24B+TDR+TXV | 97G2UH045BV12 | 18000 | 17400 | 16 | 13.5 | 8.1 | 2.03 | 63 | 49 | 213858103
CONCORD | 4HP17L24P-**A | EAD4X-30/36B+TDR | 97G2DF070BV16 | 23400 | 22600 | 15.4 | 12.5 | 8.1 | 1.98 | 65 | 51 | 213858569
AIREASE | 4SHP22LX124P-**A | EA(C;U)1P24B+TDR+TXV | A97UH2E045B12 | 24000 | 23800 | 20.5 | 13.5 | 8.5 | 1.9 | 62 | 66 | 213858161
AC PRO | 4HP17L36P-**A | EAH1P42C+TDR+TXV | 97G2UH090CV20 | 36000 | 33800 | 16 | 13 | 8.1 | 2.18 | 67 | 54 | 213858735
DUCANE | 4HP17L36P-**A | EAH1P42C+TDR+TXV | 97G2UH090CV20 | 36000 | 33800 | 16 | 13 | 8.1 | 2.18 | 67 | 54 | 213858213
DUCANE | 4HP17L48P-**A | EA(C;U)1P49C+TDR+TXV | 97G2UH090CV12 | 47500 | 45000 | 15.2 | 12.5 | 8.1 | 2.22 | 68 | 56 | 213858282
DUCANE | 4HP17L48P-**A | EA(C;U)1P60C+TDR+TXV | 97G2UH090CV12 | 48000 | 46000 | 15.2 | 12.5 | 8.1 | 2.36 | 68 | 55 | 213858283
DUCANE | 4HP17L18P-**A | EAH1P24B+TDR+TXV | 97G2UH045BV12 | 18000 | 18000 | 16.4 | 13.5 | 8.1 | 2.03 | 62 | 48 | 213858107
AIREASE | 4SHP22LX148P-**A | EA(C;U)1P60C+TDR+TXV | A97UH2E110C20 | 47500 | 45500 | 18 | 12 | 8.2 | 2.02 | 63 | 55 | 213858219
DUCANE | 4HP17L48P-**A | EA(C;U)1P48C+TDR+TXV | 97G2UH110CE20 | 46500 | 45000 | 15.2 | 12.5 | 8.1 | 2.18 | 67 | 54 | 213858023
AIREASE | 4SHP22LX124P-**A | EAD4X-42B+TDR | A97DF2E045B12 | 24000 | 24000 | 19 | 13.3 | 9.1 | 1.86 | 64 | 65 | 213858268
CONCORD | 4HP17L36P-**A | EAD4X-48C+TDR | 97G2DF090CV20 | 35600 | 35800 | 15.8 | 12.5 | 8.6 | 2.08 | 66 | 53 | 213858574
CONCORD | 4HP17L36P-**A | EAD4X-48C+TDR | 97G2DF110CV20 | 35600 | 35800 | 15.8 | 12.5 | 8.6 | 2.08 | 66 | 53 | 213858575
CONCORD | 4HP17L30P-**A | EA(C;U)1P36B+TDR+TXV | 97G2UH045BV12 | 29800 | 28000 | 15.6 | 13 | 8.1 | 2.26 | 66 | 52 | 213858463
AC PRO | 4HP17L30P-**A | EAC4X36B+TDR | 97G2UH045BV12 | 29800 | 28000 | 15.6 | 13 | 8.1 | 2.26 | 66 | 52 | 213858710
CONCORD | 4HP17L48P-**A | EAC4X49C+TDR | 97G2UH090CV12 | 47500 | 45000 | 15.2 | 12.5 | 8.1 | 2.22 | 68 | 56 | 213858532
CONCORD | 4HP17L24P-**A | EAD4X-30/36B+TDR | 97G2DF045BE12 | 23600 | 22600 | 15.4 | 13 | 8.1 | 1.96 | 65 | 50 | 213858427
AC PRO | 4HP17L36P-**A | EAH1P42B+TDR+TXV | 97G2UH045BE12 | 36000 | 33400 | 15.8 | 13 | 8.1 | 2.24 | 68 | 56 | 213858619
AC PRO | 4HP17L36P-**A | EAH1P42B+TDR+TXV | 97G2UH070BV12 | 36000 | 33800 | 15.6 | 13 | 8.1 | 2.26 | 69 | 56 | 213858727
CONCORD | 4HP17L48P-**A | EAH1P60D+TDR+TXV | 97G2UH135DV20 | 48000 | 46000 | 15.2 | 12.5 | 8.1 | 2.18 | 67 | 53 | 213858556
CONCORD | 4HP17L30P-**A | EAC4X36B+TDR | 97G2UH045BV12 | 29800 | 28000 | 15.6 | 13 | 8.1 | 2.26 | 66 | 52 | 213858465
CONCORD | 4HP17L30P-**A | EA(C;U)1P36B+TDR+TXV | 97G2UH070BV12 | 30000 | 28000 | 16 | 13 | 8.1 | 2.28 | 66 | 52 | 213858470
CONCORD | 4HP17L30P-**A | EAD4X-42B+TDR | 97G2DF045BE12 | 29400 | 29800 | 15.6 | 13 | 8.5 | 1.92 | 65 | 51 | 213858430
DUCANE | 4HP17L48P-**A | EAC4X60C+TDR | 97G2UH090CV12 | 48000 | 46000 | 15.2 | 12.5 | 8.1 | 2.36 | 68 | 55 | 213858289
CONCORD | 4HP17L30P-**A | EAH1P36C+TDR+TXV | 97G2UH090CV12 | 28800 | 28200 | 15.6 | 12.5 | 8.3 | 2.22 | 66 | 52 | 213858472
AC PRO | 4HP17L36P-**A | EAH1P51C+TDR+TXV | 97G2UH110CV20 | 36000 | 33600 | 16.2 | 13 | 8.1 | 2.18 | 66 | 52 | 213858737
AC PRO | 4HP17L36P-**A | EAH1P42C+TDR+TXV | 97G2UH110CV20 | 36000 | 33600 | 16.2 | 13.5 | 8.1 | 2.2 | 67 | 54 | 213858739
CONCORD | 4HP17L18P-**A | EAH1P24B+TDR+TXV | 97G2UH045BV12 | 18000 | 18000 | 16.4 | 13.5 | 8.1 | 2.03 | 62 | 48 | 213858442
CONCORD | 4HP17L18P-**A | EAC4X24B+TDR | 97G2UH045BV12 | 18000 | 17400 | 16 | 13.5 | 8.1 | 2.03 | 63 | 49 | 213858444
TEMPSTAR | N4H7T24*K*AAA* | FVM4X24***L |  | 22600 | 23400 | 16.5 | 12.5 | 8.1 | 2.18 | 58 | 42 | 207867925
MARATHERM | N4H7T24*K*AAA* | FVM4X24***L |  | 22600 | 23400 | 16.5 | 12.5 | 8.1 | 2.18 | 58 | 42 | 207867924
KENMORE | N4H7T24*K*AAA* | FVM4X24***L |  | 22600 | 23400 | 16.5 | 12.5 | 8.1 | 2.18 | 58 | 42 | 207867923
KEEPRITE | N4H7T24*K*AAA* | FVM4X24***L |  | 22600 | 23400 | 16.5 | 12.5 | 8.1 | 2.18 | 58 | 42 | 207867922
HEIL | N4H7T24*K*AAA* | FVM4X24***L |  | 22600 | 23400 | 16.5 | 12.5 | 8.1 | 2.18 | 58 | 42 | 207867921
ACIQ | N4H7T24*K*AAA* | FVM4X24***L |  | 22600 | 23400 | 16.5 | 12.5 | 8.1 | 2.18 | 58 | 42 | 213080957
DAY & NIGHT | N4H7T24*K*AAA* | FVM4X24***L |  | 22600 | 23400 | 16.5 | 12.5 | 8.1 | 2.18 | 58 | 42 | 207867920
ARCOAIRE | N4H7T24*K*AAA* | FVM4X24***L |  | 22600 | 23400 | 16.5 | 12.5 | 8.1 | 2.18 | 58 | 42 | 207867918
COMFORTMAKER | N4H7T24*K*AAA* | FVM4X24***L |  | 22600 | 23400 | 16.5 | 12.5 | 8.1 | 2.18 | 58 | 42 | 207867919
AIRQUEST | N4H7T24*K*AAA* | FVM4X24***L |  | 22600 | 23400 | 16.5 | 12.5 | 8.1 | 2.18 | 58 | 42 | 207867917
WEATHERMAKER | PH7TAN424**AA* | FV4CNF002L |  | 22600 | 23400 | 16.5 | 12.5 | 8.1 | 2.18 | 58 | 42 | 211277222
BROCK | PH7TAN424**AA* | FV4CNF002L |  | 22600 | 23400 | 16.5 | 12.5 | 8.1 | 2.18 | 58 | 42 | 211277194
PAYNE HEATING AND COOLING | PH7TAN424**AA* | FV4CNF002L |  | 22600 | 23400 | 16.5 | 12.5 | 8.1 | 2.18 | 58 | 42 | 207867927
BRYANT HEATING AND COOLING SYSTEMS | PH7TAN424**AA* | FV4CNF002L |  | 22600 | 23400 | 16.5 | 12.5 | 8.1 | 2.18 | 58 | 42 | 207867926
CARRIER | GH7TAN424**AA* | FV4CNF002L |  | 22600 | 23400 | 16.5 | 12.5 | 8.1 | 2.18 | 58 | 42 | 207867916
BRYANT HEATING AND COOLING SYSTEMS | GH7TAN424**AA* | FV4CNF002L |  | 22600 | 23400 | 16.5 | 12.5 | 8.1 | 2.18 | 58 | 42 | 207867915
BRYANT HEATING AND COOLING SYSTEMS | 227TAN024**AA* | FV4CNF002L |  | 22600 | 23400 | 16.5 | 12.5 | 8.1 | 2.18 | 58 | 42 | 207867914
ARCOAIRE | N4H7T24*K*AAA* | EA*4X25L17A* | *80VSL0451412B* | 22800 | 24000 | 16.5 | 12.5 | 8.1 | 2.32 | 60 | 44 | 213167803
AIRQUEST | N4H7T24*K*AAA* | EA*4X25L17A* | *80VSL0451412B* | 22800 | 24000 | 16.5 | 12.5 | 8.1 | 2.32 | 60 | 44 | 213167802
HEIL | N4H7T24*K*AAA* | EA*4X25L17A* | *80VSL0451412B* | 22800 | 24000 | 16.5 | 12.5 | 8.1 | 2.32 | 60 | 44 | 213167801
TEMPSTAR | N4H7T24*K*AAA* | EA*4X25L17A* | *80VTL0701716B* | 23000 | 24000 | 16.5 | 12.5 | 8.1 | 2.32 | 60 | 45 | 213167785
KENMORE | N4H7T24*K*AAA* | EA*4X25L17A* | *80VTL0701716B* | 23000 | 24000 | 16.5 | 12.5 | 8.1 | 2.32 | 60 | 45 | 213167784
KEEPRITE | N4H7T24*K*AAA* | EA*4X25L17A* | *80VTL0701716B* | 23000 | 24000 | 16.5 | 12.5 | 8.1 | 2.32 | 60 | 45 | 213167783
DAY & NIGHT | N4H7T24*K*AAA* | EA*4X25L17A* | *80VTL0701716B* | 23000 | 24000 | 16.5 | 12.5 | 8.1 | 2.32 | 60 | 45 | 213167782
COMFORTMAKER | N4H7T24*K*AAA* | EA*4X25L17A* | *80VTL0701716B* | 23000 | 24000 | 16.5 | 12.5 | 8.1 | 2.32 | 60 | 45 | 213167781
ARCOAIRE | N4H7T24*K*AAA* | EA*4X25L17A* | *80VTL0701716B* | 23000 | 24000 | 16.5 | 12.5 | 8.1 | 2.32 | 60 | 45 | 213167780
HEIL | N4H7T24*K*AAA* | EA*4X25L17A* | *80VTL0701716B* | 23000 | 24000 | 16.5 | 12.5 | 8.1 | 2.32 | 60 | 45 | 213167778
AIRQUEST | N4H7T24*K*AAA* | EA*4X25L17A* | *80VTL0701716B* | 23000 | 24000 | 16.5 | 12.5 | 8.1 | 2.32 | 60 | 45 | 213167779
TEMPSTAR | N4H7T24*K*AAA* | EA*4X25L17A* | *80VTL0451412B* | 22800 | 24000 | 16.5 | 12.5 | 8.1 | 2.32 | 60 | 44 | 213167757
KENMORE | N4H7T24*K*AAA* | EA*4X25L17A* | *80VTL0451412B* | 22800 | 24000 | 16.5 | 12.5 | 8.1 | 2.32 | 60 | 44 | 213167756
KEEPRITE | N4H7T24*K*AAA* | EA*4X25L17A* | *80VTL0451412B* | 22800 | 24000 | 16.5 | 12.5 | 8.1 | 2.32 | 60 | 44 | 213167755
DAY & NIGHT | N4H7T24*K*AAA* | EA*4X25L17A* | *80VTL0451412B* | 22800 | 24000 | 16.5 | 12.5 | 8.1 | 2.32 | 60 | 44 | 213167754
BRYANT HEATING AND COOLING SYSTEMS | 227TBN024**AA* | CAP**3721AL* | OVLAAB036098 | 23800 | 24400 | 16 | 12.5 | 8.1 | 2.22 | 59 | 43 | 213382399
BRYANT HEATING AND COOLING SYSTEMS | 227TAN060**AA* | F54AA*D60L* |  | 57000 | 60000 | 16 | 12 | 8.1 | 2.34 | 63 | 51 | 213310425
BRYANT HEATING AND COOLING SYSTEMS | 227TAN060**AA* | CAP**6121AL* | 926TC66100V21*** | 54500 | 57500 | 15.5 | 12 | 8.1 | 2.26 | 64 | 51 | 213179383
TEMPSTAR | N4H7T24*K*AAA* | EA*4X37L21A* | *96VTN1002122B* | 23200 | 24200 | 16.5 | 13 | 8.1 | 2.36 | 60 | 45 | 213169379
KENMORE | N4H7T24*K*AAA* | EA*4X37L21A* | *96VTN1002122B* | 23200 | 24200 | 16.5 | 13 | 8.1 | 2.36 | 60 | 45 | 213169378
MARATHERM | N4H7T24*K*AAA* | FTMA4B36L0C* |  | 23400 | 23800 | 17 | 12.5 | 8.1 | 2.32 | 61 | 45 | 213280543
KEEPRITE | N4H7T24*K*AAA* | EA*4X37L21A* | *96VTN1002122B* | 23200 | 24200 | 16.5 | 13 | 8.1 | 2.36 | 60 | 45 | 213169377
DAY & NIGHT | N4H7T24*K*AAA* | EA*4X37L21A* | *96VTN1002122B* | 23200 | 24200 | 16.5 | 13 | 8.1 | 2.36 | 60 | 45 | 213169376
KENMORE | N4H7T24*K*AAA* | FTMA4B36L0C* |  | 23400 | 23800 | 17 | 12.5 | 8.1 | 2.32 | 61 | 45 | 213280542
COMFORTMAKER | N4H7T24*K*AAA* | EA*4X37L21A* | *96VTN1002122B* | 23200 | 24200 | 16.5 | 13 | 8.1 | 2.36 | 60 | 45 | 213169375
KEEPRITE | N4H7T24*K*AAA* | FTMA4B36L0C* |  | 23400 | 23800 | 17 | 12.5 | 8.1 | 2.32 | 61 | 45 | 213280541
ARCOAIRE | N4H7T24*K*AAA* | EA*4X37L21A* | *96VTN1002122B* | 23200 | 24200 | 16.5 | 13 | 8.1 | 2.36 | 60 | 45 | 213169374
DAY & NIGHT | N4H7T24*K*AAA* | FTMA4B36L0C* |  | 23400 | 23800 | 17 | 12.5 | 8.1 | 2.32 | 61 | 45 | 213280540
AIRQUEST | N4H7T24*K*AAA* | EA*4X37L21A* | *96VTN1002122B* | 23200 | 24200 | 16.5 | 13 | 8.1 | 2.36 | 60 | 45 | 213169373
HEIL | N4H7T24*K*AAA* | EA*4X37L21A* | *96VTN1002122B* | 23200 | 24200 | 16.5 | 13 | 8.1 | 2.36 | 60 | 45 | 213169372
TEMPSTAR | N4H7T24*K*AAA* | EA*4X37L21A* | *96VTN1002120B* | 22800 | 24000 | 16.5 | 12.5 | 8.1 | 2.32 | 60 | 45 | 213169364
KENMORE | N4H7T24*K*AAA* | EA*4X37L21A* | *96VTN1002120B* | 22800 | 24000 | 16.5 | 12.5 | 8.1 | 2.32 | 60 | 45 | 213169363
KEEPRITE | N4H7T24*K*AAA* | EA*4X37L21A* | *96VTN1002120B* | 22800 | 24000 | 16.5 | 12.5 | 8.1 | 2.32 | 60 | 45 | 213169362
COMFORTMAKER | N4H7T24*K*AAA* | FTMA4B36L0C* |  | 23400 | 23800 | 17 | 12.5 | 8.1 | 2.32 | 61 | 45 | 213280539
ARCOAIRE | N4H7T24*K*AAA* | FTMA4B36L0C* |  | 23400 | 23800 | 17 | 12.5 | 8.1 | 2.32 | 61 | 45 | 213280538
AIRQUEST | N4H7T24*K*AAA* | FTMA4B36L0C* |  | 23400 | 23800 | 17 | 12.5 | 8.1 | 2.32 | 61 | 45 | 213280537
TEMPSTAR | N4H7T24*K*AAA* | EA*4X36L17A* | *80VSL0701716B* | 22400 | 23600 | 16 | 12 | 8.1 | 2.26 | 60 | 44 | 213168476
KENMORE | N4H7T24*K*AAA* | EA*4X36L17A* | *80VSL0701716B* | 22400 | 23600 | 16 | 12 | 8.1 | 2.26 | 60 | 44 | 213168475
KEEPRITE | N4H7T24*K*AAA* | EA*4X36L17A* | *80VSL0701716B* | 22400 | 23600 | 16 | 12 | 8.1 | 2.26 | 60 | 44 | 213168474
DAY & NIGHT | N4H7T24*K*AAA* | EA*4X36L17A* | *80VSL0701716B* | 22400 | 23600 | 16 | 12 | 8.1 | 2.26 | 60 | 44 | 213168473
COMFORTMAKER | N4H7T24*K*AAA* | EA*4X36L17A* | *80VSL0701716B* | 22400 | 23600 | 16 | 12 | 8.1 | 2.26 | 60 | 44 | 213168472
ARCOAIRE | N4H7T24*K*AAA* | EA*4X36L17A* | *80VSL0701716B* | 22400 | 23600 | 16 | 12 | 8.1 | 2.26 | 60 | 44 | 213168471
AIRQUEST | N4H7T24*K*AAA* | EA*4X36L17A* | *80VSL0701716B* | 22400 | 23600 | 16 | 12 | 8.1 | 2.26 | 60 | 44 | 213168470
HEIL | N4H7T24*K*AAA* | EA*4X36L17A* | *80VSL0701716B* | 22400 | 23600 | 16 | 12 | 8.1 | 2.26 | 60 | 44 | 213168469
BRYANT HEATING AND COOLING SYSTEMS | PH7TAN424**AA* | CAP**2414AL* | 82*SB36045V14*** | 22000 | 23600 | 15.5 | 12 | 8.1 | 2.24 | 60 | 44 | 213167395
WEATHERMAKER | PH7TAN424**AA* | CAP**2414AL* | PG80VTLB36070A** | 22200 | 23800 | 16 | 12 | 8.1 | 2.26 | 60 | 44 | 213167388
BROCK | PH7TAN424**AA* | CAP**2414AL* | PG80VTLB36070A** | 22200 | 23800 | 16 | 12 | 8.1 | 2.26 | 60 | 44 | 213167387
PAYNE HEATING AND COOLING | PH7TAN424**AA* | CAP**2414AL* | PG80VTLB36070A** | 22200 | 23800 | 16 | 12 | 8.1 | 2.26 | 60 | 44 | 213167386
BRYANT HEATING AND COOLING SYSTEMS | PH7TAN424**AA* | CAP**2414AL* | 82*TB36070V14*** | 22200 | 23800 | 16 | 12 | 8.1 | 2.26 | 60 | 44 | 213167385
WEATHERMAKER | PH7TAN424**AA* | CAP**2414AL* | PG80VTLB36045A** | 22000 | 23600 | 15.5 | 12 | 8.1 | 2.24 | 60 | 44 | 213167370
BROCK | PH7TAN424**AA* | CAP**2414AL* | PG80VTLB36045A** | 22000 | 23600 | 15.5 | 12 | 8.1 | 2.24 | 60 | 44 | 213167369
PAYNE HEATING AND COOLING | PH7TAN424**AA* | CAP**2414AL* | PG80VTLB36045A** | 22000 | 23600 | 15.5 | 12 | 8.1 | 2.24 | 60 | 44 | 213167368
BRYANT HEATING AND COOLING SYSTEMS | PH7TAN424**AA* | CAP**3617AL* | 82*SB48070V17*** | 22400 | 23600 | 16 | 12 | 8.1 | 2.26 | 60 | 44 | 213168468
KEEPRITE | N4H7T24*K*AAA* | EA*4X36L21A* | *80VTL0902120B* | 22400 | 23800 | 16 | 12.5 | 8.1 | 2.26 | 60 | 44 | 213168686
KENMORE | N4H7T24*K*AAA* | EA*4X36L21A* | *80VTL0902120B* | 22400 | 23800 | 16 | 12.5 | 8.1 | 2.26 | 60 | 44 | 213168687
TEMPSTAR | N4H7T24*K*AAA* | EA*4X36L21A* | *80VTL0902120B* | 22400 | 23800 | 16 | 12.5 | 8.1 | 2.26 | 60 | 44 | 213168688
HEIL | N4H7T24*K*AAA* | EA*4X36L21A* | *80VTL1102122B* | 22800 | 24000 | 16.5 | 12.5 | 8.1 | 2.28 | 60 | 44 | 213168697
AIRQUEST | N4H7T24*K*AAA* | EA*4X36L21A* | *80VTL1102122B* | 22800 | 24000 | 16.5 | 12.5 | 8.1 | 2.28 | 60 | 44 | 213168698
ARCOAIRE | N4H7T24*K*AAA* | EA*4X36L21A* | *80VTL1102122B* | 22800 | 24000 | 16.5 | 12.5 | 8.1 | 2.28 | 60 | 44 | 213168699
COMFORTMAKER | N4H7T24*K*AAA* | EA*4X36L21A* | *80VTL1102122B* | 22800 | 24000 | 16.5 | 12.5 | 8.1 | 2.28 | 60 | 44 | 213168700
DAY & NIGHT | N4H7T24*K*AAA* | EA*4X36L21A* | *80VTL1102122B* | 22800 | 24000 | 16.5 | 12.5 | 8.1 | 2.28 | 60 | 44 | 213168701
KEEPRITE | N4H7T24*K*AAA* | EA*4X36L21A* | *80VTL1102122B* | 22800 | 24000 | 16.5 | 12.5 | 8.1 | 2.28 | 60 | 44 | 213168702
KENMORE | N4H7T24*K*AAA* | EA*4X36L21A* | *80VTL1102122B* | 22800 | 24000 | 16.5 | 12.5 | 8.1 | 2.28 | 60 | 44 | 213168703
TEMPSTAR | N4H7T24*K*AAA* | EA*4X36L21A* | *80VTL1102122B* | 22800 | 24000 | 16.5 | 12.5 | 8.1 | 2.28 | 60 | 44 | 213168704
BRYANT HEATING AND COOLING SYSTEMS | PH7TAN424**AA* | CAP**3617AL* | 926TC48060V17*** | 22400 | 23800 | 16 | 12 | 8.1 | 2.26 | 60 | 44 | 213168548
PAYNE HEATING AND COOLING | PH7TAN424**AA* | CAP**3617AL* | PG96VTAB48060B** | 22400 | 23800 | 16 | 12 | 8.1 | 2.26 | 60 | 44 | 213168549
BRYANT HEATING AND COOLING SYSTEMS | 227TAN024**AA* | CAP**2414AL* | 82*TB36070V14*** | 22200 | 23800 | 16 | 12 | 8.1 | 2.26 | 60 | 44 | 213167383
CARRIER | 25TPA724A**30* | CAP**2417AL* | GG96VTAB48060B** | 22000 | 23600 | 15.5 | 12 | 8.1 | 2.24 | 60 | 44 | 213167638
CARRIER | 25TPA724A**30* | CAP**2417AL* | GG96VTAB48080B** | 22200 | 23800 | 16 | 12 | 8.1 | 2.26 | 60 | 45 | 213167658
CARRIER | 25TPA724A**30* | CAP**2517AL* | GG96VTAB48060B** | 23000 | 24000 | 16.5 | 12.5 | 8.1 | 2.32 | 60 | 45 | 213167901
CARRIER | 25TPA724A**30* | CAP**2517AL* | GG96VTAB48080B** | 23200 | 24200 | 16.5 | 12.5 | 8.1 | 2.34 | 60 | 45 | 213167921
BRYANT HEATING AND COOLING SYSTEMS | 227TAN024**AA* | CAP**3717AL* | 926TC48080V17*** | 23000 | 24200 | 16.5 | 12.5 | 8.1 | 2.32 | 60 | 45 | 213169082
BRYANT HEATING AND COOLING SYSTEMS | 227TAN024**AA* | CAP**3717AL* | 926TC48060V17*** | 22800 | 24000 | 16.5 | 12.5 | 8.1 | 2.3 | 60 | 45 | 213169062
BRYANT HEATING AND COOLING SYSTEMS | 227TAN024**AA* | CAP**3717AL* | 926TC36040V17*** | 22800 | 24200 | 16 | 12 | 8.1 | 2.28 | 60 | 45 | 213169028
BRYANT HEATING AND COOLING SYSTEMS | 227TAN024**AA* | CAP**3717AL* | 82*SB48070V17*** | 23200 | 24200 | 16.5 | 12.5 | 8.1 | 2.34 | 60 | 45 | 213168982
BRYANT HEATING AND COOLING SYSTEMS | 227TAN024**AA* | CAP**3717AL* | 82*SB48090V17*** | 23000 | 24000 | 16.5 | 12.5 | 8.1 | 2.32 | 60 | 45 | 213168995
BRYANT HEATING AND COOLING SYSTEMS | 227TAN024**AA* | CAP**3717AL* | 82*SB36070V14*** | 23000 | 24000 | 16.5 | 12.5 | 8.1 | 2.32 | 60 | 45 | 213168969
BRYANT HEATING AND COOLING SYSTEMS | 227TAN024**AA* | CAP**3717AL* | 82*SB36045V14*** | 23000 | 24000 | 16.5 | 12.5 | 8.1 | 2.32 | 60 | 45 | 213168956
BRYANT HEATING AND COOLING SYSTEMS | 227TAN024**AA* | CAP**3717AL* | 82*TB48090V17*** | 23000 | 24000 | 16.5 | 12.5 | 8.1 | 2.32 | 60 | 45 | 213168946
BRYANT HEATING AND COOLING SYSTEMS | 227TAN024**AA* | CAP**3717AL* | 82*TB48070V17*** | 22800 | 24000 | 16.5 | 12.5 | 8.1 | 2.3 | 60 | 45 | 213168930
BRYANT HEATING AND COOLING SYSTEMS | 227TAN024**AA* | CAP**3717AL* | 82*TB36070V14*** | 23000 | 24000 | 16.5 | 12.5 | 8.1 | 2.32 | 60 | 45 | 213168920
BRYANT HEATING AND COOLING SYSTEMS | 227TAN024**AA* | CAP**3621AL* | 926SB60100V21*** | 22400 | 23600 | 16 | 12 | 8.1 | 2.26 | 60 | 44 | 213168889
BRYANT HEATING AND COOLING SYSTEMS | 227TAN024**AA* | CAP**3621AL* | 926SB60080V21*** | 22800 | 24000 | 16.5 | 12.5 | 8.1 | 2.28 | 60 | 44 | 213168876
BRYANT HEATING AND COOLING SYSTEMS | 227TAN024**AA* | CAP**3621AL* | 926TC66100V21*** | 22800 | 24000 | 16.5 | 12.5 | 8.1 | 2.3 | 60 | 44 | 213168837
BRYANT HEATING AND COOLING SYSTEMS | 227TAN024**AA* | CAP**3621AL* | 82*SB66110V21*** | 22400 | 23800 | 16 | 12.5 | 8.1 | 2.26 | 60 | 44 | 213168748
BRYANT HEATING AND COOLING SYSTEMS | 227TAN024**AA* | CAP**3621AL* | 82*SB60090V21*** | 22400 | 23800 | 16 | 12 | 8.1 | 2.26 | 60 | 44 | 213168735
BRYANT HEATING AND COOLING SYSTEMS | 227TAN024**AA* | CAP**3621AL* | 82*TB66110V21*** | 22800 | 24000 | 16.5 | 12.5 | 8.1 | 2.28 | 60 | 44 | 213168691
BRYANT HEATING AND COOLING SYSTEMS | 227TAN024**AA* | CAP**3621AL* | 82*TB60090V21*** | 22400 | 23800 | 16 | 12.5 | 8.1 | 2.26 | 60 | 44 | 213168675
BRYANT HEATING AND COOLING SYSTEMS | 227TAN024**AA* | CAP**3617AL* | 926SB48080V17*** | 22200 | 23600 | 16 | 12 | 8.1 | 2.24 | 60 | 44 | 213168636
BRYANT HEATING AND COOLING SYSTEMS | 227TAN024**AA* | CAP**3617AL* | 926SB48060V17*** | 22400 | 23800 | 16 | 12 | 8.1 | 2.26 | 60 | 44 | 213168623
BRYANT HEATING AND COOLING SYSTEMS | 227TAN024**AA* | CAP**3617AL* | 926TC48080V17*** | 22200 | 23600 | 16 | 12.5 | 8.1 | 2.24 | 60 | 44 | 213168566
BRYANT HEATING AND COOLING SYSTEMS | 227TAN024**AA* | CAP**3617AL* | 926TC48060V17*** | 22400 | 23800 | 16 | 12 | 8.1 | 2.26 | 60 | 44 | 213168546
BRYANT HEATING AND COOLING SYSTEMS | 227TAN024**AA* | CAP**3617AL* | 82*SB48070V17*** | 22400 | 23600 | 16 | 12 | 8.1 | 2.26 | 60 | 44 | 213168466
BRYANT HEATING AND COOLING SYSTEMS | PH7TAN424**AA* | CAP**2517AL* | 926SB48080V17*** | 23200 | 24200 | 16.5 | 12.5 | 8.1 | 2.34 | 60 | 45 | 213167996
BRYANT HEATING AND COOLING SYSTEMS | PH7TAN424**AA* | CAP**2517AL* | 926SB48060V17*** | 23000 | 24000 | 16.5 | 12.5 | 8.1 | 2.32 | 60 | 45 | 213167983
BRYANT HEATING AND COOLING SYSTEMS | PH7TAN424**AA* | CAP**2517AL* | 926SB36060V14*** | 22800 | 24000 | 16.5 | 12 | 8.1 | 2.3 | 60 | 45 | 213167970
BRYANT HEATING AND COOLING SYSTEMS | PH7TAN424**AA* | CAP**2517AL* | 926SB36040V17*** | 23000 | 24200 | 16 | 12 | 8.1 | 2.3 | 60 | 45 | 213167957
BRYANT HEATING AND COOLING SYSTEMS | PH7TAN424**AA* | CAP**2517AL* | 926SB30040V14*** | 22800 | 24000 | 16 | 12 | 8.1 | 2.3 | 60 | 45 | 213167944
WEATHERMAKER | PH7TAN424**AA* | CAP**2517AL* | PG96VTAB48080B** | 23200 | 24200 | 16.5 | 12.5 | 8.1 | 2.34 | 60 | 45 | 213167929
BROCK | PH7TAN424**AA* | CAP**2517AL* | PG96VTAB48080B** | 23200 | 24200 | 16.5 | 12.5 | 8.1 | 2.34 | 60 | 45 | 213167928
PAYNE HEATING AND COOLING | PH7TAN424**AA* | CAP**2517AL* | PG96VTAB48080B** | 23200 | 24200 | 16.5 | 12.5 | 8.1 | 2.34 | 60 | 45 | 213167927
BRYANT HEATING AND COOLING SYSTEMS | PH7TAN424**AA* | CAP**2517AL* | 926TC48080V17*** | 23200 | 24200 | 16.5 | 12.5 | 8.1 | 2.34 | 60 | 45 | 213167926
WEATHERMAKER | PH7TAN424**AA* | CAP**2517AL* | PG96VTAB48060B** | 23000 | 24000 | 16.5 | 12.5 | 8.1 | 2.32 | 60 | 45 | 213167909
BROCK | PH7TAN424**AA* | CAP**2517AL* | PG96VTAB48060B** | 23000 | 24000 | 16.5 | 12.5 | 8.1 | 2.32 | 60 | 45 | 213167908
PAYNE HEATING AND COOLING | PH7TAN424**AA* | CAP**2517AL* | PG96VTAB48060B** | 23000 | 24000 | 16.5 | 12.5 | 8.1 | 2.32 | 60 | 45 | 213167907
BRYANT HEATING AND COOLING SYSTEMS | PH7TAN424**AA* | CAP**2517AL* | 926TC48060V17*** | 23000 | 24000 | 16.5 | 12.5 | 8.1 | 2.32 | 60 | 45 | 213167906
WEATHERMAKER | PH7TAN424**AA* | CAP**2517AL* | PG96VTAB36060A** | 22800 | 24000 | 16.5 | 12 | 8.1 | 2.3 | 60 | 45 | 213167891
BROCK | PH7TAN424**AA* | CAP**2517AL* | PG96VTAB36060A** | 22800 | 24000 | 16.5 | 12 | 8.1 | 2.3 | 60 | 45 | 213167890
PAYNE HEATING AND COOLING | PH7TAN424**AA* | CAP**2517AL* | PG96VTAB36060A** | 22800 | 24000 | 16.5 | 12 | 8.1 | 2.3 | 60 | 45 | 213167889
BRYANT HEATING AND COOLING SYSTEMS | PH7TAN424**AA* | CAP**2517AL* | 926TC36060V14*** | 22800 | 24000 | 16.5 | 12 | 8.1 | 2.3 | 60 | 45 | 213167888
WEATHERMAKER | PH7TAN424**AA* | CAP**2517AL* | PG96VTAB36040B** | 23000 | 24200 | 16 | 12 | 8.1 | 2.3 | 60 | 45 | 213167875
BRYANT HEATING AND COOLING SYSTEMS | PH7TAN424**AA* | CAP**3617AL* | 926SB48060V17*** | 22400 | 23800 | 16 | 12 | 8.1 | 2.26 | 60 | 44 | 213168625
BRYANT HEATING AND COOLING SYSTEMS | PH7TAN424**AA* | CAP**3617AL* | 926SB48080V17*** | 22200 | 23600 | 16 | 12 | 8.1 | 2.24 | 60 | 44 | 213168638
WEATHERMAKER | PH7TAN424**AA* | CAP**3617AL* | PG96VTAB48080B** | 22200 | 23600 | 16 | 12.5 | 8.1 | 2.24 | 60 | 44 | 213168571
BROCK | PH7TAN424**AA* | CAP**3617AL* | PG96VTAB48080B** | 22200 | 23600 | 16 | 12.5 | 8.1 | 2.24 | 60 | 44 | 213168570
PAYNE HEATING AND COOLING | PH7TAN424**AA* | CAP**3617AL* | PG96VTAB48080B** | 22200 | 23600 | 16 | 12.5 | 8.1 | 2.24 | 60 | 44 | 213168569
WEATHERMAKER | PH7TAN424**AA* | CAP**3617AL* | PG96VTAB48060B** | 22400 | 23800 | 16 | 12 | 8.1 | 2.26 | 60 | 44 | 213168551
BROCK | PH7TAN424**AA* | CAP**3617AL* | PG96VTAB48060B** | 22400 | 23800 | 16 | 12 | 8.1 | 2.26 | 60 | 44 | 213168550
BRYANT HEATING AND COOLING SYSTEMS | PH7TAN424**AA* | CAP**3617AL* | 926TC48080V17*** | 22200 | 23600 | 16 | 12.5 | 8.1 | 2.24 | 60 | 44 | 213168568
ECOTEMP | W4H7T36*K*AAA* | WLA*434CA* | WFST080B048A* | 34400 | 35200 | 15.5 | 11.7 | 8.1 | 2.22 | 62 | 51 | 213173694
GRANDAIRE | W4H7T36*K*AAA* | WLA*434CA* | WFST080B048A* | 34400 | 35200 | 15.5 | 11.7 | 8.1 | 2.22 | 62 | 51 | 213173693
ECOTEMP | W4H7T36*K*AAA* | WLA*434CA* | WFST060B048A* | 34000 | 35000 | 15.5 | 11.7 | 8.1 | 2.2 | 62 | 51 | 213173674
GRANDAIRE | W4H7T36*K*AAA* | WLA*434CA* | WFST060B048A* | 34000 | 35000 | 15.5 | 11.7 | 8.1 | 2.2 | 62 | 51 | 213173673
HEIL | N4H7T24*K*AAA* | EA*4X25L17A* | *96VTN0601412B* | 22800 | 24000 | 16.5 | 12 | 8.1 | 2.3 | 60 | 45 | 213167892
TEMPSTAR | N4H7T24*K*AAA* | EA*4X25L17A* | *96VTN0401712B* | 23000 | 24200 | 16 | 12 | 8.1 | 2.3 | 60 | 45 | 213167883
KENMORE | N4H7T24*K*AAA* | EA*4X25L17A* | *96VTN0401712B* | 23000 | 24200 | 16 | 12 | 8.1 | 2.3 | 60 | 45 | 213167882
KEEPRITE | N4H7T24*K*AAA* | EA*4X25L17A* | *96VTN0401712B* | 23000 | 24200 | 16 | 12 | 8.1 | 2.3 | 60 | 45 | 213167881
DAY & NIGHT | N4H7T24*K*AAA* | EA*4X25L17A* | *96VTN0401712B* | 23000 | 24200 | 16 | 12 | 8.1 | 2.3 | 60 | 45 | 213167880
ARCOAIRE | N4H7T24*K*AAA* | EA*4X25L17A* | *96VTN0401712B* | 23000 | 24200 | 16 | 12 | 8.1 | 2.3 | 60 | 45 | 213167878
COMFORTMAKER | N4H7T24*K*AAA* | EA*4X25L17A* | *96VTN0401712B* | 23000 | 24200 | 16 | 12 | 8.1 | 2.3 | 60 | 45 | 213167879
AIRQUEST | N4H7T24*K*AAA* | EA*4X25L17A* | *96VTN0401712B* | 23000 | 24200 | 16 | 12 | 8.1 | 2.3 | 60 | 45 | 213167877
HEIL | N4H7T24*K*AAA* | EA*4X25L17A* | *96VTN0401712B* | 23000 | 24200 | 16 | 12 | 8.1 | 2.3 | 60 | 45 | 213167876
TEMPSTAR | N4H7T24*K*AAA* | EA*4X25L17A* | *80VSL0901716B* | 23200 | 24200 | 16.5 | 12.5 | 8.1 | 2.34 | 60 | 45 | 213167847
KENMORE | N4H7T24*K*AAA* | EA*4X25L17A* | *80VSL0901716B* | 23200 | 24200 | 16.5 | 12.5 | 8.1 | 2.34 | 60 | 45 | 213167846
KEEPRITE | N4H7T24*K*AAA* | EA*4X25L17A* | *80VSL0901716B* | 23200 | 24200 | 16.5 | 12.5 | 8.1 | 2.34 | 60 | 45 | 213167845
DAY & NIGHT | N4H7T24*K*AAA* | EA*4X25L17A* | *80VSL0901716B* | 23200 | 24200 | 16.5 | 12.5 | 8.1 | 2.34 | 60 | 45 | 213167844
COMFORTMAKER | N4H7T24*K*AAA* | EA*4X25L17A* | *80VSL0901716B* | 23200 | 24200 | 16.5 | 12.5 | 8.1 | 2.34 | 60 | 45 | 213167843
ARCOAIRE | N4H7T24*K*AAA* | EA*4X25L17A* | *80VSL0901716B* | 23200 | 24200 | 16.5 | 12.5 | 8.1 | 2.34 | 60 | 45 | 213167842
AIRQUEST | N4H7T24*K*AAA* | EA*4X25L17A* | *80VSL0901716B* | 23200 | 24200 | 16.5 | 12.5 | 8.1 | 2.34 | 60 | 45 | 213167841
TEMPSTAR | N4H7T24*K*AAA* | EA*4X25L17A* | *80VSL0701716B* | 22800 | 24000 | 16.5 | 12.5 | 8.1 | 2.32 | 60 | 45 | 213167834
HEIL | N4H7T24*K*AAA* | EA*4X25L17A* | *80VSL0901716B* | 23200 | 24200 | 16.5 | 12.5 | 8.1 | 2.34 | 60 | 45 | 213167840
KENMORE | N4H7T24*K*AAA* | EA*4X25L17A* | *80VSL0701716B* | 22800 | 24000 | 16.5 | 12.5 | 8.1 | 2.32 | 60 | 45 | 213167833
DAY & NIGHT | N4H7T24*K*AAA* | EA*4X25L17A* | *80VSL0701716B* | 22800 | 24000 | 16.5 | 12.5 | 8.1 | 2.32 | 60 | 45 | 213167831
KEEPRITE | N4H7T24*K*AAA* | EA*4X25L17A* | *80VSL0701716B* | 22800 | 24000 | 16.5 | 12.5 | 8.1 | 2.32 | 60 | 45 | 213167832
COMFORTMAKER | N4H7T24*K*AAA* | EA*4X25L17A* | *80VSL0701716B* | 22800 | 24000 | 16.5 | 12.5 | 8.1 | 2.32 | 60 | 45 | 213167830
ARCOAIRE | N4H7T24*K*AAA* | EA*4X25L17A* | *80VSL0701716B* | 22800 | 24000 | 16.5 | 12.5 | 8.1 | 2.32 | 60 | 45 | 213167829
AIRQUEST | N4H7T24*K*AAA* | EA*4X25L17A* | *80VSL0701716B* | 22800 | 24000 | 16.5 | 12.5 | 8.1 | 2.32 | 60 | 45 | 213167828
HEIL | N4H7T24*K*AAA* | EA*4X25L17A* | *80VSL0701716B* | 22800 | 24000 | 16.5 | 12.5 | 8.1 | 2.32 | 60 | 45 | 213167827
TEMPSTAR | N4H7T24*K*AAA* | EA*4X25L17A* | *80VSL0701412B* | 23200 | 24200 | 16.5 | 12.5 | 8.1 | 2.34 | 60 | 44 | 213167821
KENMORE | N4H7T24*K*AAA* | EA*4X25L17A* | *80VSL0701412B* | 23200 | 24200 | 16.5 | 12.5 | 8.1 | 2.34 | 60 | 44 | 213167820
KEEPRITE | N4H7T24*K*AAA* | EA*4X25L17A* | *80VSL0701412B* | 23200 | 24200 | 16.5 | 12.5 | 8.1 | 2.34 | 60 | 44 | 213167819
DAY & NIGHT | N4H7T24*K*AAA* | EA*4X25L17A* | *80VSL0701412B* | 23200 | 24200 | 16.5 | 12.5 | 8.1 | 2.34 | 60 | 44 | 213167818
COMFORTMAKER | N4H7T24*K*AAA* | EA*4X25L17A* | *80VSL0701412B* | 23200 | 24200 | 16.5 | 12.5 | 8.1 | 2.34 | 60 | 44 | 213167817
ARCOAIRE | N4H7T24*K*AAA* | EA*4X25L17A* | *80VSL0701412B* | 23200 | 24200 | 16.5 | 12.5 | 8.1 | 2.34 | 60 | 44 | 213167816
AIRQUEST | N4H7T24*K*AAA* | EA*4X25L17A* | *80VSL0701412B* | 23200 | 24200 | 16.5 | 12.5 | 8.1 | 2.34 | 60 | 44 | 213167815
HEIL | N4H7T24*K*AAA* | EA*4X25L17A* | *80VSL0701412B* | 23200 | 24200 | 16.5 | 12.5 | 8.1 | 2.34 | 60 | 44 | 213167814
TEMPSTAR | N4H7T24*K*AAA* | EA*4X25L17A* | *80VSL0451412B* | 22800 | 24000 | 16.5 | 12.5 | 8.1 | 2.32 | 60 | 44 | 213167808
KENMORE | N4H7T24*K*AAA* | EA*4X25L17A* | *80VSL0451412B* | 22800 | 24000 | 16.5 | 12.5 | 8.1 | 2.32 | 60 | 44 | 213167807
KEEPRITE | N4H7T24*K*AAA* | EA*4X25L17A* | *80VSL0451412B* | 22800 | 24000 | 16.5 | 12.5 | 8.1 | 2.32 | 60 | 44 | 213167806
DAY & NIGHT | N4H7T24*K*AAA* | EA*4X25L17A* | *80VSL0451412B* | 22800 | 24000 | 16.5 | 12.5 | 8.1 | 2.32 | 60 | 44 | 213167805
COMFORTMAKER | N4H7T24*K*AAA* | EA*4X25L17A* | *80VSL0451412B* | 22800 | 24000 | 16.5 | 12.5 | 8.1 | 2.32 | 60 | 44 | 213167804
BRYANT HEATING AND COOLING SYSTEMS | 227TBN024**AA* | CAP**2517AL* | 82*SB48070V17*** | 22800 | 24000 | 16.5 | 12.5 | 8.1 | 2.32 | 60 | 45 | 213384977
BRYANT HEATING AND COOLING SYSTEMS | 227TAN024**AA* | FG4ANXB24L* |  | 23200 | 23400 | 16.5 | 12.5 | 8.1 | 2.36 | 63 | 47 | 213280551
BRYANT HEATING AND COOLING SYSTEMS | 227TAN024**AA* | F54AA*B24L* |  | 23000 | 24200 | 15.5 | 12.5 | 8.1 | 2.3 | 60 | 45 | 213310359
BRYANT HEATING AND COOLING SYSTEMS | 227TAN024**AA* | FT4BNXB24L* |  | 23200 | 23400 | 16.5 | 12.5 | 8.1 | 2.36 | 63 | 47 | 213280550
BRYANT HEATING AND COOLING SYSTEMS | 227TAN024**AA* | CAP**2517AL* | 926SB48080V17*** | 23200 | 24200 | 16.5 | 12.5 | 8.1 | 2.34 | 60 | 45 | 213167994
BRYANT HEATING AND COOLING SYSTEMS | 227TAN024**AA* | CAP**2517AL* | 926SB48060V17*** | 23000 | 24000 | 16.5 | 12.5 | 8.1 | 2.32 | 60 | 45 | 213167981
BRYANT HEATING AND COOLING SYSTEMS | 227TAN024**AA* | CAP**2517AL* | 926SB36060V14*** | 22800 | 24000 | 16.5 | 12 | 8.1 | 2.3 | 60 | 45 | 213167968
BRYANT HEATING AND COOLING SYSTEMS | 227TAN024**AA* | CAP**2517AL* | 926SB36040V17*** | 23000 | 24200 | 16 | 12 | 8.1 | 2.3 | 60 | 45 | 213167955
BRYANT HEATING AND COOLING SYSTEMS | 227TAN024**AA* | CAP**2517AL* | 926TC48080V17*** | 23200 | 24200 | 16.5 | 12.5 | 8.1 | 2.34 | 60 | 45 | 213167924
BRYANT HEATING AND COOLING SYSTEMS | 227TAN024**AA* | CAP**2517AL* | 926SB30040V14*** | 22800 | 24000 | 16 | 12 | 8.1 | 2.3 | 60 | 45 | 213167942
BRYANT HEATING AND COOLING SYSTEMS | 227TAN024**AA* | CAP**2517AL* | 926TC48060V17*** | 23000 | 24000 | 16.5 | 12.5 | 8.1 | 2.32 | 60 | 45 | 213167904
BRYANT HEATING AND COOLING SYSTEMS | 227TAN024**AA* | CAP**2517AL* | 926TC36060V14*** | 22800 | 24000 | 16.5 | 12 | 8.1 | 2.3 | 60 | 45 | 213167886
BRYANT HEATING AND COOLING SYSTEMS | 227TAN024**AA* | CAP**2517AL* | 926TC36040V17*** | 23000 | 24200 | 16 | 12 | 8.1 | 2.3 | 60 | 45 | 213167870
BRYANT HEATING AND COOLING SYSTEMS | 227TAN024**AA* | CAP**2517AL* | 82*SB48090V17*** | 23200 | 24200 | 16.5 | 12.5 | 8.1 | 2.34 | 60 | 45 | 213167837
BRYANT HEATING AND COOLING SYSTEMS | 227TAN024**AA* | CAP**2517AL* | 82*SB48070V17*** | 22800 | 24000 | 16.5 | 12.5 | 8.1 | 2.32 | 60 | 45 | 213167824
BRYANT HEATING AND COOLING SYSTEMS | 227TAN024**AA* | CAP**2517AL* | 82*SB36070V14*** | 23200 | 24200 | 16.5 | 12.5 | 8.1 | 2.34 | 60 | 44 | 213167811
BRYANT HEATING AND COOLING SYSTEMS | 227TAN024**AA* | CAP**2517AL* | 82*SB36045V14*** | 22800 | 24000 | 16.5 | 12.5 | 8.1 | 2.32 | 60 | 44 | 213167798
BRYANT HEATING AND COOLING SYSTEMS | 227TAN024**AA* | CAP**2517AL* | 82*TB48090V17*** | 23200 | 24200 | 16.5 | 12.5 | 8.1 | 2.34 | 60 | 45 | 213167788
BRYANT HEATING AND COOLING SYSTEMS | 227TAN024**AA* | CAP**2517AL* | 82*TB48070V17*** | 23000 | 24000 | 16.5 | 12.5 | 8.1 | 2.32 | 60 | 45 | 213167772
BRYANT HEATING AND COOLING SYSTEMS | 227TAN024**AA* | CAP**2517AL* | 82*TB36070V14*** | 23200 | 24200 | 16.5 | 12.5 | 8.1 | 2.34 | 60 | 44 | 213167762
BRYANT HEATING AND COOLING SYSTEMS | 227TAN024**AA* | CAP**2417AL* | 926SB48080V17*** | 22200 | 23800 | 16 | 12 | 8.1 | 2.26 | 60 | 45 | 213167731
BRYANT HEATING AND COOLING SYSTEMS | 227TAN024**AA* | CAP**2417AL* | 926SB48060V17*** | 22000 | 23600 | 15.5 | 12 | 8.1 | 2.24 | 60 | 44 | 213167718
BRYANT HEATING AND COOLING SYSTEMS | 227TAN024**AA* | CAP**2417AL* | 926TC48080V17*** | 22200 | 23800 | 16 | 12 | 8.1 | 2.26 | 60 | 45 | 213167661
BRYANT HEATING AND COOLING SYSTEMS | 227TAN024**AA* | CAP**2417AL* | 926TC48060V17*** | 22000 | 23600 | 15.5 | 12 | 8.1 | 2.24 | 60 | 44 | 213167641
BRYANT HEATING AND COOLING SYSTEMS | 227TAN024**AA* | CAP**2417AL* | 82*SB48070V17*** | 22000 | 23600 | 16 | 12 | 8.1 | 2.24 | 60 | 44 | 213167561
BRYANT HEATING AND COOLING SYSTEMS | 227TAN024**AA* | CAP**2417AL* | 82*TB48090V17*** | 22000 | 23600 | 15.5 | 12 | 8.1 | 2.24 | 60 | 44 | 213167525
BRYANT HEATING AND COOLING SYSTEMS | 227TAN024**AA* | CAP**2417AL* | 82*TB48070V17*** | 22000 | 23800 | 16 | 12 | 8.1 | 2.24 | 60 | 44 | 213167509
BRYANT HEATING AND COOLING SYSTEMS | 227TAN024**AA* | CAP**2414AL* | 82*SB36045V14*** | 22000 | 23600 | 15.5 | 12 | 8.1 | 2.24 | 60 | 44 | 213167393
KENMORE | N4H7T24*K*AAA* | EA*4X36L21A* | *96VTN1002122B* | 22800 | 24000 | 16.5 | 12.5 | 8.1 | 2.3 | 60 | 44 | 213168846
KEEPRITE | N4H7T24*K*AAA* | EA*4X36L21A* | *96VTN1002122B* | 22800 | 24000 | 16.5 | 12.5 | 8.1 | 2.3 | 60 | 44 | 213168845
DAY & NIGHT | N4H7T24*K*AAA* | EA*4X36L21A* | *96VTN1002122B* | 22800 | 24000 | 16.5 | 12.5 | 8.1 | 2.3 | 60 | 44 | 213168844
COMFORTMAKER | N4H7T24*K*AAA* | EA*4X36L21A* | *96VTN1002122B* | 22800 | 24000 | 16.5 | 12.5 | 8.1 | 2.3 | 60 | 44 | 213168843
ARCOAIRE | N4H7T24*K*AAA* | EA*4X36L21A* | *96VTN1002122B* | 22800 | 24000 | 16.5 | 12.5 | 8.1 | 2.3 | 60 | 44 | 213168842
AIRQUEST | N4H7T24*K*AAA* | EA*4X36L21A* | *96VTN1002122B* | 22800 | 24000 | 16.5 | 12.5 | 8.1 | 2.3 | 60 | 44 | 213168841
HEIL | N4H7T24*K*AAA* | EA*4X36L21A* | *96VTN1002122B* | 22800 | 24000 | 16.5 | 12.5 | 8.1 | 2.3 | 60 | 44 | 213168840
TEMPSTAR | N4H7T24*K*AAA* | EA*4X36L21A* | *80VSL1102122B* | 22400 | 23800 | 16 | 12.5 | 8.1 | 2.26 | 60 | 44 | 213168758
KENMORE | N4H7T24*K*AAA* | EA*4X36L21A* | *80VSL1102122B* | 22400 | 23800 | 16 | 12.5 | 8.1 | 2.26 | 60 | 44 | 213168757
KEEPRITE | N4H7T24*K*AAA* | EA*4X36L21A* | *80VSL1102122B* | 22400 | 23800 | 16 | 12.5 | 8.1 | 2.26 | 60 | 44 | 213168756
DAY & NIGHT | N4H7T24*K*AAA* | EA*4X36L21A* | *80VSL1102122B* | 22400 | 23800 | 16 | 12.5 | 8.1 | 2.26 | 60 | 44 | 213168755
COMFORTMAKER | N4H7T24*K*AAA* | EA*4X36L21A* | *80VSL1102122B* | 22400 | 23800 | 16 | 12.5 | 8.1 | 2.26 | 60 | 44 | 213168754
ARCOAIRE | N4H7T24*K*AAA* | EA*4X36L21A* | *80VSL1102122B* | 22400 | 23800 | 16 | 12.5 | 8.1 | 2.26 | 60 | 44 | 213168753
AIRQUEST | N4H7T24*K*AAA* | EA*4X36L21A* | *80VSL1102122B* | 22400 | 23800 | 16 | 12.5 | 8.1 | 2.26 | 60 | 44 | 213168752
HEIL | N4H7T24*K*AAA* | EA*4X36L21A* | *80VSL1102122B* | 22400 | 23800 | 16 | 12.5 | 8.1 | 2.26 | 60 | 44 | 213168751
TEMPSTAR | N4H7T24*K*AAA* | EA*4X36L21A* | *80VSL0902120B* | 22400 | 23800 | 16 | 12 | 8.1 | 2.26 | 60 | 44 | 213168745
KENMORE | N4H7T24*K*AAA* | EA*4X36L21A* | *80VSL0902120B* | 22400 | 23800 | 16 | 12 | 8.1 | 2.26 | 60 | 44 | 213168744
KEEPRITE | N4H7T24*K*AAA* | EA*4X36L21A* | *80VSL0902120B* | 22400 | 23800 | 16 | 12 | 8.1 | 2.26 | 60 | 44 | 213168743
COMFORTMAKER | N4H7T24*K*AAA* | EA*4X36L21A* | *80VSL0902120B* | 22400 | 23800 | 16 | 12 | 8.1 | 2.26 | 60 | 44 | 213168741
DAY & NIGHT | N4H7T24*K*AAA* | EA*4X36L21A* | *80VSL0902120B* | 22400 | 23800 | 16 | 12 | 8.1 | 2.26 | 60 | 44 | 213168742
ARCOAIRE | N4H7T24*K*AAA* | EA*4X36L21A* | *80VSL0902120B* | 22400 | 23800 | 16 | 12 | 8.1 | 2.26 | 60 | 44 | 213168740
AIRQUEST | N4H7T24*K*AAA* | EA*4X36L21A* | *80VSL0902120B* | 22400 | 23800 | 16 | 12 | 8.1 | 2.26 | 60 | 44 | 213168739
HEIL | N4H7T24*K*AAA* | EA*4X36L21A* | *80VSL0902120B* | 22400 | 23800 | 16 | 12 | 8.1 | 2.26 | 60 | 44 | 213168738
TEMPSTAR | N4H7T60*K*AAA* | EA*4X61L21A* | *96VTN1002122B* | 54500 | 57500 | 15.5 | 12 | 8.1 | 2.26 | 64 | 51 | 213179393
KENMORE | N4H7T60*K*AAA* | EA*4X61L21A* | *96VTN1002122B* | 54500 | 57500 | 15.5 | 12 | 8.1 | 2.26 | 64 | 51 | 213179392
KEEPRITE | N4H7T60*K*AAA* | EA*4X61L21A* | *96VTN1002122B* | 54500 | 57500 | 15.5 | 12 | 8.1 | 2.26 | 64 | 51 | 213179391
DAY & NIGHT | N4H7T60*K*AAA* | EA*4X61L21A* | *96VTN1002122B* | 54500 | 57500 | 15.5 | 12 | 8.1 | 2.26 | 64 | 51 | 213179390
ARCOAIRE | N4H7T60*K*AAA* | EA*4X61L21A* | *96VTN1002122B* | 54500 | 57500 | 15.5 | 12 | 8.1 | 2.26 | 64 | 51 | 213179388
COMFORTMAKER | N4H7T60*K*AAA* | EA*4X61L21A* | *96VTN1002122B* | 54500 | 57500 | 15.5 | 12 | 8.1 | 2.26 | 64 | 51 | 213179389
AIRQUEST | N4H7T60*K*AAA* | EA*4X61L21A* | *96VTN1002122B* | 54500 | 57500 | 15.5 | 12 | 8.1 | 2.26 | 64 | 51 | 213179387
HEIL | N4H7T60*K*AAA* | EA*4X61L21A* | *96VTN1002122B* | 54500 | 57500 | 15.5 | 12 | 8.1 | 2.26 | 64 | 51 | 213179386
COMFORTMAKER | N4H7T24*K*AAA* | EA*4X25L17A* | *96VTN0601412B* | 22800 | 24000 | 16.5 | 12 | 8.1 | 2.3 | 60 | 45 | 213167895
ARCOAIRE | N4H7T24*K*AAA* | EA*4X25L17A* | *96VTN0601412B* | 22800 | 24000 | 16.5 | 12 | 8.1 | 2.3 | 60 | 45 | 213167894
AIRQUEST | N4H7T24*K*AAA* | EA*4X25L17A* | *96VTN0601412B* | 22800 | 24000 | 16.5 | 12 | 8.1 | 2.3 | 60 | 45 | 213167893
PAYNE HEATING AND COOLING | PH7TAN424**AA* | PF4TNXC36L* |  | 23400 | 23800 | 17 | 12.5 | 8.1 | 2.32 | 61 | 45 | 213280533
KEEPRITE | N4H7T24*K*AAA* | EA*4X37L17A* | *80VSL0451412B* | 23000 | 24000 | 16.5 | 12.5 | 8.1 | 2.32 | 60 | 45 | 213168964
COMFORTMAKER | N4H7T24*K*AAA* | EA*4X37L17A* | *80VSL0451412B* | 23000 | 24000 | 16.5 | 12.5 | 8.1 | 2.32 | 60 | 45 | 213168962
DAY & NIGHT | N4H7T24*K*AAA* | EA*4X37L17A* | *80VSL0451412B* | 23000 | 24000 | 16.5 | 12.5 | 8.1 | 2.32 | 60 | 45 | 213168963
ARCOAIRE | N4H7T24*K*AAA* | EA*4X37L17A* | *80VSL0451412B* | 23000 | 24000 | 16.5 | 12.5 | 8.1 | 2.32 | 60 | 45 | 213168961
AIRQUEST | N4H7T24*K*AAA* | EA*4X37L17A* | *80VSL0451412B* | 23000 | 24000 | 16.5 | 12.5 | 8.1 | 2.32 | 60 | 45 | 213168960
HEIL | N4H7T24*K*AAA* | EA*4X37L17A* | *80VSL0451412B* | 23000 | 24000 | 16.5 | 12.5 | 8.1 | 2.32 | 60 | 45 | 213168959
TEMPSTAR | N4H7T24*K*AAA* | EA*4X37L17A* | *80VTL0701716B* | 22800 | 24000 | 16.5 | 12.5 | 8.1 | 2.3 | 60 | 45 | 213168943
KENMORE | N4H7T24*K*AAA* | EA*4X37L17A* | *80VTL0701716B* | 22800 | 24000 | 16.5 | 12.5 | 8.1 | 2.3 | 60 | 45 | 213168942
KEEPRITE | N4H7T24*K*AAA* | EA*4X37L17A* | *80VTL0701716B* | 22800 | 24000 | 16.5 | 12.5 | 8.1 | 2.3 | 60 | 45 | 213168941
DAY & NIGHT | N4H7T24*K*AAA* | EA*4X37L17A* | *80VTL0701716B* | 22800 | 24000 | 16.5 | 12.5 | 8.1 | 2.3 | 60 | 45 | 213168940
COMFORTMAKER | N4H7T24*K*AAA* | EA*4X37L17A* | *80VTL0701716B* | 22800 | 24000 | 16.5 | 12.5 | 8.1 | 2.3 | 60 | 45 | 213168939
ARCOAIRE | N4H7T24*K*AAA* | EA*4X37L17A* | *80VTL0701716B* | 22800 | 24000 | 16.5 | 12.5 | 8.1 | 2.3 | 60 | 45 | 213168938
AIRQUEST | N4H7T24*K*AAA* | EA*4X37L17A* | *80VTL0701716B* | 22800 | 24000 | 16.5 | 12.5 | 8.1 | 2.3 | 60 | 45 | 213168937
HEIL | N4H7T24*K*AAA* | EA*4X37L17A* | *80VTL0701716B* | 22800 | 24000 | 16.5 | 12.5 | 8.1 | 2.3 | 60 | 45 | 213168936
TEMPSTAR | N4H7T24*K*AAA* | EA*4X37L17A* | *80VTL0451412B* | 23000 | 24000 | 16.5 | 12.5 | 8.1 | 2.32 | 60 | 45 | 213168915
KENMORE | N4H7T24*K*AAA* | EA*4X37L17A* | *80VTL0451412B* | 23000 | 24000 | 16.5 | 12.5 | 8.1 | 2.32 | 60 | 45 | 213168914
KEEPRITE | N4H7T24*K*AAA* | EA*4X37L17A* | *80VTL0451412B* | 23000 | 24000 | 16.5 | 12.5 | 8.1 | 2.32 | 60 | 45 | 213168913
DAY & NIGHT | N4H7T24*K*AAA* | EA*4X37L17A* | *80VTL0451412B* | 23000 | 24000 | 16.5 | 12.5 | 8.1 | 2.32 | 60 | 45 | 213168912
COMFORTMAKER | N4H7T24*K*AAA* | EA*4X37L17A* | *80VTL0451412B* | 23000 | 24000 | 16.5 | 12.5 | 8.1 | 2.32 | 60 | 45 | 213168911
ARCOAIRE | N4H7T24*K*AAA* | EA*4X37L17A* | *80VTL0451412B* | 23000 | 24000 | 16.5 | 12.5 | 8.1 | 2.32 | 60 | 45 | 213168910
TEMPSTAR | N4H7T24*K*AAA* | EA*4X36L21A* | *96VSN1002120B* | 22400 | 23600 | 16 | 12 | 8.1 | 2.26 | 60 | 44 | 213168899
HEIL | N4H7T24*K*AAA* | EA*4X37L17A* | *80VTL0451412B* | 23000 | 24000 | 16.5 | 12.5 | 8.1 | 2.32 | 60 | 45 | 213168908
AIRQUEST | N4H7T24*K*AAA* | EA*4X37L17A* | *80VTL0451412B* | 23000 | 24000 | 16.5 | 12.5 | 8.1 | 2.32 | 60 | 45 | 213168909
KENMORE | N4H7T24*K*AAA* | EA*4X36L21A* | *96VSN1002120B* | 22400 | 23600 | 16 | 12 | 8.1 | 2.26 | 60 | 44 | 213168898
KEEPRITE | N4H7T24*K*AAA* | EA*4X36L21A* | *96VSN1002120B* | 22400 | 23600 | 16 | 12 | 8.1 | 2.26 | 60 | 44 | 213168897
DAY & NIGHT | N4H7T24*K*AAA* | EA*4X36L21A* | *96VSN1002120B* | 22400 | 23600 | 16 | 12 | 8.1 | 2.26 | 60 | 44 | 213168896
COMFORTMAKER | N4H7T24*K*AAA* | EA*4X36L21A* | *96VSN1002120B* | 22400 | 23600 | 16 | 12 | 8.1 | 2.26 | 60 | 44 | 213168895
ARCOAIRE | N4H7T24*K*AAA* | EA*4X36L21A* | *96VSN1002120B* | 22400 | 23600 | 16 | 12 | 8.1 | 2.26 | 60 | 44 | 213168894
AIRQUEST | N4H7T24*K*AAA* | EA*4X36L21A* | *96VSN1002120B* | 22400 | 23600 | 16 | 12 | 8.1 | 2.26 | 60 | 44 | 213168893
HEIL | N4H7T24*K*AAA* | EA*4X36L21A* | *96VSN1002120B* | 22400 | 23600 | 16 | 12 | 8.1 | 2.26 | 60 | 44 | 213168892
TEMPSTAR | N4H7T24*K*AAA* | EA*4X36L21A* | *96VSN0802120B* | 22800 | 24000 | 16.5 | 12.5 | 8.1 | 2.28 | 60 | 44 | 213168886
KENMORE | N4H7T24*K*AAA* | EA*4X36L21A* | *96VSN0802120B* | 22800 | 24000 | 16.5 | 12.5 | 8.1 | 2.28 | 60 | 44 | 213168885
KEEPRITE | N4H7T24*K*AAA* | EA*4X36L21A* | *96VSN0802120B* | 22800 | 24000 | 16.5 | 12.5 | 8.1 | 2.28 | 60 | 44 | 213168884
DAY & NIGHT | N4H7T24*K*AAA* | EA*4X36L21A* | *96VSN0802120B* | 22800 | 24000 | 16.5 | 12.5 | 8.1 | 2.28 | 60 | 44 | 213168883
COMFORTMAKER | N4H7T24*K*AAA* | EA*4X36L21A* | *96VSN0802120B* | 22800 | 24000 | 16.5 | 12.5 | 8.1 | 2.28 | 60 | 44 | 213168882
ARCOAIRE | N4H7T24*K*AAA* | EA*4X36L21A* | *96VSN0802120B* | 22800 | 24000 | 16.5 | 12.5 | 8.1 | 2.28 | 60 | 44 | 213168881
AIRQUEST | N4H7T24*K*AAA* | EA*4X36L21A* | *96VSN0802120B* | 22800 | 24000 | 16.5 | 12.5 | 8.1 | 2.28 | 60 | 44 | 213168880
HEIL | N4H7T24*K*AAA* | EA*4X36L21A* | *96VSN0802120B* | 22800 | 24000 | 16.5 | 12.5 | 8.1 | 2.28 | 60 | 44 | 213168879
DAY & NIGHT | N4H7T24*K*AAA* | EA*4X36L17A* | *96VTN0801716B* | 22200 | 23600 | 16 | 12.5 | 8.1 | 2.24 | 60 | 44 | 213168576
COMFORTMAKER | N4H7T24*K*AAA* | EA*4X36L17A* | *96VTN0801716B* | 22200 | 23600 | 16 | 12.5 | 8.1 | 2.24 | 60 | 44 | 213168575
ARCOAIRE | N4H7T24*K*AAA* | EA*4X36L17A* | *96VTN0801716B* | 22200 | 23600 | 16 | 12.5 | 8.1 | 2.24 | 60 | 44 | 213168574
AIRQUEST | N4H7T24*K*AAA* | EA*4X36L17A* | *96VTN0801716B* | 22200 | 23600 | 16 | 12.5 | 8.1 | 2.24 | 60 | 44 | 213168573
HEIL | N4H7T24*K*AAA* | EA*4X36L17A* | *96VTN0801716B* | 22200 | 23600 | 16 | 12.5 | 8.1 | 2.24 | 60 | 44 | 213168572
TEMPSTAR | N4H7T24*K*AAA* | EA*4X36L17A* | *96VTN0601716B* | 22400 | 23800 | 16 | 12 | 8.1 | 2.26 | 60 | 44 | 213168559
KEEPRITE | N4H7T24*K*AAA* | EA*4X36L17A* | *96VTN0601716B* | 22400 | 23800 | 16 | 12 | 8.1 | 2.26 | 60 | 44 | 213168557
KENMORE | N4H7T24*K*AAA* | EA*4X36L17A* | *96VTN0601716B* | 22400 | 23800 | 16 | 12 | 8.1 | 2.26 | 60 | 44 | 213168558
DAY & NIGHT | N4H7T24*K*AAA* | EA*4X25L17A* | *96VTN0601412B* | 22800 | 24000 | 16.5 | 12 | 8.1 | 2.3 | 60 | 45 | 213167896
BRYANT HEATING AND COOLING SYSTEMS | PH7TAN424**AA* | CAP**3621AL* | 82*SB66110V21*** | 22400 | 23800 | 16 | 12.5 | 8.1 | 2.26 | 60 | 44 | 213168750
BRYANT HEATING AND COOLING SYSTEMS | PH7TAN424**AA* | CAP**3621AL* | 82*SB60090V21*** | 22400 | 23800 | 16 | 12 | 8.1 | 2.26 | 60 | 44 | 213168737
WEATHERMAKER | PH7TAN424**AA* | CAP**3621AL* | PG80VTLB66110C** | 22800 | 24000 | 16.5 | 12.5 | 8.1 | 2.28 | 60 | 44 | 213168696
BROCK | PH7TAN424**AA* | CAP**3621AL* | PG80VTLB66110C** | 22800 | 24000 | 16.5 | 12.5 | 8.1 | 2.28 | 60 | 44 | 213168695
PAYNE HEATING AND COOLING | PH7TAN424**AA* | CAP**3621AL* | PG80VTLB66110C** | 22800 | 24000 | 16.5 | 12.5 | 8.1 | 2.28 | 60 | 44 | 213168694
WEATHERMAKER | PH7TAN424**AA* | CAP**3621AL* | PG80VTLB60090C** | 22400 | 23800 | 16 | 12.5 | 8.1 | 2.26 | 60 | 44 | 213168680
BRYANT HEATING AND COOLING SYSTEMS | PH7TAN424**AA* | CAP**3621AL* | 82*TB66110V21*** | 22800 | 24000 | 16.5 | 12.5 | 8.1 | 2.28 | 60 | 44 | 213168693
PAYNE HEATING AND COOLING | PH7TAN424**AA* | CAP**3621AL* | PG80VTLB60090C** | 22400 | 23800 | 16 | 12.5 | 8.1 | 2.26 | 60 | 44 | 213168678
BROCK | PH7TAN424**AA* | CAP**3621AL* | PG80VTLB60090C** | 22400 | 23800 | 16 | 12.5 | 8.1 | 2.26 | 60 | 44 | 213168679
BRYANT HEATING AND COOLING SYSTEMS | PH7TAN424**AA* | FT4BN(B,X)C36L* |  | 23400 | 23800 | 17 | 12.5 | 8.1 | 2.32 | 61 | 45 | 213280531
BRYANT HEATING AND COOLING SYSTEMS | PH7TAN424**AA* | FG4ANXC36L* |  | 23400 | 23800 | 17 | 12.5 | 8.1 | 2.32 | 61 | 45 | 213280532
BRYANT HEATING AND COOLING SYSTEMS | PH7TAN424**AA* | FT4BNXB24L* |  | 23200 | 23400 | 16.5 | 12.5 | 8.1 | 2.36 | 63 | 47 | 213280554
BROCK | PH7TAN424**AA* | PF4TNXC36L* |  | 23400 | 23800 | 17 | 12.5 | 8.1 | 2.32 | 61 | 45 | 213280534
BRYANT HEATING AND COOLING SYSTEMS | PH7TAN424**AA* | FG4ANXB24L* |  | 23200 | 23400 | 16.5 | 12.5 | 8.1 | 2.36 | 63 | 47 | 213280555
WEATHERMAKER | PH7TAN424**AA* | PF4TNXC36L* |  | 23400 | 23800 | 17 | 12.5 | 8.1 | 2.32 | 61 | 45 | 213280535
BRYANT HEATING AND COOLING SYSTEMS | PH7TAN424**AA* | F54AA*B24L* |  | 23000 | 24200 | 15.5 | 12.5 | 8.1 | 2.3 | 60 | 45 | 213310361
WEATHERMAKER | PH7TAN424**AA* | PF4TNXB24L* |  | 23200 | 23400 | 16.5 | 12.5 | 8.1 | 2.36 | 63 | 47 | 213280558
PAYNE HEATING AND COOLING | PH7TAN424**AA* | PF4TNXB24L* |  | 23200 | 23400 | 16.5 | 12.5 | 8.1 | 2.36 | 63 | 47 | 213280556
BROCK | PH7TAN424**AA* | PF4TNXB24L* |  | 23200 | 23400 | 16.5 | 12.5 | 8.1 | 2.36 | 63 | 47 | 213280557
BRYANT HEATING AND COOLING SYSTEMS | PH7TAN424**AA* | CAP**3621AL* | 82*TB60090V21*** | 22400 | 23800 | 16 | 12.5 | 8.1 | 2.26 | 60 | 44 | 213168677
BRYANT HEATING AND COOLING SYSTEMS | PH7TAN460**AA* | CAP**6121AL* | 926TC66100V21*** | 54500 | 57500 | 15.5 | 12 | 8.1 | 2.26 | 64 | 51 | 213179385
TEMPSTAR | N4H7T24*K*AAA* | EA*4X36L21A* | *96VTN1002122B* | 22800 | 24000 | 16.5 | 12.5 | 8.1 | 2.3 | 60 | 44 | 213168847
HEIL | N4H7T60*K*AAA* | FTMA4B60L0D* |  | 56000 | 58000 | 16.5 | 12.5 | 8.1 | 2.38 | 64 | 51 | 213280690
AIRQUEST | N4H7T60*K*AAA* | FTMA4B60L0D* |  | 56000 | 58000 | 16.5 | 12.5 | 8.1 | 2.38 | 64 | 51 | 213280691
ARCOAIRE | N4H7T60*K*AAA* | FTMA4B60L0D* |  | 56000 | 58000 | 16.5 | 12.5 | 8.1 | 2.38 | 64 | 51 | 213280692
COMFORTMAKER | N4H7T60*K*AAA* | FTMA4B60L0D* |  | 56000 | 58000 | 16.5 | 12.5 | 8.1 | 2.38 | 64 | 51 | 213280693
DAY & NIGHT | N4H7T60*K*AAA* | FTMA4B60L0D* |  | 56000 | 58000 | 16.5 | 12.5 | 8.1 | 2.38 | 64 | 51 | 213280694
KEEPRITE | N4H7T60*K*AAA* | FTMA4B60L0D* |  | 56000 | 58000 | 16.5 | 12.5 | 8.1 | 2.38 | 64 | 51 | 213280695
KENMORE | N4H7T60*K*AAA* | FTMA4B60L0D* |  | 56000 | 58000 | 16.5 | 12.5 | 8.1 | 2.38 | 64 | 51 | 213280696
MARATHERM | N4H7T60*K*AAA* | FTMA4B60L0D* |  | 56000 | 58000 | 16.5 | 12.5 | 8.1 | 2.38 | 64 | 51 | 213280697
TEMPSTAR | N4H7T60*K*AAA* | FTMA4B60L0D* |  | 56000 | 58000 | 16.5 | 12.5 | 8.1 | 2.38 | 64 | 51 | 213280698
HEIL | N4H7T60*K*AAA* | F5MA4*60L*D* |  | 57000 | 60000 | 16 | 12 | 8.1 | 2.34 | 63 | 51 | 213310428
ARCOAIRE | N4H7T60*K*AAA* | F5MA4*60L*D* |  | 57000 | 60000 | 16 | 12 | 8.1 | 2.34 | 63 | 51 | 213310430
AIRQUEST | N4H7T60*K*AAA* | F5MA4*60L*D* |  | 57000 | 60000 | 16 | 12 | 8.1 | 2.34 | 63 | 51 | 213310429
COMFORTMAKER | N4H7T60*K*AAA* | F5MA4*60L*D* |  | 57000 | 60000 | 16 | 12 | 8.1 | 2.34 | 63 | 51 | 213310431
DAY & NIGHT | N4H7T60*K*AAA* | F5MA4*60L*D* |  | 57000 | 60000 | 16 | 12 | 8.1 | 2.34 | 63 | 51 | 213310432
KEEPRITE | N4H7T60*K*AAA* | F5MA4*60L*D* |  | 57000 | 60000 | 16 | 12 | 8.1 | 2.34 | 63 | 51 | 213310433
KENMORE | N4H7T60*K*AAA* | F5MA4*60L*D* |  | 57000 | 60000 | 16 | 12 | 8.1 | 2.34 | 63 | 51 | 213310434
MARATHERM | N4H7T60*K*AAA* | F5MA4*60L*D* |  | 57000 | 60000 | 16 | 12 | 8.1 | 2.34 | 63 | 51 | 213310435
TEMPSTAR | N4H7T60*K*AAA* | F5MA4*60L*D* |  | 57000 | 60000 | 16 | 12 | 8.1 | 2.34 | 63 | 51 | 213310436
DAY & NIGHT | N4H7T24*K*AAA* | FTMA4X24L0B* |  | 23200 | 23400 | 16.5 | 12.5 | 8.1 | 2.36 | 63 | 47 | 213280563
KEEPRITE | N4H7T24*K*AAA* | FTMA4X24L0B* |  | 23200 | 23400 | 16.5 | 12.5 | 8.1 | 2.36 | 63 | 47 | 213280564
KENMORE | N4H7T24*K*AAA* | FTMA4X24L0B* |  | 23200 | 23400 | 16.5 | 12.5 | 8.1 | 2.36 | 63 | 47 | 213280565
TEMPSTAR | N4H7T24*K*AAA* | FTMA4X24L0B* |  | 23200 | 23400 | 16.5 | 12.5 | 8.1 | 2.36 | 63 | 47 | 213280567
MARATHERM | N4H7T24*K*AAA* | FTMA4X24L0B* |  | 23200 | 23400 | 16.5 | 12.5 | 8.1 | 2.36 | 63 | 47 | 213280566
HEIL | N4H7T24*K*AAA* | F5MA4*24L*B* |  | 23000 | 24200 | 15.5 | 12.5 | 8.1 | 2.3 | 60 | 45 | 213310362
AIRQUEST | N4H7T24*K*AAA* | F5MA4*24L*B* |  | 23000 | 24200 | 15.5 | 12.5 | 8.1 | 2.3 | 60 | 45 | 213310363
ARCOAIRE | N4H7T24*K*AAA* | F5MA4*24L*B* |  | 23000 | 24200 | 15.5 | 12.5 | 8.1 | 2.3 | 60 | 45 | 213310364
COMFORTMAKER | N4H7T24*K*AAA* | F5MA4*24L*B* |  | 23000 | 24200 | 15.5 | 12.5 | 8.1 | 2.3 | 60 | 45 | 213310365
DAY & NIGHT | N4H7T24*K*AAA* | F5MA4*24L*B* |  | 23000 | 24200 | 15.5 | 12.5 | 8.1 | 2.3 | 60 | 45 | 213310366
KEEPRITE | N4H7T24*K*AAA* | F5MA4*24L*B* |  | 23000 | 24200 | 15.5 | 12.5 | 8.1 | 2.3 | 60 | 45 | 213310367
MARATHERM | N4H7T24*K*AAA* | F5MA4*24L*B* |  | 23000 | 24200 | 15.5 | 12.5 | 8.1 | 2.3 | 60 | 45 | 213310369
TEMPSTAR | N4H7T24*K*AAA* | F5MA4*24L*B* |  | 23000 | 24200 | 15.5 | 12.5 | 8.1 | 2.3 | 60 | 45 | 213310370
KENMORE | N4H7T24*K*AAA* | F5MA4*24L*B* |  | 23000 | 24200 | 15.5 | 12.5 | 8.1 | 2.3 | 60 | 45 | 213310368
WEATHERMAKER | PH7TAN424**AA* | CAP**3717AL* | PG96VTAB36040B** | 22800 | 24200 | 16 | 12 | 8.1 | 2.28 | 60 | 45 | 213169033
BROCK | PH7TAN424**AA* | CAP**3717AL* | PG96VTAB36040B** | 22800 | 24200 | 16 | 12 | 8.1 | 2.28 | 60 | 45 | 213169032
PAYNE HEATING AND COOLING | PH7TAN424**AA* | CAP**3717AL* | PG96VTAB36040B** | 22800 | 24200 | 16 | 12 | 8.1 | 2.28 | 60 | 45 | 213169031
BRYANT HEATING AND COOLING SYSTEMS | PH7TAN424**AA* | CAP**3717AL* | 926TC36040V17*** | 22800 | 24200 | 16 | 12 | 8.1 | 2.28 | 60 | 45 | 213169030
BRYANT HEATING AND COOLING SYSTEMS | PH7TAN424**AA* | CAP**3717AL* | 82*SB48090V17*** | 23000 | 24000 | 16.5 | 12.5 | 8.1 | 2.32 | 60 | 45 | 213168997
BRYANT HEATING AND COOLING SYSTEMS | PH7TAN424**AA* | CAP**3717AL* | 82*SB48070V17*** | 23200 | 24200 | 16.5 | 12.5 | 8.1 | 2.34 | 60 | 45 | 213168984
BRYANT HEATING AND COOLING SYSTEMS | PH7TAN424**AA* | CAP**3717AL* | 82*SB36070V14*** | 23000 | 24000 | 16.5 | 12.5 | 8.1 | 2.32 | 60 | 45 | 213168971
WEATHERMAKER | PH7TAN424**AA* | CAP**3717AL* | PG80VTLB48090B** | 23000 | 24000 | 16.5 | 12.5 | 8.1 | 2.32 | 60 | 45 | 213168951
BRYANT HEATING AND COOLING SYSTEMS | PH7TAN424**AA* | CAP**3717AL* | 82*SB36045V14*** | 23000 | 24000 | 16.5 | 12.5 | 8.1 | 2.32 | 60 | 45 | 213168958
BROCK | PH7TAN424**AA* | CAP**3717AL* | PG80VTLB48090B** | 23000 | 24000 | 16.5 | 12.5 | 8.1 | 2.32 | 60 | 45 | 213168950
PAYNE HEATING AND COOLING | PH7TAN424**AA* | CAP**3717AL* | PG80VTLB48090B** | 23000 | 24000 | 16.5 | 12.5 | 8.1 | 2.32 | 60 | 45 | 213168949
BRYANT HEATING AND COOLING SYSTEMS | PH7TAN424**AA* | CAP**3717AL* | 82*TB48090V17*** | 23000 | 24000 | 16.5 | 12.5 | 8.1 | 2.32 | 60 | 45 | 213168948
WEATHERMAKER | PH7TAN424**AA* | CAP**3717AL* | PG80VTLB48070B** | 22800 | 24000 | 16.5 | 12.5 | 8.1 | 2.3 | 60 | 45 | 213168935
BROCK | PH7TAN424**AA* | CAP**3717AL* | PG80VTLB48070B** | 22800 | 24000 | 16.5 | 12.5 | 8.1 | 2.3 | 60 | 45 | 213168934
PAYNE HEATING AND COOLING | PH7TAN424**AA* | CAP**3717AL* | PG80VTLB48070B** | 22800 | 24000 | 16.5 | 12.5 | 8.1 | 2.3 | 60 | 45 | 213168933
BRYANT HEATING AND COOLING SYSTEMS | PH7TAN424**AA* | CAP**3717AL* | 82*TB48070V17*** | 22800 | 24000 | 16.5 | 12.5 | 8.1 | 2.3 | 60 | 45 | 213168932
WEATHERMAKER | PH7TAN424**AA* | CAP**3717AL* | PG80VTLB36070A** | 23000 | 24000 | 16.5 | 12.5 | 8.1 | 2.32 | 60 | 45 | 213168925
BROCK | PH7TAN424**AA* | CAP**3717AL* | PG80VTLB36070A** | 23000 | 24000 | 16.5 | 12.5 | 8.1 | 2.32 | 60 | 45 | 213168924
BRYANT HEATING AND COOLING SYSTEMS | PH7TAN424**AA* | CAP**3717AL* | 82*TB36070V14*** | 23000 | 24000 | 16.5 | 12.5 | 8.1 | 2.32 | 60 | 45 | 213168922
PAYNE HEATING AND COOLING | PH7TAN424**AA* | CAP**3717AL* | PG80VTLB36070A** | 23000 | 24000 | 16.5 | 12.5 | 8.1 | 2.32 | 60 | 45 | 213168923
WEATHERMAKER | PH7TAN424**AA* | CAP**3717AL* | PG80VTLB36045A** | 23000 | 24000 | 16.5 | 12.5 | 8.1 | 2.32 | 60 | 45 | 213168907
BROCK | PH7TAN424**AA* | CAP**3717AL* | PG80VTLB36045A** | 23000 | 24000 | 16.5 | 12.5 | 8.1 | 2.32 | 60 | 45 | 213168906
BRYANT HEATING AND COOLING SYSTEMS | PH7TAN424**AA* | CAP**3621AL* | 926SB60100V21*** | 22400 | 23600 | 16 | 12 | 8.1 | 2.26 | 60 | 44 | 213168891
PAYNE HEATING AND COOLING | PH7TAN424**AA* | CAP**3717AL* | PG80VTLB36045A** | 23000 | 24000 | 16.5 | 12.5 | 8.1 | 2.32 | 60 | 45 | 213168905
BRYANT HEATING AND COOLING SYSTEMS | PH7TAN424**AA* | CAP**3621AL* | 926SB60080V21*** | 22800 | 24000 | 16.5 | 12.5 | 8.1 | 2.28 | 60 | 44 | 213168878
BRYANT HEATING AND COOLING SYSTEMS | PH7TAN424**AA* | CAP**3621AL* | 926TC66100V21*** | 22800 | 24000 | 16.5 | 12.5 | 8.1 | 2.3 | 60 | 44 | 213168839
ECOTEMP | W4H7T36*K*AAA* | WLA*484DA* | WFET110C066A* | 34000 | 35000 | 16 | 11.7 | 8.1 | 2.24 | 62 | 50 | 213174124
ECOTEMP | W4H7T24*K*AAA* | WLA*254BA* | WFST080B048A* | 23200 | 24200 | 16.5 | 12.5 | 8.1 | 2.34 | 60 | 45 | 213167939
GRANDAIRE | W4H7T36*K*AAA* | WLA*484DA* | WFET110C066A* | 34000 | 35000 | 16 | 11.7 | 8.1 | 2.24 | 62 | 50 | 213174123
GRANDAIRE | W4H7T24*K*AAA* | WLA*254BA* | WFST080B048A* | 23200 | 24200 | 16.5 | 12.5 | 8.1 | 2.34 | 60 | 45 | 213167938
ECOTEMP | W4H7T24*K*AAA* | WLA*254BA* | WFST060B048A* | 23000 | 24000 | 16.5 | 12.5 | 8.1 | 2.32 | 60 | 45 | 213167919
GRANDAIRE | W4H7T24*K*AAA* | WLA*254BA* | WFST060B048A* | 23000 | 24000 | 16.5 | 12.5 | 8.1 | 2.32 | 60 | 45 | 213167918
ECOTEMP | W4H7T24*K*AAA* | WLA*254BA* | WFET090B048A* | 23200 | 24200 | 16.5 | 12.5 | 8.1 | 2.34 | 60 | 45 | 213167795
GRANDAIRE | W4H7T24*K*AAA* | WLA*254BA* | WFET090B048A* | 23200 | 24200 | 16.5 | 12.5 | 8.1 | 2.34 | 60 | 45 | 213167794
ECOTEMP | W4H7T24*K*AAA* | WLA*254BA* | WFET070A036A* | 23200 | 24200 | 16.5 | 12.5 | 8.1 | 2.34 | 60 | 44 | 213167769
GRANDAIRE | W4H7T24*K*AAA* | WLA*254BA* | WFET070A036A* | 23200 | 24200 | 16.5 | 12.5 | 8.1 | 2.34 | 60 | 44 | 213167768
ECOTEMP | W4H7T24*K*AAA* | WLA*254BA* | WFET045A036A* | 22800 | 24000 | 16.5 | 12.5 | 8.1 | 2.32 | 60 | 44 | 213167759
GRANDAIRE | W4H7T24*K*AAA* | WLA*254BA* | WFET045A036A* | 22800 | 24000 | 16.5 | 12.5 | 8.1 | 2.32 | 60 | 44 | 213167758
ECOTEMP | W4H7T24*K*AAA* | WLA*244BA* | WFST080B048A* | 22200 | 23800 | 16 | 12 | 8.1 | 2.26 | 60 | 45 | 213167676
GRANDAIRE | W4H7T24*K*AAA* | WLA*244BA* | WFST080B048A* | 22200 | 23800 | 16 | 12 | 8.1 | 2.26 | 60 | 45 | 213167675
ECOTEMP | W4H7T24*K*AAA* | WLA*244BA* | WFST060B048A* | 22000 | 23600 | 15.5 | 12 | 8.1 | 2.24 | 60 | 44 | 213167656
GRANDAIRE | W4H7T24*K*AAA* | WLA*244BA* | WFST060B048A* | 22000 | 23600 | 15.5 | 12 | 8.1 | 2.24 | 60 | 44 | 213167655
ECOTEMP | W4H7T24*K*AAA* | WLA*244BA* | WFET090B048A* | 22000 | 23600 | 15.5 | 12 | 8.1 | 2.24 | 60 | 44 | 213167532
GRANDAIRE | W4H7T24*K*AAA* | WLA*244BA* | WFET090B048A* | 22000 | 23600 | 15.5 | 12 | 8.1 | 2.24 | 60 | 44 | 213167531
ECOTEMP | W4H7T24*K*AAA* | WLA*244AA* | WFET070A036A* | 22200 | 23800 | 16 | 12 | 8.1 | 2.26 | 60 | 44 | 213167390
GRANDAIRE | W4H7T24*K*AAA* | WLA*244AA* | WFET070A036A* | 22200 | 23800 | 16 | 12 | 8.1 | 2.26 | 60 | 44 | 213167389
ECOTEMP | W4H7T24*K*AAA* | WLA*244AA* | WFET045A036A* | 22000 | 23600 | 15.5 | 12 | 8.1 | 2.24 | 60 | 44 | 213167380
GRANDAIRE | W4H7T24*K*AAA* | WLA*244AA* | WFET045A036A* | 22000 | 23600 | 15.5 | 12 | 8.1 | 2.24 | 60 | 44 | 213167379
CARRIER | GH7TAN424**AA* | FT4BN(B,X)C36L* |  | 23400 | 23800 | 17 | 12.5 | 8.1 | 2.32 | 61 | 45 | 213280525
CARRIER | 25TPA724A**30* | CAP**3721AL* | GG96VTAB60100C** | 22800 | 24000 | 16.5 | 12.5 | 8.1 | 2.32 | 60 | 45 | 213169348
CARRIER | 25TPA724A**30* | CAP**3721AL* | GG96VTAB48080B** | 23200 | 24200 | 16.5 | 12.5 | 8.1 | 2.36 | 60 | 45 | 213169312
CARRIER | 25TPA724A**30* | CAP**3721AL* | GG96VTAB48060B** | 23000 | 24000 | 16.5 | 12.5 | 8.1 | 2.34 | 60 | 45 | 213169292
CARRIER | 25TPA724A**30* | CAP**3717AL* | GG96VTAB48080B** | 23000 | 24200 | 16.5 | 12.5 | 8.1 | 2.32 | 60 | 45 | 213169079
CARRIER | 25TPA724A**30* | CAP**3717AL* | GG96VTAB48060B** | 22800 | 24000 | 16.5 | 12.5 | 8.1 | 2.3 | 60 | 45 | 213169059
ECOTEMP | W4H7T24*K*AAA* | WLA*374CA* | WFST100C060A* | 22800 | 24000 | 16.5 | 12.5 | 8.1 | 2.32 | 60 | 45 | 213169366
GRANDAIRE | W4H7T24*K*AAA* | WLA*374CA* | WFST100C060A* | 22800 | 24000 | 16.5 | 12.5 | 8.1 | 2.32 | 60 | 45 | 213169365
ECOTEMP | W4H7T24*K*AAA* | WLA*374CA* | WFST080B048A* | 23200 | 24200 | 16.5 | 12.5 | 8.1 | 2.36 | 60 | 45 | 213169330
GRANDAIRE | W4H7T24*K*AAA* | WLA*374CA* | WFST080B048A* | 23200 | 24200 | 16.5 | 12.5 | 8.1 | 2.36 | 60 | 45 | 213169329
ECOTEMP | W4H7T24*K*AAA* | WLA*374CA* | WFET110C066A* | 23200 | 24200 | 16.5 | 12.5 | 8.1 | 2.36 | 60 | 45 | 213169222
ECOTEMP | W4H7T24*K*AAA* | WLA*374CA* | WFST060B048A* | 23000 | 24000 | 16.5 | 12.5 | 8.1 | 2.34 | 60 | 45 | 213169310
GRANDAIRE | W4H7T24*K*AAA* | WLA*374CA* | WFST060B048A* | 23000 | 24000 | 16.5 | 12.5 | 8.1 | 2.34 | 60 | 45 | 213169309
GRANDAIRE | W4H7T24*K*AAA* | WLA*374CA* | WFET110C066A* | 23200 | 24200 | 16.5 | 12.5 | 8.1 | 2.36 | 60 | 45 | 213169221
GRANDAIRE | W4H7T24*K*AAA* | WLA*374CA* | WFET090B048A* | 22800 | 24000 | 16.5 | 12.5 | 8.1 | 2.32 | 60 | 45 | 213169187
ECOTEMP | W4H7T24*K*AAA* | WLA*374CA* | WFET090B048A* | 22800 | 24000 | 16.5 | 12.5 | 8.1 | 2.32 | 60 | 45 | 213169188
GRANDAIRE | W4H7T24*K*AAA* | WLA*374BA* | WFST080B048A* | 23000 | 24200 | 16.5 | 12.5 | 8.1 | 2.32 | 60 | 45 | 213169096
ECOTEMP | W4H7T24*K*AAA* | WLA*374BA* | WFST080B048A* | 23000 | 24200 | 16.5 | 12.5 | 8.1 | 2.32 | 60 | 45 | 213169097
ECOTEMP | W4H7T24*K*AAA* | WLA*374BA* | WFST060B048A* | 22800 | 24000 | 16.5 | 12.5 | 8.1 | 2.3 | 60 | 45 | 213169077
GRANDAIRE | W4H7T24*K*AAA* | WLA*374BA* | WFST060B048A* | 22800 | 24000 | 16.5 | 12.5 | 8.1 | 2.3 | 60 | 45 | 213169076
ECOTEMP | W4H7T24*K*AAA* | WLA*374BA* | WFET090B048A* | 23000 | 24000 | 16.5 | 12.5 | 8.1 | 2.32 | 60 | 45 | 213168953
GRANDAIRE | W4H7T24*K*AAA* | WLA*374BA* | WFET090B048A* | 23000 | 24000 | 16.5 | 12.5 | 8.1 | 2.32 | 60 | 45 | 213168952
ECOTEMP | W4H7T24*K*AAA* | WLA*374BA* | WFET070A036A* | 23000 | 24000 | 16.5 | 12.5 | 8.1 | 2.32 | 60 | 45 | 213168927
GRANDAIRE | W4H7T24*K*AAA* | WLA*374BA* | WFET070A036A* | 23000 | 24000 | 16.5 | 12.5 | 8.1 | 2.32 | 60 | 45 | 213168926
ECOTEMP | W4H7T24*K*AAA* | WLA*374BA* | WFET045A036A* | 23000 | 24000 | 16.5 | 12.5 | 8.1 | 2.32 | 60 | 45 | 213168917
GRANDAIRE | W4H7T24*K*AAA* | WLA*374BA* | WFET045A036A* | 23000 | 24000 | 16.5 | 12.5 | 8.1 | 2.32 | 60 | 45 | 213168916
ECOTEMP | W4H7T24*K*AAA* | WLA*364CA* | WFET110C066A* | 22800 | 24000 | 16.5 | 12.5 | 8.1 | 2.28 | 60 | 44 | 213168706
GRANDAIRE | W4H7T24*K*AAA* | WLA*364CA* | WFET110C066A* | 22800 | 24000 | 16.5 | 12.5 | 8.1 | 2.28 | 60 | 44 | 213168705
ECOTEMP | W4H7T24*K*AAA* | WLA*364BA* | WFST080B048A* | 22200 | 23600 | 16 | 12.5 | 8.1 | 2.24 | 60 | 44 | 213168581
GRANDAIRE | W4H7T24*K*AAA* | WLA*364BA* | WFST080B048A* | 22200 | 23600 | 16 | 12.5 | 8.1 | 2.24 | 60 | 44 | 213168580
ECOTEMP | W4H7T24*K*AAA* | WLA*364BA* | WFST060B048A* | 22400 | 23800 | 16 | 12 | 8.1 | 2.26 | 60 | 44 | 213168561
BRYANT HEATING AND COOLING SYSTEMS | PH7TAN424**AA* | CAP**3721AL* | 82*TB66110V21*** | 23200 | 24200 | 16.5 | 12.5 | 8.1 | 2.36 | 60 | 45 | 213169209
WEATHERMAKER | PH7TAN424**AA* | CAP**3721AL* | PG80VTLB60090C** | 23400 | 24400 | 16.5 | 13 | 8.1 | 2.36 | 60 | 45 | 213169196
BROCK | PH7TAN424**AA* | CAP**3721AL* | PG80VTLB60090C** | 23400 | 24400 | 16.5 | 13 | 8.1 | 2.36 | 60 | 45 | 213169195
PAYNE HEATING AND COOLING | PH7TAN424**AA* | CAP**3721AL* | PG80VTLB60090C** | 23400 | 24400 | 16.5 | 13 | 8.1 | 2.36 | 60 | 45 | 213169194
BRYANT HEATING AND COOLING SYSTEMS | PH7TAN424**AA* | CAP**3721AL* | 82*TB60090V21*** | 23400 | 24400 | 16.5 | 13 | 8.1 | 2.36 | 60 | 45 | 213169193
WEATHERMAKER | PH7TAN424**AA* | CAP**3721AL* | PG80VTLB48090B** | 22800 | 24000 | 16.5 | 12.5 | 8.1 | 2.32 | 60 | 45 | 213169186
BROCK | PH7TAN424**AA* | CAP**3721AL* | PG80VTLB48090B** | 22800 | 24000 | 16.5 | 12.5 | 8.1 | 2.32 | 60 | 45 | 213169185
PAYNE HEATING AND COOLING | PH7TAN424**AA* | CAP**3721AL* | PG80VTLB48090B** | 22800 | 24000 | 16.5 | 12.5 | 8.1 | 2.32 | 60 | 45 | 213169184
BRYANT HEATING AND COOLING SYSTEMS | PH7TAN424**AA* | CAP**3721AL* | 82*TB48090V17*** | 22800 | 24000 | 16.5 | 12.5 | 8.1 | 2.32 | 60 | 45 | 213169183
WEATHERMAKER | PH7TAN424**AA* | CAP**3721AL* | PG80VTLB48070B** | 23000 | 24000 | 16.5 | 12.5 | 8.1 | 2.34 | 60 | 45 | 213169170
BROCK | PH7TAN424**AA* | CAP**3721AL* | PG80VTLB48070B** | 23000 | 24000 | 16.5 | 12.5 | 8.1 | 2.34 | 60 | 45 | 213169169
PAYNE HEATING AND COOLING | PH7TAN424**AA* | CAP**3721AL* | PG80VTLB48070B** | 23000 | 24000 | 16.5 | 12.5 | 8.1 | 2.34 | 60 | 45 | 213169168
BRYANT HEATING AND COOLING SYSTEMS | PH7TAN424**AA* | CAP**3721AL* | 82*TB48070V17*** | 23000 | 24000 | 16.5 | 12.5 | 8.1 | 2.34 | 60 | 45 | 213169167
BRYANT HEATING AND COOLING SYSTEMS | PH7TAN424**AA* | CAP**3717AL* | 926SB48080V17*** | 23000 | 24200 | 16.5 | 12.5 | 8.1 | 2.32 | 60 | 45 | 213169154
BRYANT HEATING AND COOLING SYSTEMS | PH7TAN424**AA* | CAP**3717AL* | 926SB48060V17*** | 22800 | 24000 | 16 | 12.5 | 8.1 | 2.3 | 60 | 45 | 213169141
BRYANT HEATING AND COOLING SYSTEMS | PH7TAN424**AA* | CAP**3717AL* | 926SB36040V17*** | 22800 | 24200 | 16 | 12 | 8.1 | 2.28 | 60 | 45 | 213169115
WEATHERMAKER | PH7TAN424**AA* | CAP**3717AL* | PG96VTAB48080B** | 23000 | 24200 | 16.5 | 12.5 | 8.1 | 2.32 | 60 | 45 | 213169087
BRYANT HEATING AND COOLING SYSTEMS | PH7TAN424**AA* | CAP**3717AL* | 926TC48080V17*** | 23000 | 24200 | 16.5 | 12.5 | 8.1 | 2.32 | 60 | 45 | 213169084
BROCK | PH7TAN424**AA* | CAP**3717AL* | PG96VTAB48080B** | 23000 | 24200 | 16.5 | 12.5 | 8.1 | 2.32 | 60 | 45 | 213169086
WEATHERMAKER | PH7TAN424**AA* | CAP**3717AL* | PG96VTAB48060B** | 22800 | 24000 | 16.5 | 12.5 | 8.1 | 2.3 | 60 | 45 | 213169067
PAYNE HEATING AND COOLING | PH7TAN424**AA* | CAP**3717AL* | PG96VTAB48080B** | 23000 | 24200 | 16.5 | 12.5 | 8.1 | 2.32 | 60 | 45 | 213169085
BROCK | PH7TAN424**AA* | CAP**3717AL* | PG96VTAB48060B** | 22800 | 24000 | 16.5 | 12.5 | 8.1 | 2.3 | 60 | 45 | 213169066
BRYANT HEATING AND COOLING SYSTEMS | PH7TAN424**AA* | CAP**3717AL* | 926TC48060V17*** | 22800 | 24000 | 16.5 | 12.5 | 8.1 | 2.3 | 60 | 45 | 213169064
PAYNE HEATING AND COOLING | PH7TAN424**AA* | CAP**3717AL* | PG96VTAB48060B** | 22800 | 24000 | 16.5 | 12.5 | 8.1 | 2.3 | 60 | 45 | 213169065
DAY & NIGHT | N4H7T24*K*AAA* | EA*4X37L17A* | *96VTN0601716B* | 22800 | 24000 | 16.5 | 12.5 | 8.1 | 2.3 | 60 | 45 | 213169072
COMFORTMAKER | N4H7T24*K*AAA* | EA*4X37L17A* | *96VTN0601716B* | 22800 | 24000 | 16.5 | 12.5 | 8.1 | 2.3 | 60 | 45 | 213169071
ARCOAIRE | N4H7T24*K*AAA* | EA*4X37L17A* | *96VTN0601716B* | 22800 | 24000 | 16.5 | 12.5 | 8.1 | 2.3 | 60 | 45 | 213169070
AIRQUEST | N4H7T24*K*AAA* | EA*4X37L17A* | *96VTN0601716B* | 22800 | 24000 | 16.5 | 12.5 | 8.1 | 2.3 | 60 | 45 | 213169069
HEIL | N4H7T24*K*AAA* | EA*4X37L17A* | *96VTN0601716B* | 22800 | 24000 | 16.5 | 12.5 | 8.1 | 2.3 | 60 | 45 | 213169068
TEMPSTAR | N4H7T24*K*AAA* | EA*4X37L17A* | *96VTN0401712B* | 22800 | 24200 | 16 | 12 | 8.1 | 2.28 | 60 | 45 | 213169041
KENMORE | N4H7T24*K*AAA* | EA*4X37L17A* | *96VTN0401712B* | 22800 | 24200 | 16 | 12 | 8.1 | 2.28 | 60 | 45 | 213169040
KEEPRITE | N4H7T24*K*AAA* | EA*4X37L17A* | *96VTN0401712B* | 22800 | 24200 | 16 | 12 | 8.1 | 2.28 | 60 | 45 | 213169039
DAY & NIGHT | N4H7T24*K*AAA* | EA*4X37L17A* | *96VTN0401712B* | 22800 | 24200 | 16 | 12 | 8.1 | 2.28 | 60 | 45 | 213169038
COMFORTMAKER | N4H7T24*K*AAA* | EA*4X37L17A* | *96VTN0401712B* | 22800 | 24200 | 16 | 12 | 8.1 | 2.28 | 60 | 45 | 213169037
ARCOAIRE | N4H7T24*K*AAA* | EA*4X37L17A* | *96VTN0401712B* | 22800 | 24200 | 16 | 12 | 8.1 | 2.28 | 60 | 45 | 213169036
AIRQUEST | N4H7T24*K*AAA* | EA*4X37L17A* | *96VTN0401712B* | 22800 | 24200 | 16 | 12 | 8.1 | 2.28 | 60 | 45 | 213169035
HEIL | N4H7T24*K*AAA* | EA*4X37L17A* | *96VTN0401712B* | 22800 | 24200 | 16 | 12 | 8.1 | 2.28 | 60 | 45 | 213169034
TEMPSTAR | N4H7T24*K*AAA* | EA*4X37L17A* | *80VSL0901716B* | 23000 | 24000 | 16.5 | 12.5 | 8.1 | 2.32 | 60 | 45 | 213169005
KENMORE | N4H7T24*K*AAA* | EA*4X37L17A* | *80VSL0901716B* | 23000 | 24000 | 16.5 | 12.5 | 8.1 | 2.32 | 60 | 45 | 213169004
KEEPRITE | N4H7T24*K*AAA* | EA*4X37L17A* | *80VSL0901716B* | 23000 | 24000 | 16.5 | 12.5 | 8.1 | 2.32 | 60 | 45 | 213169003
DAY & NIGHT | N4H7T24*K*AAA* | EA*4X37L17A* | *80VSL0901716B* | 23000 | 24000 | 16.5 | 12.5 | 8.1 | 2.32 | 60 | 45 | 213169002
COMFORTMAKER | N4H7T24*K*AAA* | EA*4X37L17A* | *80VSL0901716B* | 23000 | 24000 | 16.5 | 12.5 | 8.1 | 2.32 | 60 | 45 | 213169001
ARCOAIRE | N4H7T24*K*AAA* | EA*4X37L17A* | *80VSL0901716B* | 23000 | 24000 | 16.5 | 12.5 | 8.1 | 2.32 | 60 | 45 | 213169000
AIRQUEST | N4H7T24*K*AAA* | EA*4X37L17A* | *80VSL0901716B* | 23000 | 24000 | 16.5 | 12.5 | 8.1 | 2.32 | 60 | 45 | 213168999
HEIL | N4H7T24*K*AAA* | EA*4X37L17A* | *80VSL0901716B* | 23000 | 24000 | 16.5 | 12.5 | 8.1 | 2.32 | 60 | 45 | 213168998
TEMPSTAR | N4H7T24*K*AAA* | EA*4X37L17A* | *80VSL0701716B* | 23200 | 24200 | 16.5 | 12.5 | 8.1 | 2.34 | 60 | 45 | 213168992
KENMORE | N4H7T24*K*AAA* | EA*4X37L17A* | *80VSL0701716B* | 23200 | 24200 | 16.5 | 12.5 | 8.1 | 2.34 | 60 | 45 | 213168991
KEEPRITE | N4H7T24*K*AAA* | EA*4X37L17A* | *80VSL0701716B* | 23200 | 24200 | 16.5 | 12.5 | 8.1 | 2.34 | 60 | 45 | 213168990
DAY & NIGHT | N4H7T24*K*AAA* | EA*4X37L17A* | *80VSL0701716B* | 23200 | 24200 | 16.5 | 12.5 | 8.1 | 2.34 | 60 | 45 | 213168989
COMFORTMAKER | N4H7T24*K*AAA* | EA*4X37L17A* | *80VSL0701716B* | 23200 | 24200 | 16.5 | 12.5 | 8.1 | 2.34 | 60 | 45 | 213168988
ARCOAIRE | N4H7T24*K*AAA* | EA*4X37L17A* | *80VSL0701716B* | 23200 | 24200 | 16.5 | 12.5 | 8.1 | 2.34 | 60 | 45 | 213168987
AIRQUEST | N4H7T24*K*AAA* | EA*4X37L17A* | *80VSL0701716B* | 23200 | 24200 | 16.5 | 12.5 | 8.1 | 2.34 | 60 | 45 | 213168986
HEIL | N4H7T24*K*AAA* | EA*4X37L17A* | *80VSL0701716B* | 23200 | 24200 | 16.5 | 12.5 | 8.1 | 2.34 | 60 | 45 | 213168985
TEMPSTAR | N4H7T24*K*AAA* | EA*4X37L17A* | *80VSL0701412B* | 23000 | 24000 | 16.5 | 12.5 | 8.1 | 2.32 | 60 | 45 | 213168979
KENMORE | N4H7T24*K*AAA* | EA*4X37L17A* | *80VSL0701412B* | 23000 | 24000 | 16.5 | 12.5 | 8.1 | 2.32 | 60 | 45 | 213168978
KEEPRITE | N4H7T24*K*AAA* | EA*4X37L17A* | *80VSL0701412B* | 23000 | 24000 | 16.5 | 12.5 | 8.1 | 2.32 | 60 | 45 | 213168977
COMFORTMAKER | N4H7T24*K*AAA* | EA*4X37L17A* | *80VSL0701412B* | 23000 | 24000 | 16.5 | 12.5 | 8.1 | 2.32 | 60 | 45 | 213168975
DAY & NIGHT | N4H7T24*K*AAA* | EA*4X37L17A* | *80VSL0701412B* | 23000 | 24000 | 16.5 | 12.5 | 8.1 | 2.32 | 60 | 45 | 213168976
ARCOAIRE | N4H7T24*K*AAA* | EA*4X37L17A* | *80VSL0701412B* | 23000 | 24000 | 16.5 | 12.5 | 8.1 | 2.32 | 60 | 45 | 213168974
AIRQUEST | N4H7T24*K*AAA* | EA*4X37L17A* | *80VSL0701412B* | 23000 | 24000 | 16.5 | 12.5 | 8.1 | 2.32 | 60 | 45 | 213168973
HEIL | N4H7T24*K*AAA* | EA*4X37L17A* | *80VSL0701412B* | 23000 | 24000 | 16.5 | 12.5 | 8.1 | 2.32 | 60 | 45 | 213168972
TEMPSTAR | N4H7T24*K*AAA* | EA*4X37L17A* | *80VSL0451412B* | 23000 | 24000 | 16.5 | 12.5 | 8.1 | 2.32 | 60 | 45 | 213168966
KENMORE | N4H7T24*K*AAA* | EA*4X37L17A* | *80VSL0451412B* | 23000 | 24000 | 16.5 | 12.5 | 8.1 | 2.32 | 60 | 45 | 213168965
BRYANT HEATING AND COOLING SYSTEMS | GH7TAN424**AA* | CAP**2517AL* | 82*SB36045V14*** | 22800 | 24000 | 16.5 | 12.5 | 8.1 | 2.32 | 60 | 44 | 213167799
BRYANT HEATING AND COOLING SYSTEMS | GH7TAN424**AA* | CAP**2517AL* | 82*TB48090V17*** | 23200 | 24200 | 16.5 | 12.5 | 8.1 | 2.34 | 60 | 45 | 213167789
CARRIER | GH7TAN424**AA* | CAP**2517AL* | 58TP*B090V17**16 | 23200 | 24200 | 16.5 | 12.5 | 8.1 | 2.34 | 60 | 45 | 213167787
BRYANT HEATING AND COOLING SYSTEMS | GH7TAN424**AA* | CAP**2517AL* | 82*TB48070V17*** | 23000 | 24000 | 16.5 | 12.5 | 8.1 | 2.32 | 60 | 45 | 213167773
CARRIER | GH7TAN424**AA* | CAP**2517AL* | 58TP*B070V17**16 | 23000 | 24000 | 16.5 | 12.5 | 8.1 | 2.32 | 60 | 45 | 213167771
BRYANT HEATING AND COOLING SYSTEMS | GH7TAN424**AA* | CAP**2517AL* | 82*TB36070V14*** | 23200 | 24200 | 16.5 | 12.5 | 8.1 | 2.34 | 60 | 44 | 213167763
CARRIER | GH7TAN424**AA* | CAP**2517AL* | 58TP*B070V14**12 | 23200 | 24200 | 16.5 | 12.5 | 8.1 | 2.34 | 60 | 44 | 213167761
CARRIER | GH7TAN424**AA* | CAP**2517AL* | 58TP*B045V14**12 | 22800 | 24000 | 16.5 | 12.5 | 8.1 | 2.32 | 60 | 44 | 213167743
BRYANT HEATING AND COOLING SYSTEMS | GH7TAN424**AA* | CAP**2417AL* | 926SB48080V17*** | 22200 | 23800 | 16 | 12 | 8.1 | 2.26 | 60 | 45 | 213167732
CARRIER | GH7TAN424**AA* | CAP**2417AL* | 59SP6B080V17**16 | 22200 | 23800 | 16 | 12 | 8.1 | 2.26 | 60 | 45 | 213167730
BRYANT HEATING AND COOLING SYSTEMS | GH7TAN424**AA* | CAP**2417AL* | 926SB48060V17*** | 22000 | 23600 | 15.5 | 12 | 8.1 | 2.24 | 60 | 44 | 213167719
CARRIER | GH7TAN424**AA* | CAP**2417AL* | 59SP6B060V17**16 | 22000 | 23600 | 15.5 | 12 | 8.1 | 2.24 | 60 | 44 | 213167717
BRYANT HEATING AND COOLING SYSTEMS | GH7TAN424**AA* | CAP**2417AL* | 926TC48080V17*** | 22200 | 23800 | 16 | 12 | 8.1 | 2.26 | 60 | 45 | 213167662
CARRIER | GH7TAN424**AA* | CAP**2417AL* | GG96VTAB48080B** | 22200 | 23800 | 16 | 12 | 8.1 | 2.26 | 60 | 45 | 213167660
CARRIER | GH7TAN424**AA* | CAP**2417AL* | 59TP6C060V17**16 | 22000 | 23600 | 15.5 | 12 | 8.1 | 2.24 | 60 | 44 | 213167639
BRYANT HEATING AND COOLING SYSTEMS | GH7TAN424**AA* | CAP**2417AL* | 926TC48060V17*** | 22000 | 23600 | 15.5 | 12 | 8.1 | 2.24 | 60 | 44 | 213167642
CARRIER | GH7TAN424**AA* | CAP**2417AL* | 59TP6C080V17**16 | 22200 | 23800 | 16 | 12 | 8.1 | 2.26 | 60 | 45 | 213167659
CARRIER | GH7TAN424**AA* | CAP**2417AL* | GG96VTAB48060B** | 22000 | 23600 | 15.5 | 12 | 8.1 | 2.24 | 60 | 44 | 213167640
BRYANT HEATING AND COOLING SYSTEMS | GH7TAN424**AA* | CAP**2417AL* | 82*SB48070V17*** | 22000 | 23600 | 16 | 12 | 8.1 | 2.24 | 60 | 44 | 213167562
CARRIER | GH7TAN424**AA* | CAP**2417AL* | 58SP*B070V17**16 | 22000 | 23600 | 16 | 12 | 8.1 | 2.24 | 60 | 44 | 213167560
BRYANT HEATING AND COOLING SYSTEMS | GH7TAN424**AA* | CAP**2417AL* | 82*TB48090V17*** | 22000 | 23600 | 15.5 | 12 | 8.1 | 2.24 | 60 | 44 | 213167526
CARRIER | GH7TAN424**AA* | CAP**2417AL* | 58TP*B090V17**16 | 22000 | 23600 | 15.5 | 12 | 8.1 | 2.24 | 60 | 44 | 213167524
BRYANT HEATING AND COOLING SYSTEMS | GH7TAN424**AA* | CAP**2417AL* | 82*TB48070V17*** | 22000 | 23800 | 16 | 12 | 8.1 | 2.24 | 60 | 44 | 213167510
CARRIER | GH7TAN424**AA* | CAP**2417AL* | 58TP*B070V17**16 | 22000 | 23800 | 16 | 12 | 8.1 | 2.24 | 60 | 44 | 213167508
BRYANT HEATING AND COOLING SYSTEMS | GH7TAN424**AA* | CAP**2414AL* | 82*SB36045V14*** | 22000 | 23600 | 15.5 | 12 | 8.1 | 2.24 | 60 | 44 | 213167394
CARRIER | GH7TAN424**AA* | CAP**2414AL* | 58SP*B045V14**12 | 22000 | 23600 | 15.5 | 12 | 8.1 | 2.24 | 60 | 44 | 213167392
BRYANT HEATING AND COOLING SYSTEMS | GH7TAN424**AA* | CAP**2414AL* | 82*TB36070V14*** | 22200 | 23800 | 16 | 12 | 8.1 | 2.26 | 60 | 44 | 213167384
CARRIER | GH7TAN424**AA* | CAP**2414AL* | 58TP*B070V14**12 | 22200 | 23800 | 16 | 12 | 8.1 | 2.26 | 60 | 44 | 213167382
CARRIER | GH7TAN424**AA* | CAP**2414AL* | 58TP*B045V14**12 | 22000 | 23600 | 15.5 | 12 | 8.1 | 2.24 | 60 | 44 | 213167364
GRANDAIRE | W4H7T24*K*AAA* | WLA*364BA* | WFST060B048A* | 22400 | 23800 | 16 | 12 | 8.1 | 2.26 | 60 | 44 | 213168560
BRYANT HEATING AND COOLING SYSTEMS | 227TBN060**AA* | F54AA*D60L* |  | 57000 | 60000 | 16 | 12 | 8.1 | 2.34 | 63 | 51 | 213386205
CARRIER | 25TPA724A**30* | CAP**3617AL* | GG96VTAB48080B** | 22200 | 23600 | 16 | 12.5 | 8.1 | 2.24 | 60 | 44 | 213168563
CARRIER | 25TPA724A**30* | CAP**3617AL* | GG96VTAB48060B** | 22400 | 23800 | 16 | 12 | 8.1 | 2.26 | 60 | 44 | 213168543
COMFORTMAKER | N4H7T24*K*AAA* | FTMA4X24L0B* |  | 23200 | 23400 | 16.5 | 12.5 | 8.1 | 2.36 | 63 | 47 | 213280562
KENMORE | N4H7T24*K*AAA* | EA*4X37L21A* | *96VSN1002120B* | 23400 | 24400 | 17 | 13 | 8.1 | 2.38 | 60 | 45 | 213169443
TEMPSTAR | N4H7T24*K*AAA* | EA*4X37L21A* | *96VSN1002120B* | 23400 | 24400 | 17 | 13 | 8.1 | 2.38 | 60 | 45 | 213169444
KEEPRITE | N4H7T24*K*AAA* | EA*4X37L21A* | *96VSN1002120B* | 23400 | 24400 | 17 | 13 | 8.1 | 2.38 | 60 | 45 | 213169442
DAY & NIGHT | N4H7T24*K*AAA* | EA*4X37L21A* | *96VSN1002120B* | 23400 | 24400 | 17 | 13 | 8.1 | 2.38 | 60 | 45 | 213169441
COMFORTMAKER | N4H7T24*K*AAA* | EA*4X37L21A* | *96VSN1002120B* | 23400 | 24400 | 17 | 13 | 8.1 | 2.38 | 60 | 45 | 213169440
AIRQUEST | N4H7T24*K*AAA* | EA*4X37L21A* | *96VSN1002120B* | 23400 | 24400 | 17 | 13 | 8.1 | 2.38 | 60 | 45 | 213169438
ARCOAIRE | N4H7T24*K*AAA* | EA*4X37L21A* | *96VSN1002120B* | 23400 | 24400 | 17 | 13 | 8.1 | 2.38 | 60 | 45 | 213169439
HEIL | N4H7T24*K*AAA* | EA*4X37L21A* | *96VSN1002120B* | 23400 | 24400 | 17 | 13 | 8.1 | 2.38 | 60 | 45 | 213169437
TEMPSTAR | N4H7T24*K*AAA* | EA*4X37L21A* | *96VSN0802120B* | 23200 | 24200 | 16.5 | 12.5 | 8.1 | 2.36 | 60 | 45 | 213169431
KEEPRITE | N4H7T24*K*AAA* | EA*4X37L21A* | *96VSN0802120B* | 23200 | 24200 | 16.5 | 12.5 | 8.1 | 2.36 | 60 | 45 | 213169429
KENMORE | N4H7T24*K*AAA* | EA*4X37L21A* | *96VSN0802120B* | 23200 | 24200 | 16.5 | 12.5 | 8.1 | 2.36 | 60 | 45 | 213169430
DAY & NIGHT | N4H7T24*K*AAA* | EA*4X37L21A* | *96VSN0802120B* | 23200 | 24200 | 16.5 | 12.5 | 8.1 | 2.36 | 60 | 45 | 213169428
COMFORTMAKER | N4H7T24*K*AAA* | EA*4X37L21A* | *96VSN0802120B* | 23200 | 24200 | 16.5 | 12.5 | 8.1 | 2.36 | 60 | 45 | 213169427
ARCOAIRE | N4H7T24*K*AAA* | EA*4X37L21A* | *96VSN0802120B* | 23200 | 24200 | 16.5 | 12.5 | 8.1 | 2.36 | 60 | 45 | 213169426
AIRQUEST | N4H7T24*K*AAA* | EA*4X37L21A* | *96VSN0802120B* | 23200 | 24200 | 16.5 | 12.5 | 8.1 | 2.36 | 60 | 45 | 213169425
HEIL | N4H7T24*K*AAA* | EA*4X37L21A* | *96VSN0802120B* | 23200 | 24200 | 16.5 | 12.5 | 8.1 | 2.36 | 60 | 45 | 213169424
KENMORE | N4H7T24*K*AAA* | EA*4X37L21A* | *96VSN0801716B* | 23200 | 24200 | 16.5 | 12.5 | 8.1 | 2.36 | 60 | 45 | 213169417
TEMPSTAR | N4H7T24*K*AAA* | EA*4X37L21A* | *96VSN0801716B* | 23200 | 24200 | 16.5 | 12.5 | 8.1 | 2.36 | 60 | 45 | 213169418
COMFORTMAKER | N4H7T24*K*AAA* | EA*4X37L21A* | *96VSN0801716B* | 23200 | 24200 | 16.5 | 12.5 | 8.1 | 2.36 | 60 | 45 | 213169414
KEEPRITE | N4H7T24*K*AAA* | EA*4X37L21A* | *96VSN0801716B* | 23200 | 24200 | 16.5 | 12.5 | 8.1 | 2.36 | 60 | 45 | 213169416
ARCOAIRE | N4H7T24*K*AAA* | EA*4X37L21A* | *96VSN0801716B* | 23200 | 24200 | 16.5 | 12.5 | 8.1 | 2.36 | 60 | 45 | 213169413
DAY & NIGHT | N4H7T24*K*AAA* | EA*4X37L21A* | *96VSN0801716B* | 23200 | 24200 | 16.5 | 12.5 | 8.1 | 2.36 | 60 | 45 | 213169415
HEIL | N4H7T24*K*AAA* | EA*4X37L21A* | *96VSN0801716B* | 23200 | 24200 | 16.5 | 12.5 | 8.1 | 2.36 | 60 | 45 | 213169411
TEMPSTAR | N4H7T24*K*AAA* | EA*4X37L21A* | *96VSN0601716B* | 23000 | 24000 | 16.5 | 12.5 | 8.1 | 2.34 | 60 | 45 | 213169405
AIRQUEST | N4H7T24*K*AAA* | EA*4X37L21A* | *96VSN0801716B* | 23200 | 24200 | 16.5 | 12.5 | 8.1 | 2.36 | 60 | 45 | 213169412
KENMORE | N4H7T24*K*AAA* | EA*4X37L21A* | *96VSN0601716B* | 23000 | 24000 | 16.5 | 12.5 | 8.1 | 2.34 | 60 | 45 | 213169404
KEEPRITE | N4H7T24*K*AAA* | EA*4X37L21A* | *96VSN0601716B* | 23000 | 24000 | 16.5 | 12.5 | 8.1 | 2.34 | 60 | 45 | 213169403
DAY & NIGHT | N4H7T24*K*AAA* | EA*4X37L21A* | *96VSN0601716B* | 23000 | 24000 | 16.5 | 12.5 | 8.1 | 2.34 | 60 | 45 | 213169402
COMFORTMAKER | N4H7T24*K*AAA* | EA*4X37L21A* | *96VSN0601716B* | 23000 | 24000 | 16.5 | 12.5 | 8.1 | 2.34 | 60 | 45 | 213169401
ARCOAIRE | N4H7T24*K*AAA* | EA*4X37L21A* | *96VSN0601716B* | 23000 | 24000 | 16.5 | 12.5 | 8.1 | 2.34 | 60 | 45 | 213169400
TEMPSTAR | N4H7T24*K*AAA* | EA*4X37L21A* | *96VSN0401712B* | 23000 | 24200 | 16 | 12 | 8.1 | 2.32 | 60 | 45 | 213169392
AIRQUEST | N4H7T24*K*AAA* | EA*4X37L21A* | *96VSN0601716B* | 23000 | 24000 | 16.5 | 12.5 | 8.1 | 2.34 | 60 | 45 | 213169399
HEIL | N4H7T24*K*AAA* | EA*4X37L21A* | *96VSN0601716B* | 23000 | 24000 | 16.5 | 12.5 | 8.1 | 2.34 | 60 | 45 | 213169398
KENMORE | N4H7T24*K*AAA* | EA*4X37L21A* | *96VSN0401712B* | 23000 | 24200 | 16 | 12 | 8.1 | 2.32 | 60 | 45 | 213169391
KEEPRITE | N4H7T24*K*AAA* | EA*4X37L21A* | *96VSN0401712B* | 23000 | 24200 | 16 | 12 | 8.1 | 2.32 | 60 | 45 | 213169390
ARCOAIRE | N4H7T24*K*AAA* | FTMA4X24L0B* |  | 23200 | 23400 | 16.5 | 12.5 | 8.1 | 2.36 | 63 | 47 | 213280561
DAY & NIGHT | N4H7T24*K*AAA* | EA*4X37L21A* | *96VSN0401712B* | 23000 | 24200 | 16 | 12 | 8.1 | 2.32 | 60 | 45 | 213169389
COMFORTMAKER | N4H7T24*K*AAA* | EA*4X37L21A* | *96VSN0401712B* | 23000 | 24200 | 16 | 12 | 8.1 | 2.32 | 60 | 45 | 213169388
AIRQUEST | N4H7T24*K*AAA* | FTMA4X24L0B* |  | 23200 | 23400 | 16.5 | 12.5 | 8.1 | 2.36 | 63 | 47 | 213280560
ARCOAIRE | N4H7T24*K*AAA* | EA*4X37L21A* | *96VSN0401712B* | 23000 | 24200 | 16 | 12 | 8.1 | 2.32 | 60 | 45 | 213169387
AIRQUEST | N4H7T24*K*AAA* | EA*4X37L21A* | *96VSN0401712B* | 23000 | 24200 | 16 | 12 | 8.1 | 2.32 | 60 | 45 | 213169386
HEIL | N4H7T24*K*AAA* | FTMA4X24L0B* |  | 23200 | 23400 | 16.5 | 12.5 | 8.1 | 2.36 | 63 | 47 | 213280559
HEIL | N4H7T24*K*AAA* | EA*4X37L21A* | *96VSN0401712B* | 23000 | 24200 | 16 | 12 | 8.1 | 2.32 | 60 | 45 | 213169385
TEMPSTAR | N4H7T24*K*AAA* | FTMA4B36L0C* |  | 23400 | 23800 | 17 | 12.5 | 8.1 | 2.32 | 61 | 45 | 213280544
TEMPSTAR | N4H7T24*K*AAA* | EA*4X24L17A* | *80VSL0701716B* | 22000 | 23600 | 16 | 12 | 8.1 | 2.24 | 60 | 44 | 213167571
KENMORE | N4H7T24*K*AAA* | EA*4X24L17A* | *80VSL0701716B* | 22000 | 23600 | 16 | 12 | 8.1 | 2.24 | 60 | 44 | 213167570
KEEPRITE | N4H7T24*K*AAA* | EA*4X24L17A* | *80VSL0701716B* | 22000 | 23600 | 16 | 12 | 8.1 | 2.24 | 60 | 44 | 213167569
DAY & NIGHT | N4H7T24*K*AAA* | EA*4X24L17A* | *80VSL0701716B* | 22000 | 23600 | 16 | 12 | 8.1 | 2.24 | 60 | 44 | 213167568
COMFORTMAKER | N4H7T24*K*AAA* | EA*4X24L17A* | *80VSL0701716B* | 22000 | 23600 | 16 | 12 | 8.1 | 2.24 | 60 | 44 | 213167567
ARCOAIRE | N4H7T24*K*AAA* | EA*4X24L17A* | *80VSL0701716B* | 22000 | 23600 | 16 | 12 | 8.1 | 2.24 | 60 | 44 | 213167566
AIRQUEST | N4H7T24*K*AAA* | EA*4X24L17A* | *80VSL0701716B* | 22000 | 23600 | 16 | 12 | 8.1 | 2.24 | 60 | 44 | 213167565
HEIL | N4H7T24*K*AAA* | EA*4X24L17A* | *80VSL0701716B* | 22000 | 23600 | 16 | 12 | 8.1 | 2.24 | 60 | 44 | 213167564
TEMPSTAR | N4H7T24*K*AAA* | EA*4X24L17A* | *80VTL0701716B* | 22000 | 23800 | 16 | 12 | 8.1 | 2.24 | 60 | 44 | 213167522
KENMORE | N4H7T24*K*AAA* | EA*4X24L17A* | *80VTL0701716B* | 22000 | 23800 | 16 | 12 | 8.1 | 2.24 | 60 | 44 | 213167521
KEEPRITE | N4H7T24*K*AAA* | EA*4X24L17A* | *80VTL0701716B* | 22000 | 23800 | 16 | 12 | 8.1 | 2.24 | 60 | 44 | 213167520
DAY & NIGHT | N4H7T24*K*AAA* | EA*4X24L17A* | *80VTL0701716B* | 22000 | 23800 | 16 | 12 | 8.1 | 2.24 | 60 | 44 | 213167519
COMFORTMAKER | N4H7T24*K*AAA* | EA*4X24L17A* | *80VTL0701716B* | 22000 | 23800 | 16 | 12 | 8.1 | 2.24 | 60 | 44 | 213167518
AIRQUEST | N4H7T24*K*AAA* | EA*4X24L17A* | *80VTL0701716B* | 22000 | 23800 | 16 | 12 | 8.1 | 2.24 | 60 | 44 | 213167516
ARCOAIRE | N4H7T24*K*AAA* | EA*4X24L17A* | *80VTL0701716B* | 22000 | 23800 | 16 | 12 | 8.1 | 2.24 | 60 | 44 | 213167517
HEIL | N4H7T24*K*AAA* | EA*4X24L17A* | *80VTL0701716B* | 22000 | 23800 | 16 | 12 | 8.1 | 2.24 | 60 | 44 | 213167515
DAY & NIGHT | N4H7T24*K*AAA* | EA*4X36L17A* | *96VTN0601716B* | 22400 | 23800 | 16 | 12 | 8.1 | 2.26 | 60 | 44 | 213168556
ARCOAIRE | N4H7T24*K*AAA* | EA*4X36L17A* | *96VTN0601716B* | 22400 | 23800 | 16 | 12 | 8.1 | 2.26 | 60 | 44 | 213168554
COMFORTMAKER | N4H7T24*K*AAA* | EA*4X36L17A* | *96VTN0601716B* | 22400 | 23800 | 16 | 12 | 8.1 | 2.26 | 60 | 44 | 213168555
AIRQUEST | N4H7T24*K*AAA* | EA*4X36L17A* | *96VTN0601716B* | 22400 | 23800 | 16 | 12 | 8.1 | 2.26 | 60 | 44 | 213168553
HEIL | N4H7T24*K*AAA* | EA*4X36L17A* | *96VTN0601716B* | 22400 | 23800 | 16 | 12 | 8.1 | 2.26 | 60 | 44 | 213168552
BRYANT HEATING AND COOLING SYSTEMS | PH7TAN460**AA* | F54AA*D60L* |  | 57000 | 60000 | 16 | 12 | 8.1 | 2.34 | 63 | 51 | 213310427
WEATHERMAKER | PH7TAN460**AA* | PF4TNBD60L* |  | 56000 | 58000 | 16.5 | 12.5 | 8.1 | 2.38 | 64 | 51 | 213280689
BROCK | PH7TAN460**AA* | PF4TNBD60L* |  | 56000 | 58000 | 16.5 | 12.5 | 8.1 | 2.38 | 64 | 51 | 213280688
PAYNE HEATING AND COOLING | PH7TAN460**AA* | PF4TNBD60L* |  | 56000 | 58000 | 16.5 | 12.5 | 8.1 | 2.38 | 64 | 51 | 213280687
BRYANT HEATING AND COOLING SYSTEMS | PH7TAN460**AA* | FG4ANBD60L* |  | 56000 | 58000 | 16.5 | 12.5 | 8.1 | 2.38 | 64 | 51 | 213280686
BRYANT HEATING AND COOLING SYSTEMS | PH7TAN460**AA* | FT4BNBD60L* |  | 56000 | 58000 | 16.5 | 12.5 | 8.1 | 2.38 | 64 | 51 | 213280685
BRYANT HEATING AND COOLING SYSTEMS | GH7TAN424**AA* | CAP**2517AL* | 926SB48080V17*** | 23200 | 24200 | 16.5 | 12.5 | 8.1 | 2.34 | 60 | 45 | 213167995
CARRIER | GH7TAN424**AA* | CAP**2517AL* | 59SP6B080V17**16 | 23200 | 24200 | 16.5 | 12.5 | 8.1 | 2.34 | 60 | 45 | 213167993
BRYANT HEATING AND COOLING SYSTEMS | GH7TAN424**AA* | CAP**2517AL* | 926SB48060V17*** | 23000 | 24000 | 16.5 | 12.5 | 8.1 | 2.32 | 60 | 45 | 213167982
CARRIER | GH7TAN424**AA* | CAP**2517AL* | 59SP6B060V17**16 | 23000 | 24000 | 16.5 | 12.5 | 8.1 | 2.32 | 60 | 45 | 213167980
BRYANT HEATING AND COOLING SYSTEMS | GH7TAN424**AA* | CAP**2517AL* | 926SB36060V14*** | 22800 | 24000 | 16.5 | 12 | 8.1 | 2.3 | 60 | 45 | 213167969
CARRIER | GH7TAN424**AA* | CAP**2517AL* | 59SP6B060V14**12 | 22800 | 24000 | 16.5 | 12 | 8.1 | 2.3 | 60 | 45 | 213167967
BRYANT HEATING AND COOLING SYSTEMS | GH7TAN424**AA* | CAP**2517AL* | 926SB36040V17*** | 23000 | 24200 | 16 | 12 | 8.1 | 2.3 | 60 | 45 | 213167956
CARRIER | GH7TAN424**AA* | CAP**2517AL* | 59SP6B040V17**12 | 23000 | 24200 | 16 | 12 | 8.1 | 2.3 | 60 | 45 | 213167954
BRYANT HEATING AND COOLING SYSTEMS | GH7TAN424**AA* | CAP**2517AL* | 926SB30040V14*** | 22800 | 24000 | 16 | 12 | 8.1 | 2.3 | 60 | 45 | 213167943
CARRIER | GH7TAN424**AA* | CAP**2517AL* | 59SP6B040V14**10 | 22800 | 24000 | 16 | 12 | 8.1 | 2.3 | 60 | 45 | 213167941
BRYANT HEATING AND COOLING SYSTEMS | GH7TAN424**AA* | CAP**2517AL* | 926TC48080V17*** | 23200 | 24200 | 16.5 | 12.5 | 8.1 | 2.34 | 60 | 45 | 213167925
CARRIER | GH7TAN424**AA* | CAP**2517AL* | GG96VTAB48080B** | 23200 | 24200 | 16.5 | 12.5 | 8.1 | 2.34 | 60 | 45 | 213167923
CARRIER | GH7TAN424**AA* | CAP**2517AL* | 59TP6C080V17**16 | 23200 | 24200 | 16.5 | 12.5 | 8.1 | 2.34 | 60 | 45 | 213167922
BRYANT HEATING AND COOLING SYSTEMS | GH7TAN424**AA* | CAP**2517AL* | 926TC48060V17*** | 23000 | 24000 | 16.5 | 12.5 | 8.1 | 2.32 | 60 | 45 | 213167905
CARRIER | GH7TAN424**AA* | CAP**2517AL* | GG96VTAB48060B** | 23000 | 24000 | 16.5 | 12.5 | 8.1 | 2.32 | 60 | 45 | 213167903
CARRIER | GH7TAN424**AA* | CAP**2517AL* | 59TP6C060V17**16 | 23000 | 24000 | 16.5 | 12.5 | 8.1 | 2.32 | 60 | 45 | 213167902
BRYANT HEATING AND COOLING SYSTEMS | GH7TAN424**AA* | CAP**2517AL* | 926TC36060V14*** | 22800 | 24000 | 16.5 | 12 | 8.1 | 2.3 | 60 | 45 | 213167887
CARRIER | GH7TAN424**AA* | CAP**2517AL* | 59TP6C060V14**12 | 22800 | 24000 | 16.5 | 12 | 8.1 | 2.3 | 60 | 45 | 213167885
BRYANT HEATING AND COOLING SYSTEMS | GH7TAN424**AA* | CAP**2517AL* | 926TC36040V17*** | 23000 | 24200 | 16 | 12 | 8.1 | 2.3 | 60 | 45 | 213167871
CARRIER | GH7TAN424**AA* | CAP**2517AL* | 59TP6C040V17**12 | 23000 | 24200 | 16 | 12 | 8.1 | 2.3 | 60 | 45 | 213167869
BRYANT HEATING AND COOLING SYSTEMS | GH7TAN424**AA* | CAP**2517AL* | 82*SB48090V17*** | 23200 | 24200 | 16.5 | 12.5 | 8.1 | 2.34 | 60 | 45 | 213167838
CARRIER | GH7TAN424**AA* | CAP**2517AL* | 58SP*B090V17**16 | 23200 | 24200 | 16.5 | 12.5 | 8.1 | 2.34 | 60 | 45 | 213167836
BRYANT HEATING AND COOLING SYSTEMS | GH7TAN424**AA* | CAP**2517AL* | 82*SB48070V17*** | 22800 | 24000 | 16.5 | 12.5 | 8.1 | 2.32 | 60 | 45 | 213167825
CARRIER | GH7TAN424**AA* | CAP**2517AL* | 58SP*B070V17**16 | 22800 | 24000 | 16.5 | 12.5 | 8.1 | 2.32 | 60 | 45 | 213167823
BRYANT HEATING AND COOLING SYSTEMS | GH7TAN424**AA* | CAP**2517AL* | 82*SB36070V14*** | 23200 | 24200 | 16.5 | 12.5 | 8.1 | 2.34 | 60 | 44 | 213167812
CARRIER | GH7TAN424**AA* | CAP**2517AL* | 58SP*B070V14**12 | 23200 | 24200 | 16.5 | 12.5 | 8.1 | 2.34 | 60 | 44 | 213167810
CARRIER | GH7TAN424**AA* | CAP**2517AL* | 58SP*B045V14**12 | 22800 | 24000 | 16.5 | 12.5 | 8.1 | 2.32 | 60 | 44 | 213167797
TEMPSTAR | N4H7T24*K*AAA* | EA*4X25L17A* | *96VSN0801716B* | 23200 | 24200 | 16.5 | 12.5 | 8.1 | 2.34 | 60 | 45 | 213168004
KEEPRITE | N4H7T24*K*AAA* | EA*4X25L17A* | *96VSN0801716B* | 23200 | 24200 | 16.5 | 12.5 | 8.1 | 2.34 | 60 | 45 | 213168002
KENMORE | N4H7T24*K*AAA* | EA*4X25L17A* | *96VSN0801716B* | 23200 | 24200 | 16.5 | 12.5 | 8.1 | 2.34 | 60 | 45 | 213168003
DAY & NIGHT | N4H7T24*K*AAA* | EA*4X36L21A* | *80VTL0902120B* | 22400 | 23800 | 16 | 12.5 | 8.1 | 2.26 | 60 | 44 | 213168685
ARCOAIRE | N4H7T24*K*AAA* | EA*4X36L21A* | *80VTL0902120B* | 22400 | 23800 | 16 | 12.5 | 8.1 | 2.26 | 60 | 44 | 213168683
COMFORTMAKER | N4H7T24*K*AAA* | EA*4X36L21A* | *80VTL0902120B* | 22400 | 23800 | 16 | 12.5 | 8.1 | 2.26 | 60 | 44 | 213168684
AIRQUEST | N4H7T24*K*AAA* | EA*4X36L21A* | *80VTL0902120B* | 22400 | 23800 | 16 | 12.5 | 8.1 | 2.26 | 60 | 44 | 213168682
HEIL | N4H7T24*K*AAA* | EA*4X36L21A* | *80VTL0902120B* | 22400 | 23800 | 16 | 12.5 | 8.1 | 2.26 | 60 | 44 | 213168681
TEMPSTAR | N4H7T24*K*AAA* | EA*4X36L17A* | *96VSN0801716B* | 22200 | 23600 | 16 | 12 | 8.1 | 2.24 | 60 | 44 | 213168646
KENMORE | N4H7T24*K*AAA* | EA*4X36L17A* | *96VSN0801716B* | 22200 | 23600 | 16 | 12 | 8.1 | 2.24 | 60 | 44 | 213168645
DAY & NIGHT | N4H7T24*K*AAA* | EA*4X36L17A* | *96VSN0801716B* | 22200 | 23600 | 16 | 12 | 8.1 | 2.24 | 60 | 44 | 213168643
KEEPRITE | N4H7T24*K*AAA* | EA*4X36L17A* | *96VSN0801716B* | 22200 | 23600 | 16 | 12 | 8.1 | 2.24 | 60 | 44 | 213168644
COMFORTMAKER | N4H7T24*K*AAA* | EA*4X36L17A* | *96VSN0801716B* | 22200 | 23600 | 16 | 12 | 8.1 | 2.24 | 60 | 44 | 213168642
HEIL | N4H7T24*K*AAA* | EA*4X36L17A* | *96VSN0801716B* | 22200 | 23600 | 16 | 12 | 8.1 | 2.24 | 60 | 44 | 213168639
ARCOAIRE | N4H7T24*K*AAA* | EA*4X36L17A* | *96VSN0801716B* | 22200 | 23600 | 16 | 12 | 8.1 | 2.24 | 60 | 44 | 213168641
AIRQUEST | N4H7T24*K*AAA* | EA*4X36L17A* | *96VSN0801716B* | 22200 | 23600 | 16 | 12 | 8.1 | 2.24 | 60 | 44 | 213168640
KEEPRITE | N4H7T24*K*AAA* | EA*4X36L17A* | *96VSN0601716B* | 22400 | 23800 | 16 | 12 | 8.1 | 2.26 | 60 | 44 | 213168631
TEMPSTAR | N4H7T24*K*AAA* | EA*4X36L17A* | *96VSN0601716B* | 22400 | 23800 | 16 | 12 | 8.1 | 2.26 | 60 | 44 | 213168633
KENMORE | N4H7T24*K*AAA* | EA*4X36L17A* | *96VSN0601716B* | 22400 | 23800 | 16 | 12 | 8.1 | 2.26 | 60 | 44 | 213168632
DAY & NIGHT | N4H7T24*K*AAA* | EA*4X36L17A* | *96VSN0601716B* | 22400 | 23800 | 16 | 12 | 8.1 | 2.26 | 60 | 44 | 213168630
COMFORTMAKER | N4H7T24*K*AAA* | EA*4X36L17A* | *96VSN0601716B* | 22400 | 23800 | 16 | 12 | 8.1 | 2.26 | 60 | 44 | 213168629
HEIL | N4H7T24*K*AAA* | EA*4X36L17A* | *96VSN0601716B* | 22400 | 23800 | 16 | 12 | 8.1 | 2.26 | 60 | 44 | 213168626
ARCOAIRE | N4H7T24*K*AAA* | EA*4X36L17A* | *96VSN0601716B* | 22400 | 23800 | 16 | 12 | 8.1 | 2.26 | 60 | 44 | 213168628
AIRQUEST | N4H7T24*K*AAA* | EA*4X36L17A* | *96VSN0601716B* | 22400 | 23800 | 16 | 12 | 8.1 | 2.26 | 60 | 44 | 213168627
TEMPSTAR | N4H7T24*K*AAA* | EA*4X36L17A* | *96VTN0801716B* | 22200 | 23600 | 16 | 12.5 | 8.1 | 2.24 | 60 | 44 | 213168579
KEEPRITE | N4H7T24*K*AAA* | EA*4X36L17A* | *96VTN0801716B* | 22200 | 23600 | 16 | 12.5 | 8.1 | 2.24 | 60 | 44 | 213168577
KENMORE | N4H7T24*K*AAA* | EA*4X36L17A* | *96VTN0801716B* | 22200 | 23600 | 16 | 12.5 | 8.1 | 2.24 | 60 | 44 | 213168578
BRYANT HEATING AND COOLING SYSTEMS | 227TBN024**AA* | CAP**3717AL* | 986TD30040C14*** | 22800 | 24200 | 16 | 12 | 8.1 | 2.28 | 60 | 45 | 213892541
BRYANT HEATING AND COOLING SYSTEMS | 227TAN024**AA* | CAP**3717AL* | 986TD30040C14*** | 22800 | 24200 | 16 | 12 | 8.1 | 2.28 | 60 | 45 | 213892540
BRYANT HEATING AND COOLING SYSTEMS | PH7TAN424**AA* | CAP**2517AL* | 986TD30040C14*** | 22800 | 24200 | 16 | 12 | 8.1 | 2.3 | 60 | 45 | 213892527
BRYANT HEATING AND COOLING SYSTEMS | GH7TAN424**AA* | CAP**2517AL* | 986TD30040C14*** | 22800 | 24200 | 16 | 12 | 8.1 | 2.3 | 60 | 45 | 213892526
BRYANT HEATING AND COOLING SYSTEMS | 227TBN024**AA* | CAP**2517AL* | 986TD30040C14*** | 22800 | 24200 | 16 | 12 | 8.1 | 2.3 | 60 | 45 | 213892525
BRYANT HEATING AND COOLING SYSTEMS | 227TAN024**AA* | CAP**2517AL* | 986TD30040C14*** | 22800 | 24200 | 16 | 12 | 8.1 | 2.3 | 60 | 45 | 213892524
PAYNE HEATING AND COOLING | PH7TAN424**AA* | CAP**2417AL* | PG80VTLB48090B** | 22000 | 23600 | 15.5 | 12 | 8.1 | 2.24 | 60 | 44 | 213167528
BRYANT HEATING AND COOLING SYSTEMS | PH7TAN424**AA* | CAP**2417AL* | 82*TB48090V17*** | 22000 | 23600 | 15.5 | 12 | 8.1 | 2.24 | 60 | 44 | 213167527
BROCK | PH7TAN424**AA* | CAP**2417AL* | PG80VTLB48070B** | 22000 | 23800 | 16 | 12 | 8.1 | 2.24 | 60 | 44 | 213167513
WEATHERMAKER | PH7TAN424**AA* | CAP**2417AL* | PG80VTLB48070B** | 22000 | 23800 | 16 | 12 | 8.1 | 2.24 | 60 | 44 | 213167514
PAYNE HEATING AND COOLING | PH7TAN424**AA* | CAP**2417AL* | PG80VTLB48070B** | 22000 | 23800 | 16 | 12 | 8.1 | 2.24 | 60 | 44 | 213167512
BRYANT HEATING AND COOLING SYSTEMS | PH7TAN424**AA* | CAP**2417AL* | 82*TB48070V17*** | 22000 | 23800 | 16 | 12 | 8.1 | 2.24 | 60 | 44 | 213167511
KEEPRITE | C4H5S30*K*AAA* | FMA4X36**AL* |  | 28200 | 28200 | 15.2 | 12.5 | 8.1 | 2.18 | 61 | 46 | 209692157
DAY & NIGHT | C4H5S30*K*AAA* | FMA4X36**AL* |  | 28200 | 28200 | 15.2 | 12.5 | 8.1 | 2.18 | 61 | 46 | 209692151
COMFORTMAKER | C4H5S30*K*AAA* | FMA4X36**AL* |  | 28200 | 28200 | 15.2 | 12.5 | 8.1 | 2.18 | 61 | 46 | 209692148
KEEPRITE | C4H5S30*K*AAA* | FMA4X30**AL* |  | 28200 | 28200 | 15.2 | 12.5 | 8.1 | 2.18 | 61 | 46 | 209692118
DAY & NIGHT | C4H5S30*K*AAA* | FMA4X30**AL* |  | 28200 | 28200 | 15.2 | 12.5 | 8.1 | 2.18 | 61 | 46 | 209692112
COMFORTMAKER | C4H5S30*K*AAA* | FMA4X30**AL* |  | 28200 | 28200 | 15.2 | 12.5 | 8.1 | 2.18 | 61 | 46 | 209692109
ARCOAIRE | N4H7T24*K*AAA* | EA*4X37L21A* | *80VTL0701716B* | 23000 | 24000 | 16.5 | 12.5 | 8.1 | 2.34 | 60 | 45 | 213169173
AIRQUEST | N4H7T24*K*AAA* | EA*4X37L21A* | *80VTL0701716B* | 23000 | 24000 | 16.5 | 12.5 | 8.1 | 2.34 | 60 | 45 | 213169172
HEIL | N4H7T24*K*AAA* | EA*4X37L21A* | *80VTL0701716B* | 23000 | 24000 | 16.5 | 12.5 | 8.1 | 2.34 | 60 | 45 | 213169171
TEMPSTAR | N4H7T24*K*AAA* | EA*4X37L17A* | *96VSN0801716B* | 23000 | 24200 | 16.5 | 12.5 | 8.1 | 2.32 | 60 | 45 | 213169162
KENMORE | N4H7T24*K*AAA* | EA*4X37L17A* | *96VSN0801716B* | 23000 | 24200 | 16.5 | 12.5 | 8.1 | 2.32 | 60 | 45 | 213169161
KEEPRITE | N4H7T24*K*AAA* | EA*4X37L17A* | *96VSN0801716B* | 23000 | 24200 | 16.5 | 12.5 | 8.1 | 2.32 | 60 | 45 | 213169160
DAY & NIGHT | N4H7T24*K*AAA* | EA*4X37L17A* | *96VSN0801716B* | 23000 | 24200 | 16.5 | 12.5 | 8.1 | 2.32 | 60 | 45 | 213169159
COMFORTMAKER | N4H7T24*K*AAA* | EA*4X37L17A* | *96VSN0801716B* | 23000 | 24200 | 16.5 | 12.5 | 8.1 | 2.32 | 60 | 45 | 213169158
ARCOAIRE | N4H7T24*K*AAA* | EA*4X37L17A* | *96VSN0801716B* | 23000 | 24200 | 16.5 | 12.5 | 8.1 | 2.32 | 60 | 45 | 213169157
AIRQUEST | N4H7T24*K*AAA* | EA*4X37L17A* | *96VSN0801716B* | 23000 | 24200 | 16.5 | 12.5 | 8.1 | 2.32 | 60 | 45 | 213169156
HEIL | N4H7T24*K*AAA* | EA*4X37L17A* | *96VSN0801716B* | 23000 | 24200 | 16.5 | 12.5 | 8.1 | 2.32 | 60 | 45 | 213169155
TEMPSTAR | N4H7T24*K*AAA* | EA*4X37L17A* | *96VSN0601716B* | 22800 | 24000 | 16 | 12.5 | 8.1 | 2.3 | 60 | 45 | 213169149
KEEPRITE | N4H7T24*K*AAA* | EA*4X37L17A* | *96VSN0601716B* | 22800 | 24000 | 16 | 12.5 | 8.1 | 2.3 | 60 | 45 | 213169147
KENMORE | N4H7T24*K*AAA* | EA*4X37L17A* | *96VSN0601716B* | 22800 | 24000 | 16 | 12.5 | 8.1 | 2.3 | 60 | 45 | 213169148
DAY & NIGHT | N4H7T24*K*AAA* | EA*4X37L17A* | *96VSN0601716B* | 22800 | 24000 | 16 | 12.5 | 8.1 | 2.3 | 60 | 45 | 213169146
COMFORTMAKER | N4H7T24*K*AAA* | EA*4X37L17A* | *96VSN0601716B* | 22800 | 24000 | 16 | 12.5 | 8.1 | 2.3 | 60 | 45 | 213169145
ARCOAIRE | N4H7T24*K*AAA* | EA*4X37L17A* | *96VSN0601716B* | 22800 | 24000 | 16 | 12.5 | 8.1 | 2.3 | 60 | 45 | 213169144
AIRQUEST | N4H7T24*K*AAA* | EA*4X37L17A* | *96VSN0601716B* | 22800 | 24000 | 16 | 12.5 | 8.1 | 2.3 | 60 | 45 | 213169143
HEIL | N4H7T24*K*AAA* | EA*4X37L17A* | *96VSN0601716B* | 22800 | 24000 | 16 | 12.5 | 8.1 | 2.3 | 60 | 45 | 213169142
TEMPSTAR | N4H7T24*K*AAA* | EA*4X37L17A* | *96VSN0401712B* | 22800 | 24200 | 16 | 12 | 8.1 | 2.28 | 60 | 45 | 213169123
KENMORE | N4H7T24*K*AAA* | EA*4X37L17A* | *96VSN0401712B* | 22800 | 24200 | 16 | 12 | 8.1 | 2.28 | 60 | 45 | 213169122
KEEPRITE | N4H7T24*K*AAA* | EA*4X37L17A* | *96VSN0401712B* | 22800 | 24200 | 16 | 12 | 8.1 | 2.28 | 60 | 45 | 213169121
DAY & NIGHT | N4H7T24*K*AAA* | EA*4X37L17A* | *96VSN0401712B* | 22800 | 24200 | 16 | 12 | 8.1 | 2.28 | 60 | 45 | 213169120
COMFORTMAKER | N4H7T24*K*AAA* | EA*4X37L17A* | *96VSN0401712B* | 22800 | 24200 | 16 | 12 | 8.1 | 2.28 | 60 | 45 | 213169119
ARCOAIRE | N4H7T24*K*AAA* | EA*4X37L17A* | *96VSN0401712B* | 22800 | 24200 | 16 | 12 | 8.1 | 2.28 | 60 | 45 | 213169118
AIRQUEST | N4H7T24*K*AAA* | EA*4X37L17A* | *96VSN0401712B* | 22800 | 24200 | 16 | 12 | 8.1 | 2.28 | 60 | 45 | 213169117
HEIL | N4H7T24*K*AAA* | EA*4X37L17A* | *96VSN0401712B* | 22800 | 24200 | 16 | 12 | 8.1 | 2.28 | 60 | 45 | 213169116
TEMPSTAR | N4H7T24*K*AAA* | EA*4X37L17A* | *96VTN0801716B* | 23000 | 24200 | 16.5 | 12.5 | 8.1 | 2.32 | 60 | 45 | 213169095
KENMORE | N4H7T24*K*AAA* | EA*4X37L17A* | *96VTN0801716B* | 23000 | 24200 | 16.5 | 12.5 | 8.1 | 2.32 | 60 | 45 | 213169094
KEEPRITE | N4H7T24*K*AAA* | EA*4X37L17A* | *96VTN0801716B* | 23000 | 24200 | 16.5 | 12.5 | 8.1 | 2.32 | 60 | 45 | 213169093
DAY & NIGHT | N4H7T24*K*AAA* | EA*4X37L17A* | *96VTN0801716B* | 23000 | 24200 | 16.5 | 12.5 | 8.1 | 2.32 | 60 | 45 | 213169092
COMFORTMAKER | N4H7T24*K*AAA* | EA*4X37L17A* | *96VTN0801716B* | 23000 | 24200 | 16.5 | 12.5 | 8.1 | 2.32 | 60 | 45 | 213169091
ARCOAIRE | N4H7T24*K*AAA* | EA*4X37L17A* | *96VTN0801716B* | 23000 | 24200 | 16.5 | 12.5 | 8.1 | 2.32 | 60 | 45 | 213169090
AIRQUEST | N4H7T24*K*AAA* | EA*4X37L17A* | *96VTN0801716B* | 23000 | 24200 | 16.5 | 12.5 | 8.1 | 2.32 | 60 | 45 | 213169089
HEIL | N4H7T24*K*AAA* | EA*4X37L17A* | *96VTN0801716B* | 23000 | 24200 | 16.5 | 12.5 | 8.1 | 2.32 | 60 | 45 | 213169088
TEMPSTAR | N4H7T24*K*AAA* | EA*4X37L17A* | *96VTN0601716B* | 22800 | 24000 | 16.5 | 12.5 | 8.1 | 2.3 | 60 | 45 | 213169075
KENMORE | N4H7T24*K*AAA* | EA*4X37L17A* | *96VTN0601716B* | 22800 | 24000 | 16.5 | 12.5 | 8.1 | 2.3 | 60 | 45 | 213169074
KEEPRITE | N4H7T24*K*AAA* | EA*4X37L17A* | *96VTN0601716B* | 22800 | 24000 | 16.5 | 12.5 | 8.1 | 2.3 | 60 | 45 | 213169073
COMFORTMAKER | N4H7T24*K*AAA* | EA*4X25L17A* | *96VTN0601716B* | 23000 | 24000 | 16.5 | 12.5 | 8.1 | 2.32 | 60 | 45 | 213167913
ARCOAIRE | N4H7T24*K*AAA* | EA*4X25L17A* | *96VTN0601716B* | 23000 | 24000 | 16.5 | 12.5 | 8.1 | 2.32 | 60 | 45 | 213167912
AIRQUEST | N4H7T24*K*AAA* | EA*4X25L17A* | *96VTN0601716B* | 23000 | 24000 | 16.5 | 12.5 | 8.1 | 2.32 | 60 | 45 | 213167911
HEIL | N4H7T24*K*AAA* | EA*4X25L17A* | *96VTN0601716B* | 23000 | 24000 | 16.5 | 12.5 | 8.1 | 2.32 | 60 | 45 | 213167910
TEMPSTAR | N4H7T24*K*AAA* | EA*4X25L17A* | *96VTN0601412B* | 22800 | 24000 | 16.5 | 12 | 8.1 | 2.3 | 60 | 45 | 213167899
KENMORE | N4H7T24*K*AAA* | EA*4X25L17A* | *96VTN0601412B* | 22800 | 24000 | 16.5 | 12 | 8.1 | 2.3 | 60 | 45 | 213167898
KEEPRITE | N4H7T24*K*AAA* | EA*4X25L17A* | *96VTN0601412B* | 22800 | 24000 | 16.5 | 12 | 8.1 | 2.3 | 60 | 45 | 213167897
BRYANT HEATING AND COOLING SYSTEMS | GH7TAN424**AA* | CAP**3621AL* | 82*TB66110V21*** | 22800 | 24000 | 16.5 | 12.5 | 8.1 | 2.28 | 60 | 44 | 213168692
CARRIER | GH7TAN424**AA* | CAP**3621AL* | 58TP*B110V21**22 | 22800 | 24000 | 16.5 | 12.5 | 8.1 | 2.28 | 60 | 44 | 213168690
CARRIER | GH7TAN424**AA* | CAP**3621AL* | 58TP*B090V21**20 | 22400 | 23800 | 16 | 12.5 | 8.1 | 2.26 | 60 | 44 | 213168674
BRYANT HEATING AND COOLING SYSTEMS | GH7TAN424**AA* | CAP**3621AL* | 82*TB60090V21*** | 22400 | 23800 | 16 | 12.5 | 8.1 | 2.26 | 60 | 44 | 213168676
BRYANT HEATING AND COOLING SYSTEMS | GH7TAN424**AA* | CAP**3617AL* | 926SB48080V17*** | 22200 | 23600 | 16 | 12 | 8.1 | 2.24 | 60 | 44 | 213168637
CARRIER | GH7TAN424**AA* | CAP**3617AL* | 59SP6B080V17**16 | 22200 | 23600 | 16 | 12 | 8.1 | 2.24 | 60 | 44 | 213168635
BRYANT HEATING AND COOLING SYSTEMS | GH7TAN424**AA* | CAP**3617AL* | 926SB48060V17*** | 22400 | 23800 | 16 | 12 | 8.1 | 2.26 | 60 | 44 | 213168624
CARRIER | GH7TAN424**AA* | CAP**3617AL* | 59SP6B060V17**16 | 22400 | 23800 | 16 | 12 | 8.1 | 2.26 | 60 | 44 | 213168622
BRYANT HEATING AND COOLING SYSTEMS | GH7TAN424**AA* | CAP**3617AL* | 926TC48080V17*** | 22200 | 23600 | 16 | 12.5 | 8.1 | 2.24 | 60 | 44 | 213168567
CARRIER | GH7TAN424**AA* | CAP**3617AL* | GG96VTAB48080B** | 22200 | 23600 | 16 | 12.5 | 8.1 | 2.24 | 60 | 44 | 213168565
CARRIER | GH7TAN424**AA* | CAP**3617AL* | 59TP6C080V17**16 | 22200 | 23600 | 16 | 12.5 | 8.1 | 2.24 | 60 | 44 | 213168564
BRYANT HEATING AND COOLING SYSTEMS | GH7TAN424**AA* | CAP**3617AL* | 926TC48060V17*** | 22400 | 23800 | 16 | 12 | 8.1 | 2.26 | 60 | 44 | 213168547
CARRIER | GH7TAN424**AA* | CAP**3617AL* | GG96VTAB48060B** | 22400 | 23800 | 16 | 12 | 8.1 | 2.26 | 60 | 44 | 213168545
CARRIER | GH7TAN424**AA* | CAP**3617AL* | 59TP6C060V17**16 | 22400 | 23800 | 16 | 12 | 8.1 | 2.26 | 60 | 44 | 213168544
BRYANT HEATING AND COOLING SYSTEMS | GH7TAN424**AA* | CAP**3617AL* | 82*SB48070V17*** | 22400 | 23600 | 16 | 12 | 8.1 | 2.26 | 60 | 44 | 213168467
CARRIER | GH7TAN424**AA* | CAP**3617AL* | 58SP*B070V17**16 | 22400 | 23600 | 16 | 12 | 8.1 | 2.26 | 60 | 44 | 213168465
TEMPSTAR | T4H5S30*K*AAA* | FMA4X36**AL* |  | 28200 | 28200 | 15.2 | 12.5 | 8.1 | 2.18 | 61 | 46 | 209692170
TEMPSTAR | T4H5S30*K*AAA* | FMA4X30**AL* |  | 28200 | 28200 | 15.2 | 12.5 | 8.1 | 2.18 | 61 | 46 | 209692131
BRYANT HEATING AND COOLING SYSTEMS | PH7TAN424**AA* | CAP**3721AL* | 926SB60100V21*** | 23400 | 24400 | 17 | 13 | 8.1 | 2.38 | 60 | 45 | 213169436
BRYANT HEATING AND COOLING SYSTEMS | PH7TAN424**AA* | CAP**3721AL* | 926SB60080V21*** | 23200 | 24200 | 16.5 | 12.5 | 8.1 | 2.36 | 60 | 45 | 213169423
BRYANT HEATING AND COOLING SYSTEMS | PH7TAN424**AA* | CAP**3721AL* | 926SB48080V17*** | 23200 | 24200 | 16.5 | 12.5 | 8.1 | 2.36 | 60 | 45 | 213169410
BRYANT HEATING AND COOLING SYSTEMS | PH7TAN424**AA* | CAP**3721AL* | 926SB48060V17*** | 23000 | 24000 | 16.5 | 12.5 | 8.1 | 2.34 | 60 | 45 | 213169397
WEATHERMAKER | PH7TAN424**AA* | CAP**3721AL* | PG96VTAB60100C** | 22800 | 24000 | 16.5 | 12.5 | 8.1 | 2.32 | 60 | 45 | 213169356
BRYANT HEATING AND COOLING SYSTEMS | PH7TAN424**AA* | CAP**3721AL* | 926TC66100V21*** | 23200 | 24200 | 16.5 | 13 | 8.1 | 2.36 | 60 | 45 | 213169371
BRYANT HEATING AND COOLING SYSTEMS | PH7TAN424**AA* | CAP**3721AL* | 926SB36040V17*** | 23000 | 24200 | 16 | 12 | 8.1 | 2.32 | 60 | 45 | 213169384
BROCK | PH7TAN424**AA* | CAP**3721AL* | PG96VTAB60100C** | 22800 | 24000 | 16.5 | 12.5 | 8.1 | 2.32 | 60 | 45 | 213169355
PAYNE HEATING AND COOLING | PH7TAN424**AA* | CAP**3721AL* | PG96VTAB60100C** | 22800 | 24000 | 16.5 | 12.5 | 8.1 | 2.32 | 60 | 45 | 213169354
BRYANT HEATING AND COOLING SYSTEMS | PH7TAN424**AA* | CAP**3721AL* | 926TC60100V21*** | 22800 | 24000 | 16.5 | 12.5 | 8.1 | 2.32 | 60 | 45 | 213169353
WEATHERMAKER | PH7TAN424**AA* | CAP**3721AL* | PG96VTAB60080C** | 23200 | 24200 | 16.5 | 12.5 | 8.1 | 2.36 | 60 | 45 | 213169338
BROCK | PH7TAN424**AA* | CAP**3721AL* | PG96VTAB60080C** | 23200 | 24200 | 16.5 | 12.5 | 8.1 | 2.36 | 60 | 45 | 213169337
PAYNE HEATING AND COOLING | PH7TAN424**AA* | CAP**3721AL* | PG96VTAB60080C** | 23200 | 24200 | 16.5 | 12.5 | 8.1 | 2.36 | 60 | 45 | 213169336
BRYANT HEATING AND COOLING SYSTEMS | PH7TAN424**AA* | CAP**3721AL* | 926TC60080V21*** | 23200 | 24200 | 16.5 | 12.5 | 8.1 | 2.36 | 60 | 45 | 213169335
WEATHERMAKER | PH7TAN424**AA* | CAP**3721AL* | PG96VTAB48080B** | 23200 | 24200 | 16.5 | 12.5 | 8.1 | 2.36 | 60 | 45 | 213169320
BROCK | PH7TAN424**AA* | CAP**3721AL* | PG96VTAB48080B** | 23200 | 24200 | 16.5 | 12.5 | 8.1 | 2.36 | 60 | 45 | 213169319
PAYNE HEATING AND COOLING | PH7TAN424**AA* | CAP**3721AL* | PG96VTAB48080B** | 23200 | 24200 | 16.5 | 12.5 | 8.1 | 2.36 | 60 | 45 | 213169318
BRYANT HEATING AND COOLING SYSTEMS | PH7TAN424**AA* | CAP**3721AL* | 926TC48080V17*** | 23200 | 24200 | 16.5 | 12.5 | 8.1 | 2.36 | 60 | 45 | 213169317
WEATHERMAKER | PH7TAN424**AA* | CAP**3721AL* | PG96VTAB48060B** | 23000 | 24000 | 16.5 | 12.5 | 8.1 | 2.34 | 60 | 45 | 213169300
BROCK | PH7TAN424**AA* | CAP**3721AL* | PG96VTAB48060B** | 23000 | 24000 | 16.5 | 12.5 | 8.1 | 2.34 | 60 | 45 | 213169299
PAYNE HEATING AND COOLING | PH7TAN424**AA* | CAP**3721AL* | PG96VTAB48060B** | 23000 | 24000 | 16.5 | 12.5 | 8.1 | 2.34 | 60 | 45 | 213169298
BRYANT HEATING AND COOLING SYSTEMS | PH7TAN424**AA* | CAP**3721AL* | 926TC48060V17*** | 23000 | 24000 | 16.5 | 12.5 | 8.1 | 2.34 | 60 | 45 | 213169297
WEATHERMAKER | PH7TAN424**AA* | CAP**3721AL* | PG96VTAB36040B** | 23000 | 24200 | 16 | 12 | 8.1 | 2.32 | 60 | 45 | 213169282
BROCK | PH7TAN424**AA* | CAP**3721AL* | PG96VTAB36040B** | 23000 | 24200 | 16 | 12 | 8.1 | 2.32 | 60 | 45 | 213169281
PAYNE HEATING AND COOLING | PH7TAN424**AA* | CAP**3721AL* | PG96VTAB36040B** | 23000 | 24200 | 16 | 12 | 8.1 | 2.32 | 60 | 45 | 213169280
BRYANT HEATING AND COOLING SYSTEMS | PH7TAN424**AA* | CAP**3721AL* | 926TC36040V17*** | 23000 | 24200 | 16 | 12 | 8.1 | 2.32 | 60 | 45 | 213169279
BRYANT HEATING AND COOLING SYSTEMS | PH7TAN424**AA* | CAP**3721AL* | 82*SB66110V21*** | 23000 | 24000 | 16.5 | 12.5 | 8.1 | 2.32 | 60 | 45 | 213169266
BRYANT HEATING AND COOLING SYSTEMS | PH7TAN424**AA* | CAP**3721AL* | 82*SB60090V21*** | 23400 | 24400 | 16.5 | 13 | 8.1 | 2.36 | 60 | 45 | 213169253
BRYANT HEATING AND COOLING SYSTEMS | PH7TAN424**AA* | CAP**3721AL* | 82*SB48090V17*** | 22800 | 24000 | 16.5 | 12.5 | 8.1 | 2.32 | 60 | 45 | 213169240
BRYANT HEATING AND COOLING SYSTEMS | PH7TAN424**AA* | CAP**3721AL* | 82*SB48070V17*** | 23000 | 24000 | 16.5 | 12.5 | 8.1 | 2.34 | 60 | 45 | 213169227
WEATHERMAKER | PH7TAN424**AA* | CAP**3721AL* | PG80VTLB66110C** | 23200 | 24200 | 16.5 | 12.5 | 8.1 | 2.36 | 60 | 45 | 213169212
BROCK | PH7TAN424**AA* | CAP**3721AL* | PG80VTLB66110C** | 23200 | 24200 | 16.5 | 12.5 | 8.1 | 2.36 | 60 | 45 | 213169211
PAYNE HEATING AND COOLING | PH7TAN424**AA* | CAP**3721AL* | PG80VTLB66110C** | 23200 | 24200 | 16.5 | 12.5 | 8.1 | 2.36 | 60 | 45 | 213169210
BRYANT HEATING AND COOLING SYSTEMS | PH7TAN424**AA* | CAP**3717AL* | 986TD30040C14*** | 22800 | 24200 | 16 | 12 | 8.1 | 2.28 | 60 | 45 | 213892543
BRYANT HEATING AND COOLING SYSTEMS | GH7TAN424**AA* | CAP**3717AL* | 986TD30040C14*** | 22800 | 24200 | 16 | 12 | 8.1 | 2.28 | 60 | 45 | 213892542
TEMPSTAR | N4H7T24*K*AAA* | EA*4X24L17A* | *96VTN0801716B* | 22200 | 23800 | 16 | 12 | 8.1 | 2.26 | 60 | 45 | 213167674
KENMORE | N4H7T24*K*AAA* | EA*4X24L17A* | *96VTN0801716B* | 22200 | 23800 | 16 | 12 | 8.1 | 2.26 | 60 | 45 | 213167673
KEEPRITE | N4H7T24*K*AAA* | EA*4X24L17A* | *96VTN0801716B* | 22200 | 23800 | 16 | 12 | 8.1 | 2.26 | 60 | 45 | 213167672
DAY & NIGHT | N4H7T24*K*AAA* | EA*4X24L17A* | *96VTN0801716B* | 22200 | 23800 | 16 | 12 | 8.1 | 2.26 | 60 | 45 | 213167671
COMFORTMAKER | N4H7T24*K*AAA* | EA*4X24L17A* | *96VTN0801716B* | 22200 | 23800 | 16 | 12 | 8.1 | 2.26 | 60 | 45 | 213167670
ARCOAIRE | N4H7T24*K*AAA* | EA*4X24L17A* | *96VTN0801716B* | 22200 | 23800 | 16 | 12 | 8.1 | 2.26 | 60 | 45 | 213167669
AIRQUEST | N4H7T24*K*AAA* | EA*4X24L17A* | *96VTN0801716B* | 22200 | 23800 | 16 | 12 | 8.1 | 2.26 | 60 | 45 | 213167668
HEIL | N4H7T24*K*AAA* | EA*4X24L17A* | *96VTN0801716B* | 22200 | 23800 | 16 | 12 | 8.1 | 2.26 | 60 | 45 | 213167667
TEMPSTAR | N4H7T24*K*AAA* | EA*4X24L17A* | *96VTN0601716B* | 22000 | 23600 | 15.5 | 12 | 8.1 | 2.24 | 60 | 44 | 213167654
KENMORE | N4H7T24*K*AAA* | EA*4X24L17A* | *96VTN0601716B* | 22000 | 23600 | 15.5 | 12 | 8.1 | 2.24 | 60 | 44 | 213167653
KEEPRITE | N4H7T24*K*AAA* | EA*4X24L17A* | *96VTN0601716B* | 22000 | 23600 | 15.5 | 12 | 8.1 | 2.24 | 60 | 44 | 213167652
DAY & NIGHT | N4H7T24*K*AAA* | EA*4X24L17A* | *96VTN0601716B* | 22000 | 23600 | 15.5 | 12 | 8.1 | 2.24 | 60 | 44 | 213167651
COMFORTMAKER | N4H7T24*K*AAA* | EA*4X24L17A* | *96VTN0601716B* | 22000 | 23600 | 15.5 | 12 | 8.1 | 2.24 | 60 | 44 | 213167650
ARCOAIRE | N4H7T24*K*AAA* | EA*4X24L17A* | *96VTN0601716B* | 22000 | 23600 | 15.5 | 12 | 8.1 | 2.24 | 60 | 44 | 213167649
AIRQUEST | N4H7T24*K*AAA* | EA*4X24L17A* | *96VTN0601716B* | 22000 | 23600 | 15.5 | 12 | 8.1 | 2.24 | 60 | 44 | 213167648
KEEPRITE | N4H7T24*K*AAA* | EA*4X25L17A* | *96VTN0601716B* | 23000 | 24000 | 16.5 | 12.5 | 8.1 | 2.32 | 60 | 45 | 213167915
HEIL | N4H7T24*K*AAA* | EA*4X24L17A* | *96VTN0601716B* | 22000 | 23600 | 15.5 | 12 | 8.1 | 2.24 | 60 | 44 | 213167647
DAY & NIGHT | N4H7T24*K*AAA* | EA*4X25L17A* | *96VTN0601716B* | 23000 | 24000 | 16.5 | 12.5 | 8.1 | 2.32 | 60 | 45 | 213167914
TEMPSTAR | N4H7T24*K*AAA* | EA*4X37L17A* | *96CTN0401410B* | 22800 | 24200 | 16 | 12 | 8.1 | 2.28 | 60 | 45 | 213892878
MARATHERM | N4H7T24*K*AAA* | EA*4X37L17A* | *96CTN0401410B* | 22800 | 24200 | 16 | 12 | 8.1 | 2.28 | 60 | 45 | 213892877
KENMORE | N4H7T24*K*AAA* | EA*4X37L17A* | *96CTN0401410B* | 22800 | 24200 | 16 | 12 | 8.1 | 2.28 | 60 | 45 | 213892876
KEEPRITE | N4H7T24*K*AAA* | EA*4X37L17A* | *96CTN0401410B* | 22800 | 24200 | 16 | 12 | 8.1 | 2.28 | 60 | 45 | 213892875
DAY & NIGHT | N4H7T24*K*AAA* | EA*4X37L17A* | *96CTN0401410B* | 22800 | 24200 | 16 | 12 | 8.1 | 2.28 | 60 | 45 | 213892874
COMFORTMAKER | N4H7T24*K*AAA* | EA*4X37L17A* | *96CTN0401410B* | 22800 | 24200 | 16 | 12 | 8.1 | 2.28 | 60 | 45 | 213892873
ARCOAIRE | N4H7T24*K*AAA* | EA*4X37L17A* | *96CTN0401410B* | 22800 | 24200 | 16 | 12 | 8.1 | 2.28 | 60 | 45 | 213892872
AIRQUEST | N4H7T24*K*AAA* | EA*4X37L17A* | *96CTN0401410B* | 22800 | 24200 | 16 | 12 | 8.1 | 2.28 | 60 | 45 | 213892871
HEIL | N4H7T24*K*AAA* | EA*4X37L17A* | *96CTN0401410B* | 22800 | 24200 | 16 | 12 | 8.1 | 2.28 | 60 | 45 | 213892870
TEMPSTAR | N4H7T24*K*AAA* | EA*4X25L17A* | *96CTN0401410B* | 22800 | 24200 | 16 | 12 | 8.1 | 2.3 | 60 | 45 | 213892842
MARATHERM | N4H7T24*K*AAA* | EA*4X25L17A* | *96CTN0401410B* | 22800 | 24200 | 16 | 12 | 8.1 | 2.3 | 60 | 45 | 213892841
KENMORE | N4H7T24*K*AAA* | EA*4X25L17A* | *96CTN0401410B* | 22800 | 24200 | 16 | 12 | 8.1 | 2.3 | 60 | 45 | 213892840
KEEPRITE | N4H7T24*K*AAA* | EA*4X25L17A* | *96CTN0401410B* | 22800 | 24200 | 16 | 12 | 8.1 | 2.3 | 60 | 45 | 213892839
DAY & NIGHT | N4H7T24*K*AAA* | EA*4X25L17A* | *96CTN0401410B* | 22800 | 24200 | 16 | 12 | 8.1 | 2.3 | 60 | 45 | 213892838
COMFORTMAKER | N4H7T24*K*AAA* | EA*4X25L17A* | *96CTN0401410B* | 22800 | 24200 | 16 | 12 | 8.1 | 2.3 | 60 | 45 | 213892837
ARCOAIRE | N4H7T24*K*AAA* | EA*4X25L17A* | *96CTN0401410B* | 22800 | 24200 | 16 | 12 | 8.1 | 2.3 | 60 | 45 | 213892836
AIRQUEST | N4H7T24*K*AAA* | EA*4X25L17A* | *96CTN0401410B* | 22800 | 24200 | 16 | 12 | 8.1 | 2.3 | 60 | 45 | 213892835
HEIL | N4H7T24*K*AAA* | EA*4X25L17A* | *96CTN0401410B* | 22800 | 24200 | 16 | 12 | 8.1 | 2.3 | 60 | 45 | 213892834
HEIL | N4H7T24*K*AAA* | EA*4X24L14A* | *80VSL0451412B* | 22000 | 23600 | 15.5 | 12 | 8.1 | 2.24 | 60 | 44 | 213167396
TEMPSTAR | N4H7T24*K*AAA* | EA*4X24L14A* | *80VTL0451412B* | 22000 | 23600 | 15.5 | 12 | 8.1 | 2.24 | 60 | 44 | 213167378
KENMORE | N4H7T24*K*AAA* | EA*4X24L14A* | *80VTL0451412B* | 22000 | 23600 | 15.5 | 12 | 8.1 | 2.24 | 60 | 44 | 213167377
KEEPRITE | N4H7T24*K*AAA* | EA*4X24L14A* | *80VTL0451412B* | 22000 | 23600 | 15.5 | 12 | 8.1 | 2.24 | 60 | 44 | 213167376
DAY & NIGHT | N4H7T24*K*AAA* | EA*4X24L14A* | *80VTL0451412B* | 22000 | 23600 | 15.5 | 12 | 8.1 | 2.24 | 60 | 44 | 213167375
COMFORTMAKER | N4H7T24*K*AAA* | EA*4X24L14A* | *80VTL0451412B* | 22000 | 23600 | 15.5 | 12 | 8.1 | 2.24 | 60 | 44 | 213167374
DAY & NIGHT | N4H7T24*K*AAA* | EA*4X25L17A* | *96VSN0401410B* | 22800 | 24000 | 16 | 12 | 8.1 | 2.3 | 60 | 45 | 213167949
AIRQUEST | N4H7T24*K*AAA* | EA*4X24L14A* | *80VTL0451412B* | 22000 | 23600 | 15.5 | 12 | 8.1 | 2.24 | 60 | 44 | 213167372
ARCOAIRE | N4H7T24*K*AAA* | EA*4X24L14A* | *80VTL0451412B* | 22000 | 23600 | 15.5 | 12 | 8.1 | 2.24 | 60 | 44 | 213167373
HEIL | N4H7T24*K*AAA* | EA*4X24L14A* | *80VTL0451412B* | 22000 | 23600 | 15.5 | 12 | 8.1 | 2.24 | 60 | 44 | 213167371
COMFORTMAKER | N4H7T24*K*AAA* | EA*4X25L17A* | *96VSN0401410B* | 22800 | 24000 | 16 | 12 | 8.1 | 2.3 | 60 | 45 | 213167948
ARCOAIRE | N4H7T24*K*AAA* | EA*4X25L17A* | *96VSN0401410B* | 22800 | 24000 | 16 | 12 | 8.1 | 2.3 | 60 | 45 | 213167947
AIRQUEST | N4H7T24*K*AAA* | EA*4X25L17A* | *96VSN0401410B* | 22800 | 24000 | 16 | 12 | 8.1 | 2.3 | 60 | 45 | 213167946
HEIL | N4H7T24*K*AAA* | EA*4X25L17A* | *96VSN0401410B* | 22800 | 24000 | 16 | 12 | 8.1 | 2.3 | 60 | 45 | 213167945
TEMPSTAR | N4H7T24*K*AAA* | EA*4X25L17A* | *96VTN0801716B* | 23200 | 24200 | 16.5 | 12.5 | 8.1 | 2.34 | 60 | 45 | 213167937
KENMORE | N4H7T24*K*AAA* | EA*4X25L17A* | *96VTN0801716B* | 23200 | 24200 | 16.5 | 12.5 | 8.1 | 2.34 | 60 | 45 | 213167936
KEEPRITE | N4H7T24*K*AAA* | EA*4X25L17A* | *96VTN0801716B* | 23200 | 24200 | 16.5 | 12.5 | 8.1 | 2.34 | 60 | 45 | 213167935
DAY & NIGHT | N4H7T24*K*AAA* | EA*4X25L17A* | *96VTN0801716B* | 23200 | 24200 | 16.5 | 12.5 | 8.1 | 2.34 | 60 | 45 | 213167934
COMFORTMAKER | N4H7T24*K*AAA* | EA*4X25L17A* | *96VTN0801716B* | 23200 | 24200 | 16.5 | 12.5 | 8.1 | 2.34 | 60 | 45 | 213167933
COMFORTMAKER | N4H7T24*K*AAA* | EA*4X25L17A* | *80VTL0451412B* | 22800 | 24000 | 16.5 | 12.5 | 8.1 | 2.32 | 60 | 44 | 213167753
ARCOAIRE | N4H7T24*K*AAA* | EA*4X25L17A* | *96VTN0801716B* | 23200 | 24200 | 16.5 | 12.5 | 8.1 | 2.34 | 60 | 45 | 213167932
ARCOAIRE | N4H7T24*K*AAA* | EA*4X25L17A* | *80VTL0451412B* | 22800 | 24000 | 16.5 | 12.5 | 8.1 | 2.32 | 60 | 44 | 213167752
AIRQUEST | N4H7T24*K*AAA* | EA*4X25L17A* | *96VTN0801716B* | 23200 | 24200 | 16.5 | 12.5 | 8.1 | 2.34 | 60 | 45 | 213167931
AIRQUEST | N4H7T24*K*AAA* | EA*4X25L17A* | *80VTL0451412B* | 22800 | 24000 | 16.5 | 12.5 | 8.1 | 2.32 | 60 | 44 | 213167751
HEIL | N4H7T24*K*AAA* | EA*4X25L17A* | *80VTL0451412B* | 22800 | 24000 | 16.5 | 12.5 | 8.1 | 2.32 | 60 | 44 | 213167750
HEIL | N4H7T24*K*AAA* | EA*4X24L17A* | *96VSN0601716B* | 22000 | 23600 | 15.5 | 12 | 8.1 | 2.24 | 60 | 44 | 213167721
AIRQUEST | N4H7T24*K*AAA* | EA*4X24L17A* | *96VSN0601716B* | 22000 | 23600 | 15.5 | 12 | 8.1 | 2.24 | 60 | 44 | 213167722
ARCOAIRE | N4H7T24*K*AAA* | EA*4X24L17A* | *96VSN0601716B* | 22000 | 23600 | 15.5 | 12 | 8.1 | 2.24 | 60 | 44 | 213167723
COMFORTMAKER | N4H7T24*K*AAA* | EA*4X24L17A* | *96VSN0601716B* | 22000 | 23600 | 15.5 | 12 | 8.1 | 2.24 | 60 | 44 | 213167724
DAY & NIGHT | N4H7T24*K*AAA* | EA*4X24L17A* | *96VSN0601716B* | 22000 | 23600 | 15.5 | 12 | 8.1 | 2.24 | 60 | 44 | 213167725
KEEPRITE | N4H7T24*K*AAA* | EA*4X24L17A* | *96VSN0601716B* | 22000 | 23600 | 15.5 | 12 | 8.1 | 2.24 | 60 | 44 | 213167726
KENMORE | N4H7T24*K*AAA* | EA*4X24L17A* | *96VSN0601716B* | 22000 | 23600 | 15.5 | 12 | 8.1 | 2.24 | 60 | 44 | 213167727
TEMPSTAR | N4H7T24*K*AAA* | EA*4X24L17A* | *96VSN0601716B* | 22000 | 23600 | 15.5 | 12 | 8.1 | 2.24 | 60 | 44 | 213167728
HEIL | N4H7T24*K*AAA* | EA*4X24L17A* | *96VSN0801716B* | 22200 | 23800 | 16 | 12 | 8.1 | 2.26 | 60 | 45 | 213167734
AIRQUEST | N4H7T24*K*AAA* | EA*4X24L17A* | *96VSN0801716B* | 22200 | 23800 | 16 | 12 | 8.1 | 2.26 | 60 | 45 | 213167735
ARCOAIRE | N4H7T24*K*AAA* | EA*4X24L17A* | *96VSN0801716B* | 22200 | 23800 | 16 | 12 | 8.1 | 2.26 | 60 | 45 | 213167736
KENMORE | N4H7T24*K*AAA* | EA*4X25L17A* | *96VTN0601716B* | 23000 | 24000 | 16.5 | 12.5 | 8.1 | 2.32 | 60 | 45 | 213167916
COMFORTMAKER | N4H7T24*K*AAA* | EA*4X24L17A* | *96VSN0801716B* | 22200 | 23800 | 16 | 12 | 8.1 | 2.26 | 60 | 45 | 213167737
DAY & NIGHT | N4H7T24*K*AAA* | EA*4X24L17A* | *96VSN0801716B* | 22200 | 23800 | 16 | 12 | 8.1 | 2.26 | 60 | 45 | 213167738
KEEPRITE | N4H7T24*K*AAA* | EA*4X24L17A* | *96VSN0801716B* | 22200 | 23800 | 16 | 12 | 8.1 | 2.26 | 60 | 45 | 213167739
TEMPSTAR | N4H7T24*K*AAA* | EA*4X25L17A* | *96VTN0601716B* | 23000 | 24000 | 16.5 | 12.5 | 8.1 | 2.32 | 60 | 45 | 213167917
KENMORE | N4H7T24*K*AAA* | EA*4X24L17A* | *96VSN0801716B* | 22200 | 23800 | 16 | 12 | 8.1 | 2.26 | 60 | 45 | 213167740
TEMPSTAR | N4H7T24*K*AAA* | EA*4X24L17A* | *96VSN0801716B* | 22200 | 23800 | 16 | 12 | 8.1 | 2.26 | 60 | 45 | 213167741
HEIL | N4H7T24*K*AAA* | EA*4X25L17A* | *96VTN0801716B* | 23200 | 24200 | 16.5 | 12.5 | 8.1 | 2.34 | 60 | 45 | 213167930
COMFORTMAKER | N4H7T24*K*AAA* | EA*4X37L21A* | *80VTL0701716B* | 23000 | 24000 | 16.5 | 12.5 | 8.1 | 2.34 | 60 | 45 | 213169174
DAY & NIGHT | N4H7T24*K*AAA* | EA*4X37L21A* | *80VTL0701716B* | 23000 | 24000 | 16.5 | 12.5 | 8.1 | 2.34 | 60 | 45 | 213169175
KEEPRITE | N4H7T24*K*AAA* | EA*4X37L21A* | *80VTL0701716B* | 23000 | 24000 | 16.5 | 12.5 | 8.1 | 2.34 | 60 | 45 | 213169176
KENMORE | N4H7T24*K*AAA* | EA*4X37L21A* | *80VTL0701716B* | 23000 | 24000 | 16.5 | 12.5 | 8.1 | 2.34 | 60 | 45 | 213169177
TEMPSTAR | N4H7T24*K*AAA* | EA*4X37L21A* | *80VTL0701716B* | 23000 | 24000 | 16.5 | 12.5 | 8.1 | 2.34 | 60 | 45 | 213169178
AIRQUEST | N4H7T24*K*AAA* | EA*4X37L21A* | *80VTL0902120B* | 23400 | 24400 | 16.5 | 13 | 8.1 | 2.36 | 60 | 45 | 213169198
HEIL | N4H7T24*K*AAA* | EA*4X37L21A* | *80VTL0902120B* | 23400 | 24400 | 16.5 | 13 | 8.1 | 2.36 | 60 | 45 | 213169197
ARCOAIRE | N4H7T24*K*AAA* | EA*4X37L21A* | *80VTL0902120B* | 23400 | 24400 | 16.5 | 13 | 8.1 | 2.36 | 60 | 45 | 213169199
DAY & NIGHT | N4H7T24*K*AAA* | EA*4X37L21A* | *80VTL0902120B* | 23400 | 24400 | 16.5 | 13 | 8.1 | 2.36 | 60 | 45 | 213169201
COMFORTMAKER | N4H7T24*K*AAA* | EA*4X37L21A* | *80VTL0902120B* | 23400 | 24400 | 16.5 | 13 | 8.1 | 2.36 | 60 | 45 | 213169200
KEEPRITE | N4H7T24*K*AAA* | EA*4X37L21A* | *80VTL0902120B* | 23400 | 24400 | 16.5 | 13 | 8.1 | 2.36 | 60 | 45 | 213169202
KENMORE | N4H7T24*K*AAA* | EA*4X37L21A* | *80VTL0902120B* | 23400 | 24400 | 16.5 | 13 | 8.1 | 2.36 | 60 | 45 | 213169203
TEMPSTAR | N4H7T24*K*AAA* | EA*4X37L21A* | *80VTL0902120B* | 23400 | 24400 | 16.5 | 13 | 8.1 | 2.36 | 60 | 45 | 213169204
HEIL | N4H7T24*K*AAA* | EA*4X37L21A* | *80VTL1102122B* | 23200 | 24200 | 16.5 | 12.5 | 8.1 | 2.36 | 60 | 45 | 213169213
ARCOAIRE | N4H7T24*K*AAA* | EA*4X37L21A* | *80VTL1102122B* | 23200 | 24200 | 16.5 | 12.5 | 8.1 | 2.36 | 60 | 45 | 213169215
AIRQUEST | N4H7T24*K*AAA* | EA*4X37L21A* | *80VTL1102122B* | 23200 | 24200 | 16.5 | 12.5 | 8.1 | 2.36 | 60 | 45 | 213169214
COMFORTMAKER | N4H7T24*K*AAA* | EA*4X37L21A* | *80VTL1102122B* | 23200 | 24200 | 16.5 | 12.5 | 8.1 | 2.36 | 60 | 45 | 213169216
DAY & NIGHT | N4H7T24*K*AAA* | EA*4X37L21A* | *80VTL1102122B* | 23200 | 24200 | 16.5 | 12.5 | 8.1 | 2.36 | 60 | 45 | 213169217
KEEPRITE | N4H7T24*K*AAA* | EA*4X37L21A* | *80VTL1102122B* | 23200 | 24200 | 16.5 | 12.5 | 8.1 | 2.36 | 60 | 45 | 213169218
KENMORE | N4H7T24*K*AAA* | EA*4X37L21A* | *80VTL1102122B* | 23200 | 24200 | 16.5 | 12.5 | 8.1 | 2.36 | 60 | 45 | 213169219
TEMPSTAR | N4H7T24*K*AAA* | EA*4X37L21A* | *80VTL1102122B* | 23200 | 24200 | 16.5 | 12.5 | 8.1 | 2.36 | 60 | 45 | 213169220
HEIL | N4H7T24*K*AAA* | EA*4X37L21A* | *80VSL0701716B* | 23000 | 24000 | 16.5 | 12.5 | 8.1 | 2.34 | 60 | 45 | 213169228
AIRQUEST | N4H7T24*K*AAA* | EA*4X37L21A* | *80VSL0701716B* | 23000 | 24000 | 16.5 | 12.5 | 8.1 | 2.34 | 60 | 45 | 213169229
COMFORTMAKER | N4H7T24*K*AAA* | EA*4X37L21A* | *80VSL0701716B* | 23000 | 24000 | 16.5 | 12.5 | 8.1 | 2.34 | 60 | 45 | 213169231
ARCOAIRE | N4H7T24*K*AAA* | EA*4X37L21A* | *80VSL0701716B* | 23000 | 24000 | 16.5 | 12.5 | 8.1 | 2.34 | 60 | 45 | 213169230
DAY & NIGHT | N4H7T24*K*AAA* | EA*4X37L21A* | *80VSL0701716B* | 23000 | 24000 | 16.5 | 12.5 | 8.1 | 2.34 | 60 | 45 | 213169232
BROCK | PH7TAN424**AA* | CAP**2417AL* | PG80VTLB48090B** | 22000 | 23600 | 15.5 | 12 | 8.1 | 2.24 | 60 | 44 | 213167529
WEATHERMAKER | PH7TAN424**AA* | CAP**2417AL* | PG80VTLB48090B** | 22000 | 23600 | 15.5 | 12 | 8.1 | 2.24 | 60 | 44 | 213167530
BRYANT HEATING AND COOLING SYSTEMS | PH7TAN424**AA* | CAP**2417AL* | 82*SB48070V17*** | 22000 | 23600 | 16 | 12 | 8.1 | 2.24 | 60 | 44 | 213167563
BRYANT HEATING AND COOLING SYSTEMS | PH7TAN424**AA* | CAP**2417AL* | 926TC48060V17*** | 22000 | 23600 | 15.5 | 12 | 8.1 | 2.24 | 60 | 44 | 213167643
PAYNE HEATING AND COOLING | PH7TAN424**AA* | CAP**2417AL* | PG96VTAB48060B** | 22000 | 23600 | 15.5 | 12 | 8.1 | 2.24 | 60 | 44 | 213167644
BROCK | PH7TAN424**AA* | CAP**2417AL* | PG96VTAB48060B** | 22000 | 23600 | 15.5 | 12 | 8.1 | 2.24 | 60 | 44 | 213167645
WEATHERMAKER | PH7TAN424**AA* | CAP**2417AL* | PG96VTAB48060B** | 22000 | 23600 | 15.5 | 12 | 8.1 | 2.24 | 60 | 44 | 213167646
PAYNE HEATING AND COOLING | PH7TAN424**AA* | CAP**2417AL* | PG96VTAB48080B** | 22200 | 23800 | 16 | 12 | 8.1 | 2.26 | 60 | 45 | 213167664
WEATHERMAKER | PH7TAN424**AA* | CAP**2417AL* | PG96VTAB48080B** | 22200 | 23800 | 16 | 12 | 8.1 | 2.26 | 60 | 45 | 213167666
BRYANT HEATING AND COOLING SYSTEMS | PH7TAN424**AA* | CAP**2417AL* | 926TC48080V17*** | 22200 | 23800 | 16 | 12 | 8.1 | 2.26 | 60 | 45 | 213167663
BROCK | PH7TAN424**AA* | CAP**2417AL* | PG96VTAB48080B** | 22200 | 23800 | 16 | 12 | 8.1 | 2.26 | 60 | 45 | 213167665
BRYANT HEATING AND COOLING SYSTEMS | PH7TAN424**AA* | CAP**2417AL* | 926SB48060V17*** | 22000 | 23600 | 15.5 | 12 | 8.1 | 2.24 | 60 | 44 | 213167720
BRYANT HEATING AND COOLING SYSTEMS | PH7TAN424**AA* | CAP**2417AL* | 926SB48080V17*** | 22200 | 23800 | 16 | 12 | 8.1 | 2.26 | 60 | 45 | 213167733
PAYNE HEATING AND COOLING | PH7TAN424**AA* | CAP**2517AL* | PG80VTLB36045A** | 22800 | 24000 | 16.5 | 12.5 | 8.1 | 2.32 | 60 | 44 | 213167747
BROCK | PH7TAN424**AA* | CAP**2517AL* | PG80VTLB36045A** | 22800 | 24000 | 16.5 | 12.5 | 8.1 | 2.32 | 60 | 44 | 213167748
WEATHERMAKER | PH7TAN424**AA* | CAP**2517AL* | PG80VTLB36045A** | 22800 | 24000 | 16.5 | 12.5 | 8.1 | 2.32 | 60 | 44 | 213167749
BRYANT HEATING AND COOLING SYSTEMS | PH7TAN424**AA* | CAP**2517AL* | 82*TB36070V14*** | 23200 | 24200 | 16.5 | 12.5 | 8.1 | 2.34 | 60 | 44 | 213167764
BROCK | PH7TAN424**AA* | CAP**2517AL* | PG80VTLB36070A** | 23200 | 24200 | 16.5 | 12.5 | 8.1 | 2.34 | 60 | 44 | 213167766
PAYNE HEATING AND COOLING | PH7TAN424**AA* | CAP**2517AL* | PG80VTLB36070A** | 23200 | 24200 | 16.5 | 12.5 | 8.1 | 2.34 | 60 | 44 | 213167765
WEATHERMAKER | PH7TAN424**AA* | CAP**2517AL* | PG80VTLB36070A** | 23200 | 24200 | 16.5 | 12.5 | 8.1 | 2.34 | 60 | 44 | 213167767
BRYANT HEATING AND COOLING SYSTEMS | PH7TAN424**AA* | CAP**2517AL* | 82*TB48070V17*** | 23000 | 24000 | 16.5 | 12.5 | 8.1 | 2.32 | 60 | 45 | 213167774
PAYNE HEATING AND COOLING | PH7TAN424**AA* | CAP**2517AL* | PG80VTLB48070B** | 23000 | 24000 | 16.5 | 12.5 | 8.1 | 2.32 | 60 | 45 | 213167775
BROCK | PH7TAN424**AA* | CAP**2517AL* | PG80VTLB48070B** | 23000 | 24000 | 16.5 | 12.5 | 8.1 | 2.32 | 60 | 45 | 213167776
WEATHERMAKER | PH7TAN424**AA* | CAP**2517AL* | PG80VTLB48070B** | 23000 | 24000 | 16.5 | 12.5 | 8.1 | 2.32 | 60 | 45 | 213167777
BRYANT HEATING AND COOLING SYSTEMS | PH7TAN424**AA* | CAP**2517AL* | 82*TB48090V17*** | 23200 | 24200 | 16.5 | 12.5 | 8.1 | 2.34 | 60 | 45 | 213167790
PAYNE HEATING AND COOLING | PH7TAN424**AA* | CAP**2517AL* | PG80VTLB48090B** | 23200 | 24200 | 16.5 | 12.5 | 8.1 | 2.34 | 60 | 45 | 213167791
BROCK | PH7TAN424**AA* | CAP**2517AL* | PG80VTLB48090B** | 23200 | 24200 | 16.5 | 12.5 | 8.1 | 2.34 | 60 | 45 | 213167792
WEATHERMAKER | PH7TAN424**AA* | CAP**2517AL* | PG80VTLB48090B** | 23200 | 24200 | 16.5 | 12.5 | 8.1 | 2.34 | 60 | 45 | 213167793
BRYANT HEATING AND COOLING SYSTEMS | PH7TAN424**AA* | CAP**2517AL* | 82*SB36045V14*** | 22800 | 24000 | 16.5 | 12.5 | 8.1 | 2.32 | 60 | 44 | 213167800
BRYANT HEATING AND COOLING SYSTEMS | PH7TAN424**AA* | CAP**2517AL* | 82*SB36070V14*** | 23200 | 24200 | 16.5 | 12.5 | 8.1 | 2.34 | 60 | 44 | 213167813
BRYANT HEATING AND COOLING SYSTEMS | PH7TAN424**AA* | CAP**2517AL* | 82*SB48070V17*** | 22800 | 24000 | 16.5 | 12.5 | 8.1 | 2.32 | 60 | 45 | 213167826
BRYANT HEATING AND COOLING SYSTEMS | PH7TAN424**AA* | CAP**2517AL* | 82*SB48090V17*** | 23200 | 24200 | 16.5 | 12.5 | 8.1 | 2.34 | 60 | 45 | 213167839
BRYANT HEATING AND COOLING SYSTEMS | PH7TAN424**AA* | CAP**2517AL* | 926TC36040V17*** | 23000 | 24200 | 16 | 12 | 8.1 | 2.3 | 60 | 45 | 213167872
PAYNE HEATING AND COOLING | PH7TAN424**AA* | CAP**2517AL* | PG96VTAB36040B** | 23000 | 24200 | 16 | 12 | 8.1 | 2.3 | 60 | 45 | 213167873
BROCK | PH7TAN424**AA* | CAP**2517AL* | PG96VTAB36040B** | 23000 | 24200 | 16 | 12 | 8.1 | 2.3 | 60 | 45 | 213167874
CARRIER | GH7TAN424**AA* | FG4ANXC36L* |  | 23400 | 23800 | 17 | 12.5 | 8.1 | 2.32 | 61 | 45 | 213280526
BRYANT HEATING AND COOLING SYSTEMS | GH7TAN424**AA* | FT4BN(B,X)C36L* |  | 23400 | 23800 | 17 | 12.5 | 8.1 | 2.32 | 61 | 45 | 213280529
BRYANT HEATING AND COOLING SYSTEMS | GH7TAN424**AA* | FG4ANXC36L* |  | 23400 | 23800 | 17 | 12.5 | 8.1 | 2.32 | 61 | 45 | 213280530
CARRIER | GH7TAN424**AA* | FT4BNXB24L* |  | 23200 | 23400 | 16.5 | 12.5 | 8.1 | 2.36 | 63 | 47 | 213280548
CARRIER | GH7TAN424**AA* | FG4ANXB24L* |  | 23200 | 23400 | 16.5 | 12.5 | 8.1 | 2.36 | 63 | 47 | 213280549
BRYANT HEATING AND COOLING SYSTEMS | GH7TAN424**AA* | FG4ANXB24L* |  | 23200 | 23400 | 16.5 | 12.5 | 8.1 | 2.36 | 63 | 47 | 213280553
BRYANT HEATING AND COOLING SYSTEMS | GH7TAN424**AA* | FT4BNXB24L* |  | 23200 | 23400 | 16.5 | 12.5 | 8.1 | 2.36 | 63 | 47 | 213280552
CARRIER | GH7TAN424**AA* | F54AA*B24L* |  | 23000 | 24200 | 15.5 | 12.5 | 8.1 | 2.3 | 60 | 45 | 213310358
BRYANT HEATING AND COOLING SYSTEMS | GH7TAN424**AA* | CAP**2517AL* | 82*TB36045V14*** | 22800 | 24000 | 16.5 | 12.5 | 8.1 | 2.32 | 60 | 44 | 213353900
BRYANT HEATING AND COOLING SYSTEMS | GH7TAN424**AA* | F54AA*B24L* |  | 23000 | 24200 | 15.5 | 12.5 | 8.1 | 2.3 | 60 | 45 | 213310360
CARRIER | GH7TAN424**AA* | CAP**3621AL* | 58SP*B090V21**20 | 22400 | 23800 | 16 | 12 | 8.1 | 2.26 | 60 | 44 | 213168734
BRYANT HEATING AND COOLING SYSTEMS | GH7TAN424**AA* | CAP**3621AL* | 82*SB60090V21*** | 22400 | 23800 | 16 | 12 | 8.1 | 2.26 | 60 | 44 | 213168736
CARRIER | GH7TAN424**AA* | CAP**3621AL* | 58SP*B110V21**22 | 22400 | 23800 | 16 | 12.5 | 8.1 | 2.26 | 60 | 44 | 213168747
BRYANT HEATING AND COOLING SYSTEMS | GH7TAN424**AA* | CAP**3621AL* | 82*SB66110V21*** | 22400 | 23800 | 16 | 12.5 | 8.1 | 2.26 | 60 | 44 | 213168749
CARRIER | GH7TAN424**AA* | CAP**3621AL* | 59TP6C100V21**22 | 22800 | 24000 | 16.5 | 12.5 | 8.1 | 2.3 | 60 | 44 | 213168836
BRYANT HEATING AND COOLING SYSTEMS | GH7TAN424**AA* | CAP**3621AL* | 926TC66100V21*** | 22800 | 24000 | 16.5 | 12.5 | 8.1 | 2.3 | 60 | 44 | 213168838
CARRIER | GH7TAN424**AA* | CAP**3621AL* | 59SP6B080V21**20 | 22800 | 24000 | 16.5 | 12.5 | 8.1 | 2.28 | 60 | 44 | 213168875
BRYANT HEATING AND COOLING SYSTEMS | GH7TAN424**AA* | CAP**3621AL* | 926SB60080V21*** | 22800 | 24000 | 16.5 | 12.5 | 8.1 | 2.28 | 60 | 44 | 213168877
CARRIER | GH7TAN424**AA* | CAP**3621AL* | 59SP6B100V21**20 | 22400 | 23600 | 16 | 12 | 8.1 | 2.26 | 60 | 44 | 213168888
BRYANT HEATING AND COOLING SYSTEMS | GH7TAN424**AA* | CAP**3621AL* | 926SB60100V21*** | 22400 | 23600 | 16 | 12 | 8.1 | 2.26 | 60 | 44 | 213168890
CARRIER | GH7TAN424**AA* | CAP**3717AL* | 58TP*B045V14**12 | 23000 | 24000 | 16.5 | 12.5 | 8.1 | 2.32 | 60 | 45 | 213168901
BRYANT HEATING AND COOLING SYSTEMS | GH7TAN424**AA* | CAP**3717AL* | 82*TB36070V14*** | 23000 | 24000 | 16.5 | 12.5 | 8.1 | 2.32 | 60 | 45 | 213168921
CARRIER | GH7TAN424**AA* | CAP**3717AL* | 58TP*B070V14**12 | 23000 | 24000 | 16.5 | 12.5 | 8.1 | 2.32 | 60 | 45 | 213168919
CARRIER | GH7TAN424**AA* | CAP**3717AL* | 58TP*B070V17**16 | 22800 | 24000 | 16.5 | 12.5 | 8.1 | 2.3 | 60 | 45 | 213168929
BRYANT HEATING AND COOLING SYSTEMS | GH7TAN424**AA* | CAP**3717AL* | 82*TB48070V17*** | 22800 | 24000 | 16.5 | 12.5 | 8.1 | 2.3 | 60 | 45 | 213168931
CARRIER | GH7TAN424**AA* | CAP**3717AL* | 58TP*B090V17**16 | 23000 | 24000 | 16.5 | 12.5 | 8.1 | 2.32 | 60 | 45 | 213168945
BRYANT HEATING AND COOLING SYSTEMS | GH7TAN424**AA* | CAP**3717AL* | 82*TB48090V17*** | 23000 | 24000 | 16.5 | 12.5 | 8.1 | 2.32 | 60 | 45 | 213168947
CARRIER | GH7TAN424**AA* | CAP**3717AL* | 58SP*B045V14**12 | 23000 | 24000 | 16.5 | 12.5 | 8.1 | 2.32 | 60 | 45 | 213168955
CARRIER | GH7TAN424**AA* | CAP**3717AL* | 58SP*B070V14**12 | 23000 | 24000 | 16.5 | 12.5 | 8.1 | 2.32 | 60 | 45 | 213168968
BRYANT HEATING AND COOLING SYSTEMS | GH7TAN424**AA* | CAP**3717AL* | 82*SB36045V14*** | 23000 | 24000 | 16.5 | 12.5 | 8.1 | 2.32 | 60 | 45 | 213168957
BRYANT HEATING AND COOLING SYSTEMS | GH7TAN424**AA* | CAP**3717AL* | 82*SB36070V14*** | 23000 | 24000 | 16.5 | 12.5 | 8.1 | 2.32 | 60 | 45 | 213168970
CARRIER | GH7TAN424**AA* | CAP**3717AL* | 58SP*B070V17**16 | 23200 | 24200 | 16.5 | 12.5 | 8.1 | 2.34 | 60 | 45 | 213168981
BRYANT HEATING AND COOLING SYSTEMS | GH7TAN424**AA* | CAP**3717AL* | 82*SB48070V17*** | 23200 | 24200 | 16.5 | 12.5 | 8.1 | 2.34 | 60 | 45 | 213168983
CARRIER | GH7TAN424**AA* | CAP**3717AL* | 58SP*B090V17**16 | 23000 | 24000 | 16.5 | 12.5 | 8.1 | 2.32 | 60 | 45 | 213168994
BRYANT HEATING AND COOLING SYSTEMS | GH7TAN424**AA* | CAP**3717AL* | 82*SB48090V17*** | 23000 | 24000 | 16.5 | 12.5 | 8.1 | 2.32 | 60 | 45 | 213168996
CARRIER | GH7TAN424**AA* | CAP**3717AL* | 59TP6C040V17**12 | 22800 | 24200 | 16 | 12 | 8.1 | 2.28 | 60 | 45 | 213169027
BRYANT HEATING AND COOLING SYSTEMS | GH7TAN424**AA* | CAP**3717AL* | 926TC36040V17*** | 22800 | 24200 | 16 | 12 | 8.1 | 2.28 | 60 | 45 | 213169029
CARRIER | GH7TAN424**AA* | CAP**3717AL* | 59TP6C060V17**16 | 22800 | 24000 | 16.5 | 12.5 | 8.1 | 2.3 | 60 | 45 | 213169060
CARRIER | GH7TAN424**AA* | CAP**3717AL* | GG96VTAB48060B** | 22800 | 24000 | 16.5 | 12.5 | 8.1 | 2.3 | 60 | 45 | 213169061
BRYANT HEATING AND COOLING SYSTEMS | GH7TAN424**AA* | CAP**3717AL* | 926TC48060V17*** | 22800 | 24000 | 16.5 | 12.5 | 8.1 | 2.3 | 60 | 45 | 213169063
CARRIER | GH7TAN424**AA* | CAP**3717AL* | 59TP6C080V17**16 | 23000 | 24200 | 16.5 | 12.5 | 8.1 | 2.32 | 60 | 45 | 213169080
CARRIER | GH7TAN424**AA* | CAP**3717AL* | GG96VTAB48080B** | 23000 | 24200 | 16.5 | 12.5 | 8.1 | 2.32 | 60 | 45 | 213169081
BRYANT HEATING AND COOLING SYSTEMS | GH7TAN424**AA* | CAP**3717AL* | 926TC48080V17*** | 23000 | 24200 | 16.5 | 12.5 | 8.1 | 2.32 | 60 | 45 | 213169083
CARRIER | GH7TAN424**AA* | CAP**3717AL* | 59SP6B040V17**12 | 22800 | 24200 | 16 | 12 | 8.1 | 2.28 | 60 | 45 | 213169112
BRYANT HEATING AND COOLING SYSTEMS | 227TAN024**AA* | CAP**3717AL* | 926SB36040V17*** | 22800 | 24200 | 16 | 12 | 8.1 | 2.28 | 60 | 45 | 213169113
BRYANT HEATING AND COOLING SYSTEMS | 227TAN024**AA* | CAP**3717AL* | 926SB48060V17*** | 22800 | 24000 | 16 | 12.5 | 8.1 | 2.3 | 60 | 45 | 213169139
BRYANT HEATING AND COOLING SYSTEMS | 227TAN024**AA* | CAP**3717AL* | 926SB48080V17*** | 23000 | 24200 | 16.5 | 12.5 | 8.1 | 2.32 | 60 | 45 | 213169152
BRYANT HEATING AND COOLING SYSTEMS | 227TAN024**AA* | CAP**3721AL* | 82*TB48070V17*** | 23000 | 24000 | 16.5 | 12.5 | 8.1 | 2.34 | 60 | 45 | 213169165
BRYANT HEATING AND COOLING SYSTEMS | 227TAN024**AA* | CAP**3721AL* | 82*TB48090V17*** | 22800 | 24000 | 16.5 | 12.5 | 8.1 | 2.32 | 60 | 45 | 213169181
BRYANT HEATING AND COOLING SYSTEMS | 227TAN024**AA* | CAP**3721AL* | 82*TB66110V21*** | 23200 | 24200 | 16.5 | 12.5 | 8.1 | 2.36 | 60 | 45 | 213169207
BRYANT HEATING AND COOLING SYSTEMS | 227TAN024**AA* | CAP**3721AL* | 82*TB60090V21*** | 23400 | 24400 | 16.5 | 13 | 8.1 | 2.36 | 60 | 45 | 213169191
BRYANT HEATING AND COOLING SYSTEMS | 227TAN024**AA* | CAP**3721AL* | 82*SB48070V17*** | 23000 | 24000 | 16.5 | 12.5 | 8.1 | 2.34 | 60 | 45 | 213169225
BRYANT HEATING AND COOLING SYSTEMS | 227TAN024**AA* | CAP**3721AL* | 82*SB48090V17*** | 22800 | 24000 | 16.5 | 12.5 | 8.1 | 2.32 | 60 | 45 | 213169238
BRYANT HEATING AND COOLING SYSTEMS | 227TAN024**AA* | CAP**3721AL* | 82*SB60090V21*** | 23400 | 24400 | 16.5 | 13 | 8.1 | 2.36 | 60 | 45 | 213169251
BRYANT HEATING AND COOLING SYSTEMS | 227TAN024**AA* | CAP**3721AL* | 82*SB66110V21*** | 23000 | 24000 | 16.5 | 12.5 | 8.1 | 2.32 | 60 | 45 | 213169264
BRYANT HEATING AND COOLING SYSTEMS | 227TAN024**AA* | CAP**3721AL* | 926TC36040V17*** | 23000 | 24200 | 16 | 12 | 8.1 | 2.32 | 60 | 45 | 213169277
BRYANT HEATING AND COOLING SYSTEMS | 227TAN024**AA* | CAP**3721AL* | 926TC48060V17*** | 23000 | 24000 | 16.5 | 12.5 | 8.1 | 2.34 | 60 | 45 | 213169295
BRYANT HEATING AND COOLING SYSTEMS | 227TAN024**AA* | CAP**3721AL* | 926TC48080V17*** | 23200 | 24200 | 16.5 | 12.5 | 8.1 | 2.36 | 60 | 45 | 213169315
BRYANT HEATING AND COOLING SYSTEMS | 227TAN024**AA* | CAP**3721AL* | 926TC60080V21*** | 23200 | 24200 | 16.5 | 12.5 | 8.1 | 2.36 | 60 | 45 | 213169333
BRYANT HEATING AND COOLING SYSTEMS | 227TAN024**AA* | CAP**3721AL* | 926TC60100V21*** | 22800 | 24000 | 16.5 | 12.5 | 8.1 | 2.32 | 60 | 45 | 213169351
BRYANT HEATING AND COOLING SYSTEMS | 227TAN024**AA* | CAP**3721AL* | 926TC66100V21*** | 23200 | 24200 | 16.5 | 13 | 8.1 | 2.36 | 60 | 45 | 213169369
BRYANT HEATING AND COOLING SYSTEMS | 227TAN024**AA* | CAP**3721AL* | 926SB36040V17*** | 23000 | 24200 | 16 | 12 | 8.1 | 2.32 | 60 | 45 | 213169382
BRYANT HEATING AND COOLING SYSTEMS | 227TAN024**AA* | CAP**3721AL* | 926SB48060V17*** | 23000 | 24000 | 16.5 | 12.5 | 8.1 | 2.34 | 60 | 45 | 213169395
BRYANT HEATING AND COOLING SYSTEMS | 227TAN024**AA* | CAP**3721AL* | 926SB48080V17*** | 23200 | 24200 | 16.5 | 12.5 | 8.1 | 2.36 | 60 | 45 | 213169408
BRYANT HEATING AND COOLING SYSTEMS | 227TAN024**AA* | CAP**3721AL* | 926SB60080V21*** | 23200 | 24200 | 16.5 | 12.5 | 8.1 | 2.36 | 60 | 45 | 213169421
BRYANT HEATING AND COOLING SYSTEMS | 227TAN024**AA* | CAP**3721AL* | 926SB60100V21*** | 23400 | 24400 | 17 | 13 | 8.1 | 2.38 | 60 | 45 | 213169434
AIRQUEST | N4H7T24*K*AAA* | EA*4X24L14A* | *80VSL0451412B* | 22000 | 23600 | 15.5 | 12 | 8.1 | 2.24 | 60 | 44 | 213167397
COMFORTMAKER | N4H7T24*K*AAA* | EA*4X24L14A* | *80VSL0451412B* | 22000 | 23600 | 15.5 | 12 | 8.1 | 2.24 | 60 | 44 | 213167399
ARCOAIRE | N4H7T24*K*AAA* | EA*4X24L14A* | *80VSL0451412B* | 22000 | 23600 | 15.5 | 12 | 8.1 | 2.24 | 60 | 44 | 213167398
DAY & NIGHT | N4H7T24*K*AAA* | EA*4X24L14A* | *80VSL0451412B* | 22000 | 23600 | 15.5 | 12 | 8.1 | 2.24 | 60 | 44 | 213167400
KEEPRITE | N4H7T24*K*AAA* | EA*4X24L14A* | *80VSL0451412B* | 22000 | 23600 | 15.5 | 12 | 8.1 | 2.24 | 60 | 44 | 213167401
KENMORE | N4H7T24*K*AAA* | EA*4X24L14A* | *80VSL0451412B* | 22000 | 23600 | 15.5 | 12 | 8.1 | 2.24 | 60 | 44 | 213167402
TEMPSTAR | N4H7T24*K*AAA* | EA*4X24L14A* | *80VSL0451412B* | 22000 | 23600 | 15.5 | 12 | 8.1 | 2.24 | 60 | 44 | 213167403
KEEPRITE | N4H7T24*K*AAA* | EA*4X25L17A* | *96VSN0401410B* | 22800 | 24000 | 16 | 12 | 8.1 | 2.3 | 60 | 45 | 213167950
KENMORE | N4H7T24*K*AAA* | EA*4X25L17A* | *96VSN0401410B* | 22800 | 24000 | 16 | 12 | 8.1 | 2.3 | 60 | 45 | 213167951
TEMPSTAR | N4H7T24*K*AAA* | EA*4X25L17A* | *96VSN0401410B* | 22800 | 24000 | 16 | 12 | 8.1 | 2.3 | 60 | 45 | 213167952
HEIL | N4H7T24*K*AAA* | EA*4X25L17A* | *96VSN0401712B* | 23000 | 24200 | 16 | 12 | 8.1 | 2.3 | 60 | 45 | 213167958
AIRQUEST | N4H7T24*K*AAA* | EA*4X25L17A* | *96VSN0401712B* | 23000 | 24200 | 16 | 12 | 8.1 | 2.3 | 60 | 45 | 213167959
COMFORTMAKER | N4H7T24*K*AAA* | EA*4X25L17A* | *96VSN0401712B* | 23000 | 24200 | 16 | 12 | 8.1 | 2.3 | 60 | 45 | 213167961
ARCOAIRE | N4H7T24*K*AAA* | EA*4X25L17A* | *96VSN0401712B* | 23000 | 24200 | 16 | 12 | 8.1 | 2.3 | 60 | 45 | 213167960
DAY & NIGHT | N4H7T24*K*AAA* | EA*4X25L17A* | *96VSN0401712B* | 23000 | 24200 | 16 | 12 | 8.1 | 2.3 | 60 | 45 | 213167962
DAY & NIGHT | N4H7T24*K*AAA* | EA*4X37L21A* | *96VTN1002120B* | 22800 | 24000 | 16.5 | 12.5 | 8.1 | 2.32 | 60 | 45 | 213169361
COMFORTMAKER | N4H7T24*K*AAA* | EA*4X37L21A* | *96VTN1002120B* | 22800 | 24000 | 16.5 | 12.5 | 8.1 | 2.32 | 60 | 45 | 213169360
ARCOAIRE | N4H7T24*K*AAA* | EA*4X37L21A* | *96VTN1002120B* | 22800 | 24000 | 16.5 | 12.5 | 8.1 | 2.32 | 60 | 45 | 213169359
AIRQUEST | N4H7T24*K*AAA* | EA*4X37L21A* | *96VTN1002120B* | 22800 | 24000 | 16.5 | 12.5 | 8.1 | 2.32 | 60 | 45 | 213169358
TEMPSTAR | N4H7T24*K*AAA* | EA*4X37L21A* | *96VTN0802120B* | 23200 | 24200 | 16.5 | 12.5 | 8.1 | 2.36 | 60 | 45 | 213169346
HEIL | N4H7T24*K*AAA* | EA*4X37L21A* | *96VTN1002120B* | 22800 | 24000 | 16.5 | 12.5 | 8.1 | 2.32 | 60 | 45 | 213169357
KENMORE | N4H7T24*K*AAA* | EA*4X37L21A* | *96VTN0802120B* | 23200 | 24200 | 16.5 | 12.5 | 8.1 | 2.36 | 60 | 45 | 213169345
KEEPRITE | N4H7T24*K*AAA* | EA*4X37L21A* | *96VTN0802120B* | 23200 | 24200 | 16.5 | 12.5 | 8.1 | 2.36 | 60 | 45 | 213169344
COMFORTMAKER | N4H7T24*K*AAA* | EA*4X37L21A* | *96VTN0802120B* | 23200 | 24200 | 16.5 | 12.5 | 8.1 | 2.36 | 60 | 45 | 213169342
DAY & NIGHT | N4H7T24*K*AAA* | EA*4X37L21A* | *96VTN0802120B* | 23200 | 24200 | 16.5 | 12.5 | 8.1 | 2.36 | 60 | 45 | 213169343
AIRQUEST | N4H7T24*K*AAA* | EA*4X37L21A* | *96VTN0802120B* | 23200 | 24200 | 16.5 | 12.5 | 8.1 | 2.36 | 60 | 45 | 213169340
ARCOAIRE | N4H7T24*K*AAA* | EA*4X37L21A* | *96VTN0802120B* | 23200 | 24200 | 16.5 | 12.5 | 8.1 | 2.36 | 60 | 45 | 213169341
HEIL | N4H7T24*K*AAA* | EA*4X37L21A* | *96VTN0802120B* | 23200 | 24200 | 16.5 | 12.5 | 8.1 | 2.36 | 60 | 45 | 213169339
TEMPSTAR | N4H7T24*K*AAA* | EA*4X37L21A* | *96VTN0801716B* | 23200 | 24200 | 16.5 | 12.5 | 8.1 | 2.36 | 60 | 45 | 213169328
KENMORE | N4H7T24*K*AAA* | EA*4X37L21A* | *96VTN0801716B* | 23200 | 24200 | 16.5 | 12.5 | 8.1 | 2.36 | 60 | 45 | 213169327
DAY & NIGHT | N4H7T24*K*AAA* | EA*4X37L21A* | *96VTN0801716B* | 23200 | 24200 | 16.5 | 12.5 | 8.1 | 2.36 | 60 | 45 | 213169325
KEEPRITE | N4H7T24*K*AAA* | EA*4X37L21A* | *96VTN0801716B* | 23200 | 24200 | 16.5 | 12.5 | 8.1 | 2.36 | 60 | 45 | 213169326
AIRQUEST | N4H7T24*K*AAA* | EA*4X37L21A* | *96VTN0801716B* | 23200 | 24200 | 16.5 | 12.5 | 8.1 | 2.36 | 60 | 45 | 213169322
ARCOAIRE | N4H7T24*K*AAA* | EA*4X37L21A* | *96VTN0801716B* | 23200 | 24200 | 16.5 | 12.5 | 8.1 | 2.36 | 60 | 45 | 213169323
COMFORTMAKER | N4H7T24*K*AAA* | EA*4X37L21A* | *96VTN0801716B* | 23200 | 24200 | 16.5 | 12.5 | 8.1 | 2.36 | 60 | 45 | 213169324
HEIL | N4H7T24*K*AAA* | EA*4X37L21A* | *96VTN0801716B* | 23200 | 24200 | 16.5 | 12.5 | 8.1 | 2.36 | 60 | 45 | 213169321
TEMPSTAR | N4H7T24*K*AAA* | EA*4X37L21A* | *96VTN0601716B* | 23000 | 24000 | 16.5 | 12.5 | 8.1 | 2.34 | 60 | 45 | 213169308
HEIL | N4H7T24*K*AAA* | FTMA4B36L0C* |  | 23400 | 23800 | 17 | 12.5 | 8.1 | 2.32 | 61 | 45 | 213280536
KENMORE | N4H7T24*K*AAA* | EA*4X37L21A* | *96VTN0601716B* | 23000 | 24000 | 16.5 | 12.5 | 8.1 | 2.34 | 60 | 45 | 213169307
KEEPRITE | N4H7T24*K*AAA* | EA*4X37L21A* | *96VTN0601716B* | 23000 | 24000 | 16.5 | 12.5 | 8.1 | 2.34 | 60 | 45 | 213169306
COMFORTMAKER | N4H7T24*K*AAA* | EA*4X37L21A* | *96VTN0601716B* | 23000 | 24000 | 16.5 | 12.5 | 8.1 | 2.34 | 60 | 45 | 213169304
DAY & NIGHT | N4H7T24*K*AAA* | EA*4X37L21A* | *96VTN0601716B* | 23000 | 24000 | 16.5 | 12.5 | 8.1 | 2.34 | 60 | 45 | 213169305
ARCOAIRE | N4H7T24*K*AAA* | EA*4X37L21A* | *96VTN0601716B* | 23000 | 24000 | 16.5 | 12.5 | 8.1 | 2.34 | 60 | 45 | 213169303
AIRQUEST | N4H7T24*K*AAA* | EA*4X37L21A* | *96VTN0601716B* | 23000 | 24000 | 16.5 | 12.5 | 8.1 | 2.34 | 60 | 45 | 213169302
HEIL | N4H7T24*K*AAA* | EA*4X37L21A* | *96VTN0601716B* | 23000 | 24000 | 16.5 | 12.5 | 8.1 | 2.34 | 60 | 45 | 213169301
KENMORE | N4H7T24*K*AAA* | EA*4X37L21A* | *96VTN0401712B* | 23000 | 24200 | 16 | 12 | 8.1 | 2.32 | 60 | 45 | 213169289
TEMPSTAR | N4H7T24*K*AAA* | EA*4X37L21A* | *96VTN0401712B* | 23000 | 24200 | 16 | 12 | 8.1 | 2.32 | 60 | 45 | 213169290
KEEPRITE | N4H7T24*K*AAA* | EA*4X37L21A* | *96VTN0401712B* | 23000 | 24200 | 16 | 12 | 8.1 | 2.32 | 60 | 45 | 213169288
DAY & NIGHT | N4H7T24*K*AAA* | EA*4X37L21A* | *96VTN0401712B* | 23000 | 24200 | 16 | 12 | 8.1 | 2.32 | 60 | 45 | 213169287
COMFORTMAKER | N4H7T24*K*AAA* | EA*4X37L21A* | *96VTN0401712B* | 23000 | 24200 | 16 | 12 | 8.1 | 2.32 | 60 | 45 | 213169286
ARCOAIRE | N4H7T24*K*AAA* | EA*4X37L21A* | *96VTN0401712B* | 23000 | 24200 | 16 | 12 | 8.1 | 2.32 | 60 | 45 | 213169285
AIRQUEST | N4H7T24*K*AAA* | EA*4X37L21A* | *96VTN0401712B* | 23000 | 24200 | 16 | 12 | 8.1 | 2.32 | 60 | 45 | 213169284
HEIL | N4H7T24*K*AAA* | EA*4X37L21A* | *96VTN0401712B* | 23000 | 24200 | 16 | 12 | 8.1 | 2.32 | 60 | 45 | 213169283
TEMPSTAR | N4H7T24*K*AAA* | EA*4X37L21A* | *80VSL1102122B* | 23000 | 24000 | 16.5 | 12.5 | 8.1 | 2.32 | 60 | 45 | 213169274
KENMORE | N4H7T24*K*AAA* | EA*4X37L21A* | *80VSL1102122B* | 23000 | 24000 | 16.5 | 12.5 | 8.1 | 2.32 | 60 | 45 | 213169273
KEEPRITE | N4H7T24*K*AAA* | EA*4X37L21A* | *80VSL1102122B* | 23000 | 24000 | 16.5 | 12.5 | 8.1 | 2.32 | 60 | 45 | 213169272
DAY & NIGHT | N4H7T24*K*AAA* | EA*4X37L21A* | *80VSL1102122B* | 23000 | 24000 | 16.5 | 12.5 | 8.1 | 2.32 | 60 | 45 | 213169271
COMFORTMAKER | N4H7T24*K*AAA* | EA*4X37L21A* | *80VSL1102122B* | 23000 | 24000 | 16.5 | 12.5 | 8.1 | 2.32 | 60 | 45 | 213169270
ARCOAIRE | N4H7T24*K*AAA* | EA*4X37L21A* | *80VSL1102122B* | 23000 | 24000 | 16.5 | 12.5 | 8.1 | 2.32 | 60 | 45 | 213169269
AIRQUEST | N4H7T24*K*AAA* | EA*4X37L21A* | *80VSL1102122B* | 23000 | 24000 | 16.5 | 12.5 | 8.1 | 2.32 | 60 | 45 | 213169268
HEIL | N4H7T24*K*AAA* | EA*4X37L21A* | *80VSL1102122B* | 23000 | 24000 | 16.5 | 12.5 | 8.1 | 2.32 | 60 | 45 | 213169267
DAY & NIGHT | N4H7T24*K*AAA* | EA*4X25L17A* | *96VSN0801716B* | 23200 | 24200 | 16.5 | 12.5 | 8.1 | 2.34 | 60 | 45 | 213168001
COMFORTMAKER | N4H7T24*K*AAA* | EA*4X25L17A* | *96VSN0801716B* | 23200 | 24200 | 16.5 | 12.5 | 8.1 | 2.34 | 60 | 45 | 213168000
AIRQUEST | N4H7T24*K*AAA* | EA*4X25L17A* | *96VSN0801716B* | 23200 | 24200 | 16.5 | 12.5 | 8.1 | 2.34 | 60 | 45 | 213167998
ARCOAIRE | N4H7T24*K*AAA* | EA*4X25L17A* | *96VSN0801716B* | 23200 | 24200 | 16.5 | 12.5 | 8.1 | 2.34 | 60 | 45 | 213167999
HEIL | N4H7T24*K*AAA* | EA*4X25L17A* | *96VSN0801716B* | 23200 | 24200 | 16.5 | 12.5 | 8.1 | 2.34 | 60 | 45 | 213167997
TEMPSTAR | N4H7T24*K*AAA* | EA*4X25L17A* | *96VSN0601716B* | 23000 | 24000 | 16.5 | 12.5 | 8.1 | 2.32 | 60 | 45 | 213167991
DAY & NIGHT | N4H7T24*K*AAA* | EA*4X25L17A* | *96VSN0601716B* | 23000 | 24000 | 16.5 | 12.5 | 8.1 | 2.32 | 60 | 45 | 213167988
KEEPRITE | N4H7T24*K*AAA* | EA*4X25L17A* | *96VSN0601716B* | 23000 | 24000 | 16.5 | 12.5 | 8.1 | 2.32 | 60 | 45 | 213167989
KENMORE | N4H7T24*K*AAA* | EA*4X25L17A* | *96VSN0601716B* | 23000 | 24000 | 16.5 | 12.5 | 8.1 | 2.32 | 60 | 45 | 213167990
COMFORTMAKER | N4H7T24*K*AAA* | EA*4X25L17A* | *96VSN0601716B* | 23000 | 24000 | 16.5 | 12.5 | 8.1 | 2.32 | 60 | 45 | 213167987
ARCOAIRE | N4H7T24*K*AAA* | EA*4X25L17A* | *96VSN0601716B* | 23000 | 24000 | 16.5 | 12.5 | 8.1 | 2.32 | 60 | 45 | 213167986
HEIL | N4H7T24*K*AAA* | EA*4X25L17A* | *96VSN0601716B* | 23000 | 24000 | 16.5 | 12.5 | 8.1 | 2.32 | 60 | 45 | 213167984
AIRQUEST | N4H7T24*K*AAA* | EA*4X25L17A* | *96VSN0601716B* | 23000 | 24000 | 16.5 | 12.5 | 8.1 | 2.32 | 60 | 45 | 213167985
TEMPSTAR | N4H7T24*K*AAA* | EA*4X25L17A* | *96VSN0601412B* | 22800 | 24000 | 16.5 | 12 | 8.1 | 2.3 | 60 | 45 | 213167978
KENMORE | N4H7T24*K*AAA* | EA*4X25L17A* | *96VSN0601412B* | 22800 | 24000 | 16.5 | 12 | 8.1 | 2.3 | 60 | 45 | 213167977
KEEPRITE | N4H7T24*K*AAA* | EA*4X25L17A* | *96VSN0601412B* | 22800 | 24000 | 16.5 | 12 | 8.1 | 2.3 | 60 | 45 | 213167976
DAY & NIGHT | N4H7T24*K*AAA* | EA*4X25L17A* | *96VSN0601412B* | 22800 | 24000 | 16.5 | 12 | 8.1 | 2.3 | 60 | 45 | 213167975
COMFORTMAKER | N4H7T24*K*AAA* | EA*4X25L17A* | *96VSN0601412B* | 22800 | 24000 | 16.5 | 12 | 8.1 | 2.3 | 60 | 45 | 213167974
ARCOAIRE | N4H7T24*K*AAA* | EA*4X25L17A* | *96VSN0601412B* | 22800 | 24000 | 16.5 | 12 | 8.1 | 2.3 | 60 | 45 | 213167973
AIRQUEST | N4H7T24*K*AAA* | EA*4X25L17A* | *96VSN0601412B* | 22800 | 24000 | 16.5 | 12 | 8.1 | 2.3 | 60 | 45 | 213167972
HEIL | N4H7T24*K*AAA* | EA*4X25L17A* | *96VSN0601412B* | 22800 | 24000 | 16.5 | 12 | 8.1 | 2.3 | 60 | 45 | 213167971
KENMORE | N4H7T24*K*AAA* | EA*4X25L17A* | *96VSN0401712B* | 23000 | 24200 | 16 | 12 | 8.1 | 2.3 | 60 | 45 | 213167964
KEEPRITE | N4H7T24*K*AAA* | EA*4X25L17A* | *96VSN0401712B* | 23000 | 24200 | 16 | 12 | 8.1 | 2.3 | 60 | 45 | 213167963
TEMPSTAR | N4H7T24*K*AAA* | EA*4X25L17A* | *96VSN0401712B* | 23000 | 24200 | 16 | 12 | 8.1 | 2.3 | 60 | 45 | 213167965
BRYANT HEATING AND COOLING SYSTEMS | GH7TAN424**AA* | CAP**3717AL* | 926SB36040V17*** | 22800 | 24200 | 16 | 12 | 8.1 | 2.28 | 60 | 45 | 213169114
CARRIER | GH7TAN424**AA* | CAP**3717AL* | 59SP6B060V17**16 | 22800 | 24000 | 16 | 12.5 | 8.1 | 2.3 | 60 | 45 | 213169138
BRYANT HEATING AND COOLING SYSTEMS | GH7TAN424**AA* | CAP**3717AL* | 926SB48060V17*** | 22800 | 24000 | 16 | 12.5 | 8.1 | 2.3 | 60 | 45 | 213169140
CARRIER | GH7TAN424**AA* | CAP**3717AL* | 59SP6B080V17**16 | 23000 | 24200 | 16.5 | 12.5 | 8.1 | 2.32 | 60 | 45 | 213169151
BRYANT HEATING AND COOLING SYSTEMS | GH7TAN424**AA* | CAP**3717AL* | 926SB48080V17*** | 23000 | 24200 | 16.5 | 12.5 | 8.1 | 2.32 | 60 | 45 | 213169153
CARRIER | GH7TAN424**AA* | CAP**3721AL* | 58TP*B070V17**16 | 23000 | 24000 | 16.5 | 12.5 | 8.1 | 2.34 | 60 | 45 | 213169164
BRYANT HEATING AND COOLING SYSTEMS | GH7TAN424**AA* | CAP**3721AL* | 82*TB48070V17*** | 23000 | 24000 | 16.5 | 12.5 | 8.1 | 2.34 | 60 | 45 | 213169166
CARRIER | GH7TAN424**AA* | CAP**3721AL* | 58TP*B090V17**16 | 22800 | 24000 | 16.5 | 12.5 | 8.1 | 2.32 | 60 | 45 | 213169180
BRYANT HEATING AND COOLING SYSTEMS | GH7TAN424**AA* | CAP**3721AL* | 82*TB48090V17*** | 22800 | 24000 | 16.5 | 12.5 | 8.1 | 2.32 | 60 | 45 | 213169182
CARRIER | GH7TAN424**AA* | CAP**3721AL* | 58TP*B090V21**20 | 23400 | 24400 | 16.5 | 13 | 8.1 | 2.36 | 60 | 45 | 213169190
BRYANT HEATING AND COOLING SYSTEMS | GH7TAN424**AA* | CAP**3721AL* | 82*TB60090V21*** | 23400 | 24400 | 16.5 | 13 | 8.1 | 2.36 | 60 | 45 | 213169192
CARRIER | GH7TAN424**AA* | CAP**3721AL* | 58TP*B110V21**22 | 23200 | 24200 | 16.5 | 12.5 | 8.1 | 2.36 | 60 | 45 | 213169206
BRYANT HEATING AND COOLING SYSTEMS | GH7TAN424**AA* | CAP**3721AL* | 82*TB66110V21*** | 23200 | 24200 | 16.5 | 12.5 | 8.1 | 2.36 | 60 | 45 | 213169208
CARRIER | GH7TAN424**AA* | CAP**3721AL* | 58SP*B070V17**16 | 23000 | 24000 | 16.5 | 12.5 | 8.1 | 2.34 | 60 | 45 | 213169224
BRYANT HEATING AND COOLING SYSTEMS | GH7TAN424**AA* | CAP**3721AL* | 82*SB48070V17*** | 23000 | 24000 | 16.5 | 12.5 | 8.1 | 2.34 | 60 | 45 | 213169226
CARRIER | GH7TAN424**AA* | CAP**3721AL* | 58SP*B090V17**16 | 22800 | 24000 | 16.5 | 12.5 | 8.1 | 2.32 | 60 | 45 | 213169237
BRYANT HEATING AND COOLING SYSTEMS | GH7TAN424**AA* | CAP**3721AL* | 82*SB48090V17*** | 22800 | 24000 | 16.5 | 12.5 | 8.1 | 2.32 | 60 | 45 | 213169239
CARRIER | GH7TAN424**AA* | CAP**3721AL* | 58SP*B090V21**20 | 23400 | 24400 | 16.5 | 13 | 8.1 | 2.36 | 60 | 45 | 213169250
BRYANT HEATING AND COOLING SYSTEMS | GH7TAN424**AA* | CAP**3721AL* | 82*SB60090V21*** | 23400 | 24400 | 16.5 | 13 | 8.1 | 2.36 | 60 | 45 | 213169252
CARRIER | GH7TAN424**AA* | CAP**3721AL* | 58SP*B110V21**22 | 23000 | 24000 | 16.5 | 12.5 | 8.1 | 2.32 | 60 | 45 | 213169263
BRYANT HEATING AND COOLING SYSTEMS | GH7TAN424**AA* | CAP**3721AL* | 82*SB66110V21*** | 23000 | 24000 | 16.5 | 12.5 | 8.1 | 2.32 | 60 | 45 | 213169265
CARRIER | GH7TAN424**AA* | CAP**3721AL* | 59TP6C040V17**12 | 23000 | 24200 | 16 | 12 | 8.1 | 2.32 | 60 | 45 | 213169276
BRYANT HEATING AND COOLING SYSTEMS | GH7TAN424**AA* | CAP**3721AL* | 926TC36040V17*** | 23000 | 24200 | 16 | 12 | 8.1 | 2.32 | 60 | 45 | 213169278
CARRIER | GH7TAN424**AA* | CAP**3721AL* | 59TP6C060V17**16 | 23000 | 24000 | 16.5 | 12.5 | 8.1 | 2.34 | 60 | 45 | 213169293
CARRIER | GH7TAN424**AA* | CAP**3721AL* | GG96VTAB48060B** | 23000 | 24000 | 16.5 | 12.5 | 8.1 | 2.34 | 60 | 45 | 213169294
BRYANT HEATING AND COOLING SYSTEMS | GH7TAN424**AA* | CAP**3721AL* | 926TC48060V17*** | 23000 | 24000 | 16.5 | 12.5 | 8.1 | 2.34 | 60 | 45 | 213169296
CARRIER | GH7TAN424**AA* | CAP**3721AL* | 59TP6C080V17**16 | 23200 | 24200 | 16.5 | 12.5 | 8.1 | 2.36 | 60 | 45 | 213169313
CARRIER | GH7TAN424**AA* | CAP**3721AL* | GG96VTAB48080B** | 23200 | 24200 | 16.5 | 12.5 | 8.1 | 2.36 | 60 | 45 | 213169314
BRYANT HEATING AND COOLING SYSTEMS | GH7TAN424**AA* | CAP**3721AL* | 926TC48080V17*** | 23200 | 24200 | 16.5 | 12.5 | 8.1 | 2.36 | 60 | 45 | 213169316
CARRIER | GH7TAN424**AA* | CAP**3721AL* | 59TP6C080V21**20 | 23200 | 24200 | 16.5 | 12.5 | 8.1 | 2.36 | 60 | 45 | 213169332
BRYANT HEATING AND COOLING SYSTEMS | GH7TAN424**AA* | CAP**3721AL* | 926TC60080V21*** | 23200 | 24200 | 16.5 | 12.5 | 8.1 | 2.36 | 60 | 45 | 213169334
CARRIER | GH7TAN424**AA* | CAP**3721AL* | 59TP6C100V21**20 | 22800 | 24000 | 16.5 | 12.5 | 8.1 | 2.32 | 60 | 45 | 213169349
CARRIER | GH7TAN424**AA* | CAP**3721AL* | GG96VTAB60100C** | 22800 | 24000 | 16.5 | 12.5 | 8.1 | 2.32 | 60 | 45 | 213169350
BRYANT HEATING AND COOLING SYSTEMS | GH7TAN424**AA* | CAP**3721AL* | 926TC60100V21*** | 22800 | 24000 | 16.5 | 12.5 | 8.1 | 2.32 | 60 | 45 | 213169352
CARRIER | GH7TAN424**AA* | CAP**3721AL* | 59TP6C100V21**22 | 23200 | 24200 | 16.5 | 13 | 8.1 | 2.36 | 60 | 45 | 213169368
BRYANT HEATING AND COOLING SYSTEMS | GH7TAN424**AA* | CAP**3721AL* | 926TC66100V21*** | 23200 | 24200 | 16.5 | 13 | 8.1 | 2.36 | 60 | 45 | 213169370
CARRIER | GH7TAN424**AA* | CAP**3721AL* | 59SP6B040V17**12 | 23000 | 24200 | 16 | 12 | 8.1 | 2.32 | 60 | 45 | 213169381
BRYANT HEATING AND COOLING SYSTEMS | GH7TAN424**AA* | CAP**3721AL* | 926SB36040V17*** | 23000 | 24200 | 16 | 12 | 8.1 | 2.32 | 60 | 45 | 213169383
CARRIER | GH7TAN424**AA* | CAP**3721AL* | 59SP6B060V17**16 | 23000 | 24000 | 16.5 | 12.5 | 8.1 | 2.34 | 60 | 45 | 213169394
BRYANT HEATING AND COOLING SYSTEMS | GH7TAN424**AA* | CAP**3721AL* | 926SB48060V17*** | 23000 | 24000 | 16.5 | 12.5 | 8.1 | 2.34 | 60 | 45 | 213169396
CARRIER | GH7TAN424**AA* | CAP**3721AL* | 59SP6B080V17**16 | 23200 | 24200 | 16.5 | 12.5 | 8.1 | 2.36 | 60 | 45 | 213169407
BRYANT HEATING AND COOLING SYSTEMS | GH7TAN424**AA* | CAP**3721AL* | 926SB48080V17*** | 23200 | 24200 | 16.5 | 12.5 | 8.1 | 2.36 | 60 | 45 | 213169409
CARRIER | GH7TAN424**AA* | CAP**3721AL* | 59SP6B080V21**20 | 23200 | 24200 | 16.5 | 12.5 | 8.1 | 2.36 | 60 | 45 | 213169420
BRYANT HEATING AND COOLING SYSTEMS | GH7TAN424**AA* | CAP**3721AL* | 926SB60080V21*** | 23200 | 24200 | 16.5 | 12.5 | 8.1 | 2.36 | 60 | 45 | 213169422
CARRIER | GH7TAN424**AA* | CAP**3721AL* | 59SP6B100V21**20 | 23400 | 24400 | 17 | 13 | 8.1 | 2.38 | 60 | 45 | 213169433
BRYANT HEATING AND COOLING SYSTEMS | GH7TAN424**AA* | CAP**3721AL* | 926SB60100V21*** | 23400 | 24400 | 17 | 13 | 8.1 | 2.38 | 60 | 45 | 213169435
ARCOAIRE | N4H7T24*K*AAA* | EA*4X37L21A* | *80VSL0901716B* | 22800 | 24000 | 16.5 | 12.5 | 8.1 | 2.32 | 60 | 45 | 213169243
AIRQUEST | N4H7T24*K*AAA* | EA*4X37L21A* | *80VSL0901716B* | 22800 | 24000 | 16.5 | 12.5 | 8.1 | 2.32 | 60 | 45 | 213169242
HEIL | N4H7T24*K*AAA* | EA*4X37L21A* | *80VSL0901716B* | 22800 | 24000 | 16.5 | 12.5 | 8.1 | 2.32 | 60 | 45 | 213169241
TEMPSTAR | N4H7T24*K*AAA* | EA*4X37L21A* | *80VSL0701716B* | 23000 | 24000 | 16.5 | 12.5 | 8.1 | 2.34 | 60 | 45 | 213169235
KENMORE | N4H7T24*K*AAA* | EA*4X37L21A* | *80VSL0701716B* | 23000 | 24000 | 16.5 | 12.5 | 8.1 | 2.34 | 60 | 45 | 213169234
KEEPRITE | N4H7T24*K*AAA* | EA*4X37L21A* | *80VSL0701716B* | 23000 | 24000 | 16.5 | 12.5 | 8.1 | 2.34 | 60 | 45 | 213169233
COMFORTMAKER | N4H7T24*K*AAA* | EA*4X37L21A* | *80VSL0901716B* | 22800 | 24000 | 16.5 | 12.5 | 8.1 | 2.32 | 60 | 45 | 213169244
DAY & NIGHT | N4H7T24*K*AAA* | EA*4X37L21A* | *80VSL0901716B* | 22800 | 24000 | 16.5 | 12.5 | 8.1 | 2.32 | 60 | 45 | 213169245
KEEPRITE | N4H7T24*K*AAA* | EA*4X37L21A* | *80VSL0901716B* | 22800 | 24000 | 16.5 | 12.5 | 8.1 | 2.32 | 60 | 45 | 213169246
TEMPSTAR | N4H7T24*K*AAA* | EA*4X37L21A* | *80VSL0902120B* | 23400 | 24400 | 16.5 | 13 | 8.1 | 2.36 | 60 | 45 | 213169261
KENMORE | N4H7T24*K*AAA* | EA*4X37L21A* | *80VSL0902120B* | 23400 | 24400 | 16.5 | 13 | 8.1 | 2.36 | 60 | 45 | 213169260
AIRQUEST | N4H7T24*K*AAA* | EA*4X37L21A* | *80VSL0902120B* | 23400 | 24400 | 16.5 | 13 | 8.1 | 2.36 | 60 | 45 | 213169255
ARCOAIRE | N4H7T24*K*AAA* | EA*4X37L21A* | *80VSL0902120B* | 23400 | 24400 | 16.5 | 13 | 8.1 | 2.36 | 60 | 45 | 213169256
COMFORTMAKER | N4H7T24*K*AAA* | EA*4X37L21A* | *80VSL0902120B* | 23400 | 24400 | 16.5 | 13 | 8.1 | 2.36 | 60 | 45 | 213169257
DAY & NIGHT | N4H7T24*K*AAA* | EA*4X37L21A* | *80VSL0902120B* | 23400 | 24400 | 16.5 | 13 | 8.1 | 2.36 | 60 | 45 | 213169258
KEEPRITE | N4H7T24*K*AAA* | EA*4X37L21A* | *80VSL0902120B* | 23400 | 24400 | 16.5 | 13 | 8.1 | 2.36 | 60 | 45 | 213169259
KENMORE | N4H7T24*K*AAA* | EA*4X37L21A* | *80VSL0901716B* | 22800 | 24000 | 16.5 | 12.5 | 8.1 | 2.32 | 60 | 45 | 213169247
TEMPSTAR | N4H7T24*K*AAA* | EA*4X37L21A* | *80VSL0901716B* | 22800 | 24000 | 16.5 | 12.5 | 8.1 | 2.32 | 60 | 45 | 213169248
HEIL | N4H7T24*K*AAA* | EA*4X37L21A* | *80VSL0902120B* | 23400 | 24400 | 16.5 | 13 | 8.1 | 2.36 | 60 | 45 | 213169254
ECOTEMP | W4H7T36*K*AAA* | WLA*374CA* | WFST080B048A* | 34200 | 35200 | 15.5 | 11.7 | 8.1 | 2.2 | 62 | 51 | 213172943
GRANDAIRE | W4H7T36*K*AAA* | WLA*374CA* | WFST080B048A* | 34200 | 35200 | 15.5 | 11.7 | 8.1 | 2.2 | 62 | 51 | 213172942
ECOTEMP | W4H7T36*K*AAA* | WLA*374CA* | WFST060B048A* | 34000 | 35000 | 15.5 | 11.7 | 8.1 | 2.2 | 62 | 51 | 213172923
GRANDAIRE | W4H7T36*K*AAA* | WLA*374CA* | WFST060B048A* | 34000 | 35000 | 15.5 | 11.7 | 8.1 | 2.2 | 62 | 51 | 213172922
CARRIER | GH7TAN460**AA* | FT4BNBD60L* |  | 56000 | 58000 | 16.5 | 12.5 | 8.1 | 2.38 | 64 | 51 | 213280679
CARRIER | GH7TAN460**AA* | FG4ANBD60L* |  | 56000 | 58000 | 16.5 | 12.5 | 8.1 | 2.38 | 64 | 51 | 213280680
BRYANT HEATING AND COOLING SYSTEMS | GH7TAN460**AA* | FT4BNBD60L* |  | 56000 | 58000 | 16.5 | 12.5 | 8.1 | 2.38 | 64 | 51 | 213280683
BRYANT HEATING AND COOLING SYSTEMS | GH7TAN460**AA* | FG4ANBD60L* |  | 56000 | 58000 | 16.5 | 12.5 | 8.1 | 2.38 | 64 | 51 | 213280684
CARRIER | GH7TAN460**AA* | F54AA*D60L* |  | 57000 | 60000 | 16 | 12 | 8.1 | 2.34 | 63 | 51 | 213310424
BRYANT HEATING AND COOLING SYSTEMS | GH7TAN460**AA* | F54AA*D60L* |  | 57000 | 60000 | 16 | 12 | 8.1 | 2.34 | 63 | 51 | 213310426
1HVAC | N4H7T24*K*AAA* | EA*4X36L21A* | *96CTN1002122A* | 23600 | 24200 | 16 | 12 | 8.1 | 2.2 | 58 | 43 | 208815480
CARRIER | 25TPA736A**30* | CAP**4321AL* | GG96VTAB48080B** | 34400 | 35200 | 15.5 | 11.7 | 8.1 | 2.22 | 62 | 51 | 213173676
CARRIER | 25TPA736A**30* | CAP**4321AL* | GG96VTAB48060B** | 34000 | 35000 | 15.5 | 11.7 | 8.1 | 2.2 | 62 | 51 | 213173656
CARRIER | 25TPA736A**30* | CAP**3721AL* | GG96VTAB48080B** | 34200 | 35200 | 15.5 | 11.7 | 8.1 | 2.2 | 62 | 51 | 213172925
CARRIER | 25TPA736A**30* | CAP**3721AL* | GG96VTAB48060B** | 34000 | 35000 | 15.5 | 11.7 | 8.1 | 2.2 | 62 | 51 | 213172905
1HVAC | N4H7T24*K*AAA* | FVM4X24***L |  | 22600 | 23400 | 16.5 | 12.5 | 8.1 | 2.18 | 58 | 42 | 210907445
MARATHERM | N4H7T24*K*AAA* | EA*4X37L21A* | *80CTL0701716A* | 23600 | 24000 | 16 | 12.5 | 8.1 | 2.24 | 58 | 43 | 207865922
KENMORE | N4H7T24*K*AAA* | EA*4X37L21A* | *80CTL0701716A* | 23600 | 24000 | 16 | 12.5 | 8.1 | 2.24 | 58 | 43 | 207865921
KEEPRITE | N4H7T24*K*AAA* | EA*4X37L21A* | *80CTL0701716A* | 23600 | 24000 | 16 | 12.5 | 8.1 | 2.24 | 58 | 43 | 207865920
ACIQ | N4H7T24*K*AAA* | EA*4X37L21A* | *80CTL0701716A* | 23600 | 24000 | 16 | 12.5 | 8.1 | 2.24 | 58 | 43 | 213063628
HEIL | N4H7T24*K*AAA* | EA*4X37L21A* | *80CTL0701716A* | 23600 | 24000 | 16 | 12.5 | 8.1 | 2.24 | 58 | 43 | 207865919
ARCOAIRE | N4H7T24*K*AAA* | EA*4X37L21A* | *80CTL0701716A* | 23600 | 24000 | 16 | 12.5 | 8.1 | 2.24 | 58 | 43 | 207865916
COMFORTMAKER | N4H7T24*K*AAA* | EA*4X37L21A* | *80CTL0701716A* | 23600 | 24000 | 16 | 12.5 | 8.1 | 2.24 | 58 | 43 | 207865917
DAY & NIGHT | N4H7T24*K*AAA* | EA*4X37L21A* | *80CTL0701716A* | 23600 | 24000 | 16 | 12.5 | 8.1 | 2.24 | 58 | 43 | 207865918
AIRQUEST | N4H7T24*K*AAA* | EA*4X37L21A* | *80CTL0701716A* | 23600 | 24000 | 16 | 12.5 | 8.1 | 2.24 | 58 | 43 | 207865915
MARATHERM | N4H7T24*K*AAA* | EA*4X37L21A* | *80CSU0802120A* | 24000 | 24400 | 16 | 12.5 | 8.1 | 2.26 | 58 | 42 | 207865838
TEMPSTAR | N4H7T24*K*AAA* | EA*4X37L21A* | *80CSU0802120A* | 24000 | 24400 | 16 | 12.5 | 8.1 | 2.26 | 58 | 42 | 207865839
KEEPRITE | N4H7T24*K*AAA* | EA*4X37L21A* | *80CSU0802120A* | 24000 | 24400 | 16 | 12.5 | 8.1 | 2.26 | 58 | 42 | 207865836
KENMORE | N4H7T24*K*AAA* | EA*4X37L21A* | *80CSU0802120A* | 24000 | 24400 | 16 | 12.5 | 8.1 | 2.26 | 58 | 42 | 207865837
ACIQ | N4H7T24*K*AAA* | EA*4X37L21A* | *80CSU0802120A* | 24000 | 24400 | 16 | 12.5 | 8.1 | 2.26 | 58 | 42 | 213063622
HEIL | N4H7T24*K*AAA* | EA*4X37L21A* | *80CSU0802120A* | 24000 | 24400 | 16 | 12.5 | 8.1 | 2.26 | 58 | 42 | 207865835
DAY & NIGHT | N4H7T24*K*AAA* | EA*4X37L21A* | *80CSU0802120A* | 24000 | 24400 | 16 | 12.5 | 8.1 | 2.26 | 58 | 42 | 207865834
COMFORTMAKER | N4H7T24*K*AAA* | EA*4X37L21A* | *80CSU0802120A* | 24000 | 24400 | 16 | 12.5 | 8.1 | 2.26 | 58 | 42 | 207865833
ARCOAIRE | N4H7T24*K*AAA* | EA*4X37L21A* | *80CSU0802120A* | 24000 | 24400 | 16 | 12.5 | 8.1 | 2.26 | 58 | 42 | 207865832
AIRQUEST | N4H7T24*K*AAA* | EA*4X37L21A* | *80CSU0802120A* | 24000 | 24400 | 16 | 12.5 | 8.1 | 2.26 | 58 | 42 | 207865831
AIRQUEST | N4H7T24*K*AAA* | EA*4X37L21A* | *80CSU1002120A* | 24000 | 24600 | 17 | 12.5 | 8.1 | 2.24 | 58 | 42 | 207873823
ARCOAIRE | N4H7T24*K*AAA* | EA*4X37L21A* | *80CSU1002120A* | 24000 | 24600 | 17 | 12.5 | 8.1 | 2.24 | 58 | 42 | 207873824
COMFORTMAKER | N4H7T24*K*AAA* | EA*4X37L21A* | *80CSU1002120A* | 24000 | 24600 | 17 | 12.5 | 8.1 | 2.24 | 58 | 42 | 207873825
DAY & NIGHT | N4H7T24*K*AAA* | EA*4X37L21A* | *80CSU1002120A* | 24000 | 24600 | 17 | 12.5 | 8.1 | 2.24 | 58 | 42 | 207873826
HEIL | N4H7T24*K*AAA* | EA*4X37L21A* | *80CSU1002120A* | 24000 | 24600 | 17 | 12.5 | 8.1 | 2.24 | 58 | 42 | 207873827
ACIQ | N4H7T24*K*AAA* | EA*4X37L21A* | *80CSU1002120A* | 24000 | 24600 | 17 | 12.5 | 8.1 | 2.24 | 58 | 42 | 213064043
KEEPRITE | N4H7T24*K*AAA* | EA*4X37L21A* | *80CSU1002120A* | 24000 | 24600 | 17 | 12.5 | 8.1 | 2.24 | 58 | 42 | 207873828
KENMORE | N4H7T24*K*AAA* | EA*4X37L21A* | *80CSU1002120A* | 24000 | 24600 | 17 | 12.5 | 8.1 | 2.24 | 58 | 42 | 207873829
MARATHERM | N4H7T24*K*AAA* | EA*4X37L21A* | *80CSU1002120A* | 24000 | 24600 | 17 | 12.5 | 8.1 | 2.24 | 58 | 42 | 207873830
TEMPSTAR | N4H7T24*K*AAA* | EA*4X37L21A* | *80CSU1002120A* | 24000 | 24600 | 17 | 12.5 | 8.1 | 2.24 | 58 | 42 | 207873831
AIRQUEST | N4H7T24*K*AAA* | EA*4X37L21A* | *80CTL0702120A* | 24200 | 24800 | 17 | 12.5 | 8.1 | 2.26 | 59 | 43 | 207873837
ARCOAIRE | N4H7T24*K*AAA* | EA*4X37L21A* | *80CTL0702120A* | 24200 | 24800 | 17 | 12.5 | 8.1 | 2.26 | 59 | 43 | 207873838
COMFORTMAKER | N4H7T24*K*AAA* | EA*4X37L21A* | *80CTL0702120A* | 24200 | 24800 | 17 | 12.5 | 8.1 | 2.26 | 59 | 43 | 207873839
DAY & NIGHT | N4H7T24*K*AAA* | EA*4X37L21A* | *80CTL0702120A* | 24200 | 24800 | 17 | 12.5 | 8.1 | 2.26 | 59 | 43 | 207873840
HEIL | N4H7T24*K*AAA* | EA*4X37L21A* | *80CTL0702120A* | 24200 | 24800 | 17 | 12.5 | 8.1 | 2.26 | 59 | 43 | 207873841
ACIQ | N4H7T24*K*AAA* | EA*4X37L21A* | *80CTL0702120A* | 24200 | 24800 | 17 | 12.5 | 8.1 | 2.26 | 59 | 43 | 213064044
KEEPRITE | N4H7T24*K*AAA* | EA*4X37L21A* | *80CTL0702120A* | 24200 | 24800 | 17 | 12.5 | 8.1 | 2.26 | 59 | 43 | 207873842
KENMORE | N4H7T24*K*AAA* | EA*4X37L21A* | *80CTL0702120A* | 24200 | 24800 | 17 | 12.5 | 8.1 | 2.26 | 59 | 43 | 207873843
MARATHERM | N4H7T24*K*AAA* | EA*4X37L21A* | *80CTL0702120A* | 24200 | 24800 | 17 | 12.5 | 8.1 | 2.26 | 59 | 43 | 207873844
TEMPSTAR | N4H7T24*K*AAA* | EA*4X37L21A* | *80CTL0702120A* | 24200 | 24800 | 17 | 12.5 | 8.1 | 2.26 | 59 | 43 | 207873845
AIRQUEST | N4H7T24*K*AAA* | EA*4X37L21A* | *97CMN0802120A* | 23800 | 24400 | 16 | 12.5 | 8.1 | 2.24 | 58 | 42 | 207873865
ARCOAIRE | N4H7T24*K*AAA* | EA*4X37L21A* | *97CMN0802120A* | 23800 | 24400 | 16 | 12.5 | 8.1 | 2.24 | 58 | 42 | 207873866
COMFORTMAKER | N4H7T24*K*AAA* | EA*4X37L21A* | *97CMN0802120A* | 23800 | 24400 | 16 | 12.5 | 8.1 | 2.24 | 58 | 42 | 207873867
DAY & NIGHT | N4H7T24*K*AAA* | EA*4X37L21A* | *97CMN0802120A* | 23800 | 24400 | 16 | 12.5 | 8.1 | 2.24 | 58 | 42 | 207873868
HEIL | N4H7T24*K*AAA* | EA*4X37L21A* | *97CMN0802120A* | 23800 | 24400 | 16 | 12.5 | 8.1 | 2.24 | 58 | 42 | 207873869
ACIQ | N4H7T24*K*AAA* | EA*4X37L21A* | *97CMN0802120A* | 23800 | 24400 | 16 | 12.5 | 8.1 | 2.24 | 58 | 42 | 213064046
KEEPRITE | N4H7T24*K*AAA* | EA*4X37L21A* | *97CMN0802120A* | 23800 | 24400 | 16 | 12.5 | 8.1 | 2.24 | 58 | 42 | 207873870
KENMORE | N4H7T24*K*AAA* | EA*4X37L21A* | *97CMN0802120A* | 23800 | 24400 | 16 | 12.5 | 8.1 | 2.24 | 58 | 42 | 207873871
MARATHERM | N4H7T24*K*AAA* | EA*4X37L21A* | *97CMN0802120A* | 23800 | 24400 | 16 | 12.5 | 8.1 | 2.24 | 58 | 42 | 207873872
TEMPSTAR | N4H7T24*K*AAA* | EA*4X37L21A* | *97CMN0802120A* | 23800 | 24400 | 16 | 12.5 | 8.1 | 2.24 | 58 | 42 | 207873873
AIRQUEST | N4H7T24*K*AAA* | EA*4X37L21A* | *97CMN1002122A* | 24400 | 24800 | 17 | 12.5 | 8.1 | 2.28 | 59 | 43 | 207873879
ARCOAIRE | N4H7T24*K*AAA* | EA*4X37L21A* | *97CMN1002122A* | 24400 | 24800 | 17 | 12.5 | 8.1 | 2.28 | 59 | 43 | 207873880
COMFORTMAKER | N4H7T24*K*AAA* | EA*4X37L21A* | *97CMN1002122A* | 24400 | 24800 | 17 | 12.5 | 8.1 | 2.28 | 59 | 43 | 207873881
DAY & NIGHT | N4H7T24*K*AAA* | EA*4X37L21A* | *97CMN1002122A* | 24400 | 24800 | 17 | 12.5 | 8.1 | 2.28 | 59 | 43 | 207873882
HEIL | N4H7T24*K*AAA* | EA*4X37L21A* | *97CMN1002122A* | 24400 | 24800 | 17 | 12.5 | 8.1 | 2.28 | 59 | 43 | 207873883
ACIQ | N4H7T24*K*AAA* | EA*4X37L21A* | *97CMN1002122A* | 24400 | 24800 | 17 | 12.5 | 8.1 | 2.28 | 59 | 43 | 213064047
KEEPRITE | N4H7T24*K*AAA* | EA*4X37L21A* | *97CMN1002122A* | 24400 | 24800 | 17 | 12.5 | 8.1 | 2.28 | 59 | 43 | 207873884
KENMORE | N4H7T24*K*AAA* | EA*4X37L21A* | *97CMN1002122A* | 24400 | 24800 | 17 | 12.5 | 8.1 | 2.28 | 59 | 43 | 207873885
MARATHERM | N4H7T24*K*AAA* | EA*4X37L21A* | *97CMN1002122A* | 24400 | 24800 | 17 | 12.5 | 8.1 | 2.28 | 59 | 43 | 207873886
TEMPSTAR | N4H7T24*K*AAA* | EA*4X37L21A* | *97CMN1002122A* | 24400 | 24800 | 17 | 12.5 | 8.1 | 2.28 | 59 | 43 | 207873887
CARRIER | GH7TAN424**AA* | CAP**3621AL* | 59TN6B100C21**22 | 23600 | 24200 | 16 | 12 | 8.1 | 2.2 | 58 | 43 | 207865363
BRYANT HEATING AND COOLING SYSTEMS | PH7TAN424**AA* | CAP**2517AL* | OVMAAB036098 | 23800 | 24400 | 16 | 12.5 | 8.1 | 2.22 | 58 | 43 | 207864360
BRYANT HEATING AND COOLING SYSTEMS | PH7TAN424**AA* | CAP**3621AL* | 986TC66100C21*** | 23600 | 24200 | 16 | 12 | 8.1 | 2.2 | 58 | 43 | 207865373
MARATHERM | N4H7T24*K*AAA* | EA*4X36L21A* | OLV112A16A | 23600 | 24600 | 16 | 12 | 8.1 | 2.16 | 59 | 43 | 207873702
TEMPSTAR | N4H7T24*K*AAA* | EA*4X36L21A* | OLV112A16A | 23600 | 24600 | 16 | 12 | 8.1 | 2.16 | 59 | 43 | 207873703
KENMORE | N4H7T24*K*AAA* | EA*4X36L21A* | OLV112A16A | 23600 | 24600 | 16 | 12 | 8.1 | 2.16 | 59 | 43 | 207873701
KEEPRITE | N4H7T24*K*AAA* | EA*4X36L21A* | OLV112A16A | 23600 | 24600 | 16 | 12 | 8.1 | 2.16 | 59 | 43 | 207873700
ACIQ | N4H7T24*K*AAA* | EA*4X36L21A* | OLV112A16A | 23600 | 24600 | 16 | 12 | 8.1 | 2.16 | 59 | 43 | 213064034
HEIL | N4H7T24*K*AAA* | EA*4X36L21A* | OLV112A16A | 23600 | 24600 | 16 | 12 | 8.1 | 2.16 | 59 | 43 | 207873699
DAY & NIGHT | N4H7T24*K*AAA* | EA*4X36L21A* | OLV112A16A | 23600 | 24600 | 16 | 12 | 8.1 | 2.16 | 59 | 43 | 207873698
COMFORTMAKER | N4H7T24*K*AAA* | EA*4X36L21A* | OLV112A16A | 23600 | 24600 | 16 | 12 | 8.1 | 2.16 | 59 | 43 | 207873697
ARCOAIRE | N4H7T24*K*AAA* | EA*4X36L21A* | OLV112A16A | 23600 | 24600 | 16 | 12 | 8.1 | 2.16 | 59 | 43 | 207873696
AIRQUEST | N4H7T24*K*AAA* | EA*4X36L21A* | OLV112A16A | 23600 | 24600 | 16 | 12 | 8.1 | 2.16 | 59 | 43 | 207873695
TEMPSTAR | N4H7T36*K*AAA* | EA*4X43L21A* | *96CTN0802120A* | 35400 | 36000 | 16 | 11.7 | 8.1 | 2.14 | 62 | 49 | 207877006
MARATHERM | N4H7T36*K*AAA* | EA*4X43L21A* | *96CTN0802120A* | 35400 | 36000 | 16 | 11.7 | 8.1 | 2.14 | 62 | 49 | 207877005
KENMORE | N4H7T36*K*AAA* | EA*4X43L21A* | *96CTN0802120A* | 35400 | 36000 | 16 | 11.7 | 8.1 | 2.14 | 62 | 49 | 207877004
KEEPRITE | N4H7T36*K*AAA* | EA*4X43L21A* | *96CTN0802120A* | 35400 | 36000 | 16 | 11.7 | 8.1 | 2.14 | 62 | 49 | 207877003
ACIQ | N4H7T36*K*AAA* | EA*4X43L21A* | *96CTN0802120A* | 35400 | 36000 | 16 | 11.7 | 8.1 | 2.14 | 62 | 49 | 213064278
DAY & NIGHT | N4H7T36*K*AAA* | EA*4X43L21A* | *96CTN0802120A* | 35400 | 36000 | 16 | 11.7 | 8.1 | 2.14 | 62 | 49 | 207877001
HEIL | N4H7T36*K*AAA* | EA*4X43L21A* | *96CTN0802120A* | 35400 | 36000 | 16 | 11.7 | 8.1 | 2.14 | 62 | 49 | 207877002
COMFORTMAKER | N4H7T36*K*AAA* | EA*4X43L21A* | *96CTN0802120A* | 35400 | 36000 | 16 | 11.7 | 8.1 | 2.14 | 62 | 49 | 207877000
ARCOAIRE | N4H7T36*K*AAA* | EA*4X43L21A* | *96CTN0802120A* | 35400 | 36000 | 16 | 11.7 | 8.1 | 2.14 | 62 | 49 | 207876999
AIRQUEST | N4H7T36*K*AAA* | EA*4X43L21A* | *96CTN0802120A* | 35400 | 36000 | 16 | 11.7 | 8.1 | 2.14 | 62 | 49 | 207876998
TEMPSTAR | N4H7T36*K*AAA* | EA*4X43L21A* | *97CMN0802120A* | 35400 | 36000 | 16 | 11.7 | 8.1 | 2.14 | 62 | 49 | 207876964
MARATHERM | N4H7T36*K*AAA* | EA*4X43L21A* | *97CMN0802120A* | 35400 | 36000 | 16 | 11.7 | 8.1 | 2.14 | 62 | 49 | 207876963
BRYANT HEATING AND COOLING SYSTEMS | 227TAN024**AA* | CAP**3721AL* | 935SB66100M21*** | 23600 | 24600 | 17 | 12.5 | 8.1 | 2.4 | 60 | 45 | 212321099
BRYANT HEATING AND COOLING SYSTEMS | 227TAN024**AA* | CAP**3721AL* | 935SB60100M21*** | 23200 | 24200 | 16.5 | 12.5 | 8.1 | 2.36 | 60 | 45 | 212321071
BRYANT HEATING AND COOLING SYSTEMS | 227TAN024**AA* | CAP**3721AL* | 935SB48060M17*** | 23000 | 24000 | 16 | 12 | 8.1 | 2.34 | 60 | 45 | 212321015
BRYANT HEATING AND COOLING SYSTEMS | 227TAN024**AA* | CAP**3721AL* | 935SB36040M17*** | 23000 | 24200 | 16.5 | 12 | 8.1 | 2.34 | 60 | 45 | 212320987
CARRIER | GH7TAN436**AA* | FV4CNB006L |  | 35600 | 35200 | 17 | 12.5 | 8.1 | 2.22 | 61 | 48 | 207871391
BRYANT HEATING AND COOLING SYSTEMS | GH7TAN436**AA* | FV4CNB006L |  | 35600 | 35200 | 17 | 12.5 | 8.1 | 2.22 | 61 | 48 | 207871390
CARRIER | GH7TAN436**AA* | CAP**3721AL* | 59SP6B080V21**20 | 34400 | 35200 | 15.5 | 12 | 8.1 | 2.22 | 62 | 50 | 213173033
BRYANT HEATING AND COOLING SYSTEMS | GH7TAN436**AA* | CAP**3721AL* | 926SB60080V21*** | 34400 | 35200 | 15.5 | 12 | 8.1 | 2.22 | 62 | 50 | 213173035
BRYANT HEATING AND COOLING SYSTEMS | GH7TAN436**AA* | CAP**3721AL* | 926TC60080V21*** | 34400 | 35200 | 15.5 | 12 | 8.1 | 2.22 | 62 | 50 | 213172947
CARRIER | GH7TAN436**AA* | CAP**3721AL* | 59TP6C080V21**20 | 34400 | 35200 | 15.5 | 12 | 8.1 | 2.22 | 62 | 50 | 213172945
BRYANT HEATING AND COOLING SYSTEMS | GH7TAN436**AA* | CAP**3721AL* | 926TC48080V17*** | 34200 | 35200 | 15.5 | 11.7 | 8.1 | 2.2 | 62 | 51 | 213172929
CARRIER | GH7TAN436**AA* | CAP**3721AL* | GG96VTAB48080B** | 34200 | 35200 | 15.5 | 11.7 | 8.1 | 2.2 | 62 | 51 | 213172927
CARRIER | GH7TAN436**AA* | CAP**3721AL* | 59TP6C080V17**16 | 34200 | 35200 | 15.5 | 11.7 | 8.1 | 2.2 | 62 | 51 | 213172926
BRYANT HEATING AND COOLING SYSTEMS | GH7TAN436**AA* | CAP**3721AL* | 926TC48060V17*** | 34000 | 35000 | 15.5 | 11.7 | 8.1 | 2.2 | 62 | 51 | 213172909
CARRIER | GH7TAN436**AA* | CAP**3721AL* | GG96VTAB48060B** | 34000 | 35000 | 15.5 | 11.7 | 8.1 | 2.2 | 62 | 51 | 213172907
CARRIER | GH7TAN436**AA* | CAP**3721AL* | 59TP6C060V17**16 | 34000 | 35000 | 15.5 | 11.7 | 8.1 | 2.2 | 62 | 51 | 213172906
BRYANT HEATING AND COOLING SYSTEMS | GH7TAN436**AA* | CAP**3721AL* | 82*SB60090V21*** | 34400 | 35200 | 16 | 12 | 8.1 | 2.22 | 62 | 51 | 213172865
CARRIER | GH7TAN436**AA* | CAP**3721AL* | 58SP*B090V21**20 | 34400 | 35200 | 16 | 12 | 8.1 | 2.22 | 62 | 51 | 213172863
BRYANT HEATING AND COOLING SYSTEMS | GH7TAN436**AA* | CAP**3721AL* | 82*TB60090V21*** | 34400 | 35200 | 16 | 12 | 8.1 | 2.22 | 62 | 51 | 213172805
CARRIER | GH7TAN436**AA* | CAP**3721AL* | 58TP*B090V21**20 | 34400 | 35200 | 16 | 12 | 8.1 | 2.22 | 62 | 51 | 213172803
TEMPSTAR | N4H7T36*K*AAA* | EA*4X48L24A* | *80VTL1102122B* | 34000 | 35000 | 16 | 11.7 | 8.1 | 2.24 | 62 | 50 | 213174122
KENMORE | N4H7T36*K*AAA* | EA*4X48L24A* | *80VTL1102122B* | 34000 | 35000 | 16 | 11.7 | 8.1 | 2.24 | 62 | 50 | 213174121
KEEPRITE | N4H7T36*K*AAA* | EA*4X48L24A* | *80VTL1102122B* | 34000 | 35000 | 16 | 11.7 | 8.1 | 2.24 | 62 | 50 | 213174120
DAY & NIGHT | N4H7T36*K*AAA* | EA*4X48L24A* | *80VTL1102122B* | 34000 | 35000 | 16 | 11.7 | 8.1 | 2.24 | 62 | 50 | 213174119
COMFORTMAKER | N4H7T36*K*AAA* | EA*4X48L24A* | *80VTL1102122B* | 34000 | 35000 | 16 | 11.7 | 8.1 | 2.24 | 62 | 50 | 213174118
ARCOAIRE | N4H7T36*K*AAA* | EA*4X48L24A* | *80VTL1102122B* | 34000 | 35000 | 16 | 11.7 | 8.1 | 2.24 | 62 | 50 | 213174117
AIRQUEST | N4H7T36*K*AAA* | EA*4X48L24A* | *80VTL1102122B* | 34000 | 35000 | 16 | 11.7 | 8.1 | 2.24 | 62 | 50 | 213174116
HEIL | N4H7T36*K*AAA* | EA*4X48L24A* | *80VTL1102122B* | 34000 | 35000 | 16 | 11.7 | 8.1 | 2.24 | 62 | 50 | 213174115
TEMPSTAR | N4H7T36*K*AAA* | EA*4X37L21A* | *96VTN0802120B* | 34400 | 35200 | 15.5 | 12 | 8.1 | 2.22 | 62 | 50 | 213172959
KENMORE | N4H7T36*K*AAA* | EA*4X37L21A* | *96VTN0802120B* | 34400 | 35200 | 15.5 | 12 | 8.1 | 2.22 | 62 | 50 | 213172958
KEEPRITE | N4H7T36*K*AAA* | EA*4X37L21A* | *96VTN0802120B* | 34400 | 35200 | 15.5 | 12 | 8.1 | 2.22 | 62 | 50 | 213172957
DAY & NIGHT | N4H7T36*K*AAA* | EA*4X37L21A* | *96VTN0802120B* | 34400 | 35200 | 15.5 | 12 | 8.1 | 2.22 | 62 | 50 | 213172956
COMFORTMAKER | N4H7T36*K*AAA* | EA*4X37L21A* | *96VTN0802120B* | 34400 | 35200 | 15.5 | 12 | 8.1 | 2.22 | 62 | 50 | 213172955
ARCOAIRE | N4H7T36*K*AAA* | EA*4X37L21A* | *96VTN0802120B* | 34400 | 35200 | 15.5 | 12 | 8.1 | 2.22 | 62 | 50 | 213172954
AIRQUEST | N4H7T36*K*AAA* | EA*4X37L21A* | *96VTN0802120B* | 34400 | 35200 | 15.5 | 12 | 8.1 | 2.22 | 62 | 50 | 213172953
HEIL | N4H7T36*K*AAA* | EA*4X37L21A* | *96VTN0802120B* | 34400 | 35200 | 15.5 | 12 | 8.1 | 2.22 | 62 | 50 | 213172952
TEMPSTAR | N4H7T36*K*AAA* | EA*4X37L21A* | *96VTN0801716B* | 34200 | 35200 | 15.5 | 11.7 | 8.1 | 2.2 | 62 | 51 | 213172941
KENMORE | N4H7T36*K*AAA* | EA*4X37L21A* | *96VTN0801716B* | 34200 | 35200 | 15.5 | 11.7 | 8.1 | 2.2 | 62 | 51 | 213172940
KEEPRITE | N4H7T36*K*AAA* | EA*4X37L21A* | *96VTN0801716B* | 34200 | 35200 | 15.5 | 11.7 | 8.1 | 2.2 | 62 | 51 | 213172939
DAY & NIGHT | N4H7T36*K*AAA* | EA*4X37L21A* | *96VTN0801716B* | 34200 | 35200 | 15.5 | 11.7 | 8.1 | 2.2 | 62 | 51 | 213172938
COMFORTMAKER | N4H7T36*K*AAA* | EA*4X37L21A* | *96VTN0801716B* | 34200 | 35200 | 15.5 | 11.7 | 8.1 | 2.2 | 62 | 51 | 213172937
ARCOAIRE | N4H7T36*K*AAA* | EA*4X37L21A* | *96VTN0801716B* | 34200 | 35200 | 15.5 | 11.7 | 8.1 | 2.2 | 62 | 51 | 213172936
AIRQUEST | N4H7T36*K*AAA* | EA*4X37L21A* | *96VTN0801716B* | 34200 | 35200 | 15.5 | 11.7 | 8.1 | 2.2 | 62 | 51 | 213172935
HEIL | N4H7T36*K*AAA* | EA*4X37L21A* | *96VTN0801716B* | 34200 | 35200 | 15.5 | 11.7 | 8.1 | 2.2 | 62 | 51 | 213172934
TEMPSTAR | N4H7T36*K*AAA* | EA*4X37L21A* | *96VTN0601716B* | 34000 | 35000 | 15.5 | 11.7 | 8.1 | 2.2 | 62 | 51 | 213172921
KENMORE | N4H7T36*K*AAA* | EA*4X37L21A* | *96VTN0601716B* | 34000 | 35000 | 15.5 | 11.7 | 8.1 | 2.2 | 62 | 51 | 213172920
KEEPRITE | N4H7T36*K*AAA* | EA*4X37L21A* | *96VTN0601716B* | 34000 | 35000 | 15.5 | 11.7 | 8.1 | 2.2 | 62 | 51 | 213172919
DAY & NIGHT | N4H7T36*K*AAA* | EA*4X37L21A* | *96VTN0601716B* | 34000 | 35000 | 15.5 | 11.7 | 8.1 | 2.2 | 62 | 51 | 213172918
COMFORTMAKER | N4H7T36*K*AAA* | EA*4X37L21A* | *96VTN0601716B* | 34000 | 35000 | 15.5 | 11.7 | 8.1 | 2.2 | 62 | 51 | 213172917
ARCOAIRE | N4H7T36*K*AAA* | EA*4X37L21A* | *96VTN0601716B* | 34000 | 35000 | 15.5 | 11.7 | 8.1 | 2.2 | 62 | 51 | 213172916
AIRQUEST | N4H7T36*K*AAA* | EA*4X37L21A* | *96VTN0601716B* | 34000 | 35000 | 15.5 | 11.7 | 8.1 | 2.2 | 62 | 51 | 213172915
HEIL | N4H7T36*K*AAA* | EA*4X37L21A* | *96VTN0601716B* | 34000 | 35000 | 15.5 | 11.7 | 8.1 | 2.2 | 62 | 51 | 213172914
TEMPSTAR | N4H7T36*K*AAA* | EA*4X37L21A* | *80VSL0902120B* | 34400 | 35200 | 16 | 12 | 8.1 | 2.22 | 62 | 51 | 213172874
KENMORE | N4H7T36*K*AAA* | EA*4X37L21A* | *80VSL0902120B* | 34400 | 35200 | 16 | 12 | 8.1 | 2.22 | 62 | 51 | 213172873
KEEPRITE | N4H7T36*K*AAA* | EA*4X37L21A* | *80VSL0902120B* | 34400 | 35200 | 16 | 12 | 8.1 | 2.22 | 62 | 51 | 213172872
DAY & NIGHT | N4H7T36*K*AAA* | EA*4X37L21A* | *80VSL0902120B* | 34400 | 35200 | 16 | 12 | 8.1 | 2.22 | 62 | 51 | 213172871
COMFORTMAKER | N4H7T36*K*AAA* | EA*4X37L21A* | *80VSL0902120B* | 34400 | 35200 | 16 | 12 | 8.1 | 2.22 | 62 | 51 | 213172870
ARCOAIRE | N4H7T36*K*AAA* | EA*4X37L21A* | *80VSL0902120B* | 34400 | 35200 | 16 | 12 | 8.1 | 2.22 | 62 | 51 | 213172869
DAY & NIGHT | N4H7T36*K*AAA* | FVM4X60***L |  | 35600 | 35200 | 17 | 12.5 | 8.1 | 2.22 | 61 | 48 | 207871395
COMFORTMAKER | N4H7T36*K*AAA* | FVM4X60***L |  | 35600 | 35200 | 17 | 12.5 | 8.1 | 2.22 | 61 | 48 | 207871394
ARCOAIRE | N4H7T36*K*AAA* | FVM4X60***L |  | 35600 | 35200 | 17 | 12.5 | 8.1 | 2.22 | 61 | 48 | 207871393
AIRQUEST | N4H7T36*K*AAA* | FVM4X60***L |  | 35600 | 35200 | 17 | 12.5 | 8.1 | 2.22 | 61 | 48 | 207871392
1HVAC | N4H7T24*K*AAA* | EA*4X37L21A* | OLV112A16A | 24400 | 25200 | 16 | 12 | 8.1 | 2.24 | 60 | 43 | 208815936
1HVAC | N4H7T24*K*AAA* | EA*4X37L21A* | *96CTN1002122A* | 24400 | 24800 | 17 | 12.5 | 8.1 | 2.28 | 59 | 43 | 208815934
1HVAC | N4H7T24*K*AAA* | EA*4X37L21A* | *96CTN0802120A* | 23800 | 24400 | 16 | 12.5 | 8.1 | 2.24 | 58 | 42 | 208815933
1HVAC | N4H7T24*K*AAA* | EA*4X37L21A* | *97CMN1002122A* | 24400 | 24800 | 17 | 12.5 | 8.1 | 2.28 | 59 | 43 | 208815931
1HVAC | N4H7T24*K*AAA* | EA*4X37L21A* | *97CMN0802120A* | 23800 | 24400 | 16 | 12.5 | 8.1 | 2.24 | 58 | 42 | 208815930
1HVAC | N4H7T24*K*AAA* | EA*4X37L21A* | *80CTL0702120A* | 24200 | 24800 | 17 | 12.5 | 8.1 | 2.26 | 59 | 43 | 208815928
1HVAC | N4H7T24*K*AAA* | EA*4X37L21A* | *80CSU1002120A* | 24000 | 24600 | 17 | 12.5 | 8.1 | 2.24 | 58 | 42 | 208815927
1HVAC | N4H7T24*K*AAA* | EA*4X36L21A* | OLV112A16A | 23600 | 24600 | 16 | 12 | 8.1 | 2.16 | 59 | 43 | 208815918
1HVAC | N4H7T24*K*AAA* | EA*4X25L17A* | *80CTL0701716A* | 23600 | 24000 | 16 | 12.5 | 8.1 | 2.22 | 58 | 42 | 208815888
1HVAC | N4H7T24*K*AAA* | EA*4X37L21A* | OMV112K14A | 23600 | 24200 | 16 | 12 | 8.1 | 2.22 | 59 | 43 | 208815534
1HVAC | N4H7T24*K*AAA* | EA*4X37L21A* | OMV098J12* | 23800 | 24400 | 16 | 12.5 | 8.1 | 2.22 | 59 | 43 | 208815533
1HVAC | N4H7T24*K*AAA* | EA*4X37L21A* | OLV098A12* | 23800 | 24400 | 16 | 12.5 | 8.1 | 2.22 | 59 | 43 | 208815532
1HVAC | N4H7T24*K*AAA* | EA*4X37L21A* | *97CMN0801714A* | 24000 | 24600 | 17 | 12.5 | 8.1 | 2.24 | 59 | 43 | 208815520
1HVAC | N4H7T24*K*AAA* | EA*4X37L21A* | *95CSU1002122A* | 24000 | 24400 | 17 | 12.5 | 8.1 | 2.26 | 59 | 43 | 208815518
1HVAC | N4H7T24*K*AAA* | EA*4X37L21A* | *95CSU0802120A* | 23600 | 24000 | 17 | 12.5 | 8.1 | 2.24 | 58 | 43 | 208815517
1HVAC | N4H7T24*K*AAA* | EA*4X37L21A* | *80CTL0902120A* | 23800 | 24200 | 16 | 12.5 | 8.1 | 2.24 | 58 | 43 | 208815515
1HVAC | N4H7T24*K*AAA* | EA*4X37L21A* | *80CTL0701716A* | 23600 | 24000 | 16 | 12.5 | 8.1 | 2.24 | 58 | 43 | 208815514
1HVAC | N4H7T24*K*AAA* | EA*4X37L21A* | *80CSU0802120A* | 24000 | 24400 | 16 | 12.5 | 8.1 | 2.26 | 58 | 42 | 208815508
KENMORE | N4H7T36*K*AAA* | FVM4X60***L |  | 35600 | 35200 | 17 | 12.5 | 8.1 | 2.22 | 61 | 48 | 207871398
KEEPRITE | N4H7T36*K*AAA* | FVM4X60***L |  | 35600 | 35200 | 17 | 12.5 | 8.1 | 2.22 | 61 | 48 | 207871397
ACIQ | N4H7T36*K*AAA* | FVM4X60***L |  | 35600 | 35200 | 17 | 12.5 | 8.1 | 2.22 | 61 | 48 | 213063887
HEIL | N4H7T36*K*AAA* | FVM4X60***L |  | 35600 | 35200 | 17 | 12.5 | 8.1 | 2.22 | 61 | 48 | 207871396
BRYANT HEATING AND COOLING SYSTEMS | GH7TAN436**AA* | F54AA*B36L* |  | 34400 | 35400 | 15.2 | 11.7 | 8.1 | 2.18 | 62 | 51 | 213310382
CARRIER | GH7TAN436**AA* | F54AA*B36L* |  | 34400 | 35400 | 15.2 | 11.7 | 8.1 | 2.18 | 62 | 51 | 213310380
BRYANT HEATING AND COOLING SYSTEMS | GH7TAN436**AA* | FG4ANXC36L* |  | 33200 | 34600 | 15.2 | 11.7 | 8.1 | 2.16 | 61 | 50 | 213280576
BRYANT HEATING AND COOLING SYSTEMS | GH7TAN436**AA* | FT4BN(B,X)C36L* |  | 33200 | 34600 | 15.2 | 11.7 | 8.1 | 2.16 | 61 | 50 | 213280575
CARRIER | GH7TAN436**AA* | FG4ANXC36L* |  | 33200 | 34600 | 15.2 | 11.7 | 8.1 | 2.16 | 61 | 50 | 213280572
CARRIER | GH7TAN436**AA* | FT4BN(B,X)C36L* |  | 33200 | 34600 | 15.2 | 11.7 | 8.1 | 2.16 | 61 | 50 | 213280571
TEMPSTAR | N4H7T24*K*AAA* | EA*4X25L17A* | *80CTL0701716A* | 23600 | 24000 | 16 | 12.5 | 8.1 | 2.22 | 58 | 42 | 207873275
MARATHERM | N4H7T24*K*AAA* | EA*4X25L17A* | *80CTL0701716A* | 23600 | 24000 | 16 | 12.5 | 8.1 | 2.22 | 58 | 42 | 207873274
KENMORE | N4H7T24*K*AAA* | EA*4X25L17A* | *80CTL0701716A* | 23600 | 24000 | 16 | 12.5 | 8.1 | 2.22 | 58 | 42 | 207873273
KEEPRITE | N4H7T24*K*AAA* | EA*4X25L17A* | *80CTL0701716A* | 23600 | 24000 | 16 | 12.5 | 8.1 | 2.22 | 58 | 42 | 207873272
ACIQ | N4H7T24*K*AAA* | EA*4X25L17A* | *80CTL0701716A* | 23600 | 24000 | 16 | 12.5 | 8.1 | 2.22 | 58 | 42 | 213064004
HEIL | N4H7T24*K*AAA* | EA*4X25L17A* | *80CTL0701716A* | 23600 | 24000 | 16 | 12.5 | 8.1 | 2.22 | 58 | 42 | 207873271
DAY & NIGHT | N4H7T24*K*AAA* | EA*4X25L17A* | *80CTL0701716A* | 23600 | 24000 | 16 | 12.5 | 8.1 | 2.22 | 58 | 42 | 207873270
COMFORTMAKER | N4H7T24*K*AAA* | EA*4X25L17A* | *80CTL0701716A* | 23600 | 24000 | 16 | 12.5 | 8.1 | 2.22 | 58 | 42 | 207873269
ARCOAIRE | N4H7T24*K*AAA* | EA*4X25L17A* | *80CTL0701716A* | 23600 | 24000 | 16 | 12.5 | 8.1 | 2.22 | 58 | 42 | 207873268
AIRQUEST | N4H7T24*K*AAA* | EA*4X25L17A* | *80CTL0701716A* | 23600 | 24000 | 16 | 12.5 | 8.1 | 2.22 | 58 | 42 | 207873267
TEMPSTAR | N4H7T24*K*AAA* | EA*4X36L21A* | *96CTN1002122A* | 23600 | 24200 | 16 | 12 | 8.1 | 2.2 | 58 | 43 | 207865372
MARATHERM | N4H7T24*K*AAA* | EA*4X36L21A* | *96CTN1002122A* | 23600 | 24200 | 16 | 12 | 8.1 | 2.2 | 58 | 43 | 207865371
KENMORE | N4H7T24*K*AAA* | EA*4X36L21A* | *96CTN1002122A* | 23600 | 24200 | 16 | 12 | 8.1 | 2.2 | 58 | 43 | 207865370
KEEPRITE | N4H7T24*K*AAA* | EA*4X36L21A* | *96CTN1002122A* | 23600 | 24200 | 16 | 12 | 8.1 | 2.2 | 58 | 43 | 207865369
ACIQ | N4H7T24*K*AAA* | EA*4X36L21A* | *96CTN1002122A* | 23600 | 24200 | 16 | 12 | 8.1 | 2.2 | 58 | 43 | 213063594
HEIL | N4H7T24*K*AAA* | EA*4X36L21A* | *96CTN1002122A* | 23600 | 24200 | 16 | 12 | 8.1 | 2.2 | 58 | 43 | 207865368
DAY & NIGHT | N4H7T24*K*AAA* | EA*4X36L21A* | *96CTN1002122A* | 23600 | 24200 | 16 | 12 | 8.1 | 2.2 | 58 | 43 | 207865367
COMFORTMAKER | N4H7T24*K*AAA* | EA*4X36L21A* | *96CTN1002122A* | 23600 | 24200 | 16 | 12 | 8.1 | 2.2 | 58 | 43 | 207865366
ARCOAIRE | N4H7T24*K*AAA* | EA*4X36L21A* | *96CTN1002122A* | 23600 | 24200 | 16 | 12 | 8.1 | 2.2 | 58 | 43 | 207865365
AIRQUEST | N4H7T24*K*AAA* | EA*4X36L21A* | *96CTN1002122A* | 23600 | 24200 | 16 | 12 | 8.1 | 2.2 | 58 | 43 | 207865364
BRYANT HEATING AND COOLING SYSTEMS | PH7TAN436**AA* | CAP**3721AL* | 926SB60080V21*** | 34400 | 35200 | 15.5 | 12 | 8.1 | 2.22 | 62 | 50 | 213173036
WEATHERMAKER | PH7TAN436**AA* | CAP**3721AL* | PG96VTAB60080C** | 34400 | 35200 | 15.5 | 12 | 8.1 | 2.22 | 62 | 50 | 213172951
BROCK | PH7TAN436**AA* | CAP**3721AL* | PG96VTAB60080C** | 34400 | 35200 | 15.5 | 12 | 8.1 | 2.22 | 62 | 50 | 213172950
PAYNE HEATING AND COOLING | PH7TAN436**AA* | CAP**3721AL* | PG96VTAB60080C** | 34400 | 35200 | 15.5 | 12 | 8.1 | 2.22 | 62 | 50 | 213172949
BRYANT HEATING AND COOLING SYSTEMS | PH7TAN436**AA* | CAP**3721AL* | 926TC60080V21*** | 34400 | 35200 | 15.5 | 12 | 8.1 | 2.22 | 62 | 50 | 213172948
WEATHERMAKER | PH7TAN436**AA* | CAP**3721AL* | PG96VTAB48080B** | 34200 | 35200 | 15.5 | 11.7 | 8.1 | 2.2 | 62 | 51 | 213172933
BROCK | PH7TAN436**AA* | CAP**3721AL* | PG96VTAB48080B** | 34200 | 35200 | 15.5 | 11.7 | 8.1 | 2.2 | 62 | 51 | 213172932
PAYNE HEATING AND COOLING | PH7TAN436**AA* | CAP**3721AL* | PG96VTAB48080B** | 34200 | 35200 | 15.5 | 11.7 | 8.1 | 2.2 | 62 | 51 | 213172931
BRYANT HEATING AND COOLING SYSTEMS | PH7TAN436**AA* | CAP**3721AL* | 926TC48080V17*** | 34200 | 35200 | 15.5 | 11.7 | 8.1 | 2.2 | 62 | 51 | 213172930
WEATHERMAKER | PH7TAN436**AA* | CAP**3721AL* | PG96VTAB48060B** | 34000 | 35000 | 15.5 | 11.7 | 8.1 | 2.2 | 62 | 51 | 213172913
BROCK | PH7TAN436**AA* | CAP**3721AL* | PG96VTAB48060B** | 34000 | 35000 | 15.5 | 11.7 | 8.1 | 2.2 | 62 | 51 | 213172912
PAYNE HEATING AND COOLING | PH7TAN436**AA* | CAP**3721AL* | PG96VTAB48060B** | 34000 | 35000 | 15.5 | 11.7 | 8.1 | 2.2 | 62 | 51 | 213172911
BRYANT HEATING AND COOLING SYSTEMS | PH7TAN436**AA* | CAP**3721AL* | 926TC48060V17*** | 34000 | 35000 | 15.5 | 11.7 | 8.1 | 2.2 | 62 | 51 | 213172910
BRYANT HEATING AND COOLING SYSTEMS | PH7TAN436**AA* | CAP**3721AL* | 82*SB60090V21*** | 34400 | 35200 | 16 | 12 | 8.1 | 2.22 | 62 | 51 | 213172866
BROCK | PH7TAN436**AA* | CAP**3721AL* | PG80VTLB60090C** | 34400 | 35200 | 16 | 12 | 8.1 | 2.22 | 62 | 51 | 213172808
WEATHERMAKER | PH7TAN436**AA* | CAP**3721AL* | PG80VTLB60090C** | 34400 | 35200 | 16 | 12 | 8.1 | 2.22 | 62 | 51 | 213172809
PAYNE HEATING AND COOLING | PH7TAN436**AA* | CAP**3721AL* | PG80VTLB60090C** | 34400 | 35200 | 16 | 12 | 8.1 | 2.22 | 62 | 51 | 213172807
BRYANT HEATING AND COOLING SYSTEMS | PH7TAN436**AA* | CAP**3721AL* | 82*TB60090V21*** | 34400 | 35200 | 16 | 12 | 8.1 | 2.22 | 62 | 51 | 213172806
BRYANT HEATING AND COOLING SYSTEMS | 227TAN036**AA* | FV4CNB006L |  | 35600 | 35200 | 17 | 12.5 | 8.1 | 2.22 | 61 | 48 | 207871389
1HVAC | N4H7T36*K*AAA* | FVM4X60***L |  | 35600 | 35200 | 17 | 12.5 | 8.1 | 2.22 | 61 | 48 | 208815770
1HVAC | N4H7T24*K*AAA* | EA*4X37L17A* | *80MSU0601716A* | 23200 | 24200 | 16.5 | 12.5 | 8.1 | 2.34 | 60 | 45 | 212320799
TEMPSTAR | N4H7T24*K*AAA* | EA*4X37L21A* | OLV112A16A | 24400 | 25200 | 16 | 12 | 8.1 | 2.24 | 60 | 43 | 207873957
MARATHERM | N4H7T24*K*AAA* | EA*4X37L21A* | OLV112A16A | 24400 | 25200 | 16 | 12 | 8.1 | 2.24 | 60 | 43 | 207873956
KENMORE | N4H7T24*K*AAA* | EA*4X37L21A* | OLV112A16A | 24400 | 25200 | 16 | 12 | 8.1 | 2.24 | 60 | 43 | 207873955
KEEPRITE | N4H7T24*K*AAA* | EA*4X37L21A* | OLV112A16A | 24400 | 25200 | 16 | 12 | 8.1 | 2.24 | 60 | 43 | 207873954
ACIQ | N4H7T24*K*AAA* | EA*4X37L21A* | OLV112A16A | 24400 | 25200 | 16 | 12 | 8.1 | 2.24 | 60 | 43 | 213064052
HEIL | N4H7T24*K*AAA* | EA*4X37L21A* | OLV112A16A | 24400 | 25200 | 16 | 12 | 8.1 | 2.24 | 60 | 43 | 207873953
DAY & NIGHT | N4H7T24*K*AAA* | EA*4X37L21A* | OLV112A16A | 24400 | 25200 | 16 | 12 | 8.1 | 2.24 | 60 | 43 | 207873952
COMFORTMAKER | N4H7T24*K*AAA* | EA*4X37L21A* | OLV112A16A | 24400 | 25200 | 16 | 12 | 8.1 | 2.24 | 60 | 43 | 207873951
ARCOAIRE | N4H7T24*K*AAA* | EA*4X37L21A* | OLV112A16A | 24400 | 25200 | 16 | 12 | 8.1 | 2.24 | 60 | 43 | 207873950
AIRQUEST | N4H7T24*K*AAA* | EA*4X37L21A* | OLV112A16A | 24400 | 25200 | 16 | 12 | 8.1 | 2.24 | 60 | 43 | 207873949
TEMPSTAR | N4H7T24*K*AAA* | EA*4X37L21A* | *96CTN1002122A* | 24400 | 24800 | 17 | 12.5 | 8.1 | 2.28 | 59 | 43 | 207873929
MARATHERM | N4H7T24*K*AAA* | EA*4X37L21A* | *96CTN1002122A* | 24400 | 24800 | 17 | 12.5 | 8.1 | 2.28 | 59 | 43 | 207873928
KENMORE | N4H7T24*K*AAA* | EA*4X37L21A* | *96CTN1002122A* | 24400 | 24800 | 17 | 12.5 | 8.1 | 2.28 | 59 | 43 | 207873927
KEEPRITE | N4H7T24*K*AAA* | EA*4X37L21A* | *96CTN1002122A* | 24400 | 24800 | 17 | 12.5 | 8.1 | 2.28 | 59 | 43 | 207873926
ACIQ | N4H7T24*K*AAA* | EA*4X37L21A* | *96CTN1002122A* | 24400 | 24800 | 17 | 12.5 | 8.1 | 2.28 | 59 | 43 | 213064050
HEIL | N4H7T24*K*AAA* | EA*4X37L21A* | *96CTN1002122A* | 24400 | 24800 | 17 | 12.5 | 8.1 | 2.28 | 59 | 43 | 207873925
DAY & NIGHT | N4H7T24*K*AAA* | EA*4X37L21A* | *96CTN1002122A* | 24400 | 24800 | 17 | 12.5 | 8.1 | 2.28 | 59 | 43 | 207873924
COMFORTMAKER | N4H7T24*K*AAA* | EA*4X37L21A* | *96CTN1002122A* | 24400 | 24800 | 17 | 12.5 | 8.1 | 2.28 | 59 | 43 | 207873923
ARCOAIRE | N4H7T24*K*AAA* | EA*4X37L21A* | *96CTN1002122A* | 24400 | 24800 | 17 | 12.5 | 8.1 | 2.28 | 59 | 43 | 207873922
AIRQUEST | N4H7T24*K*AAA* | EA*4X37L21A* | *96CTN1002122A* | 24400 | 24800 | 17 | 12.5 | 8.1 | 2.28 | 59 | 43 | 207873921
TEMPSTAR | N4H7T24*K*AAA* | EA*4X37L21A* | *96CTN0802120A* | 23800 | 24400 | 16 | 12.5 | 8.1 | 2.24 | 58 | 42 | 207873915
MARATHERM | N4H7T24*K*AAA* | EA*4X37L21A* | *96CTN0802120A* | 23800 | 24400 | 16 | 12.5 | 8.1 | 2.24 | 58 | 42 | 207873914
KENMORE | N4H7T24*K*AAA* | EA*4X37L21A* | *96CTN0802120A* | 23800 | 24400 | 16 | 12.5 | 8.1 | 2.24 | 58 | 42 | 207873913
KEEPRITE | N4H7T24*K*AAA* | EA*4X37L21A* | *96CTN0802120A* | 23800 | 24400 | 16 | 12.5 | 8.1 | 2.24 | 58 | 42 | 207873912
ACIQ | N4H7T24*K*AAA* | EA*4X37L21A* | *96CTN0802120A* | 23800 | 24400 | 16 | 12.5 | 8.1 | 2.24 | 58 | 42 | 213064049
HEIL | N4H7T24*K*AAA* | EA*4X37L21A* | *96CTN0802120A* | 23800 | 24400 | 16 | 12.5 | 8.1 | 2.24 | 58 | 42 | 207873911
DAY & NIGHT | N4H7T24*K*AAA* | EA*4X37L21A* | *96CTN0802120A* | 23800 | 24400 | 16 | 12.5 | 8.1 | 2.24 | 58 | 42 | 207873910
COMFORTMAKER | N4H7T24*K*AAA* | EA*4X37L21A* | *96CTN0802120A* | 23800 | 24400 | 16 | 12.5 | 8.1 | 2.24 | 58 | 42 | 207873909
ARCOAIRE | N4H7T24*K*AAA* | EA*4X37L21A* | *96CTN0802120A* | 23800 | 24400 | 16 | 12.5 | 8.1 | 2.24 | 58 | 42 | 207873908
AIRQUEST | N4H7T24*K*AAA* | EA*4X37L21A* | *96CTN0802120A* | 23800 | 24400 | 16 | 12.5 | 8.1 | 2.24 | 58 | 42 | 207873907
AIRQUEST | H4H5S30*K*AAA* | FMA4X36**AL* |  | 28200 | 28200 | 15.2 | 12.5 | 8.1 | 2.18 | 61 | 46 | 209692142
ARCOAIRE | H4H5S30*K*AAA* | FMA4X30**AL* |  | 28200 | 28200 | 15.2 | 12.5 | 8.1 | 2.18 | 61 | 46 | 209692106
AIRQUEST | H4H5S30*K*AAA* | FMA4X30**AL* |  | 28200 | 28200 | 15.2 | 12.5 | 8.1 | 2.18 | 61 | 46 | 209692103
TEMPSTAR | N4H7T24*K*AAA* | EA*4X37L21A* | *80CTL0701716A* | 23600 | 24000 | 16 | 12.5 | 8.1 | 2.24 | 58 | 43 | 207865923
ARCOAIRE | N4H7T24*K*AAA* | EA*4X37L21A* | *80CTL0902120A* | 23800 | 24200 | 16 | 12.5 | 8.1 | 2.24 | 58 | 43 | 207865944
AIRQUEST | N4H7T24*K*AAA* | EA*4X37L21A* | *80CTL0902120A* | 23800 | 24200 | 16 | 12.5 | 8.1 | 2.24 | 58 | 43 | 207865943
TEMPSTAR | N4H7T24*K*AAA* | EA*4X25L17A* | OMV098J12* | 23800 | 24400 | 16 | 12.5 | 8.1 | 2.22 | 58 | 43 | 207864359
MARATHERM | N4H7T24*K*AAA* | EA*4X25L17A* | OMV098J12* | 23800 | 24400 | 16 | 12.5 | 8.1 | 2.22 | 58 | 43 | 207864358
KENMORE | N4H7T24*K*AAA* | EA*4X25L17A* | OMV098J12* | 23800 | 24400 | 16 | 12.5 | 8.1 | 2.22 | 58 | 43 | 207864357
KEEPRITE | N4H7T24*K*AAA* | EA*4X25L17A* | OMV098J12* | 23800 | 24400 | 16 | 12.5 | 8.1 | 2.22 | 58 | 43 | 207864356
ACIQ | N4H7T24*K*AAA* | EA*4X25L17A* | OMV098J12* | 23800 | 24400 | 16 | 12.5 | 8.1 | 2.22 | 58 | 43 | 213063548
HEIL | N4H7T24*K*AAA* | EA*4X25L17A* | OMV098J12* | 23800 | 24400 | 16 | 12.5 | 8.1 | 2.22 | 58 | 43 | 207864355
COMFORTMAKER | N4H7T24*K*AAA* | EA*4X25L17A* | OMV098J12* | 23800 | 24400 | 16 | 12.5 | 8.1 | 2.22 | 58 | 43 | 207864353
DAY & NIGHT | N4H7T24*K*AAA* | EA*4X25L17A* | OMV098J12* | 23800 | 24400 | 16 | 12.5 | 8.1 | 2.22 | 58 | 43 | 207864354
ARCOAIRE | N4H7T24*K*AAA* | EA*4X25L17A* | OMV098J12* | 23800 | 24400 | 16 | 12.5 | 8.1 | 2.22 | 58 | 43 | 207864352
AIRQUEST | N4H7T24*K*AAA* | EA*4X25L17A* | OMV098J12* | 23800 | 24400 | 16 | 12.5 | 8.1 | 2.22 | 58 | 43 | 207864351
1HVAC | N4H7T24*K*AAA* | EA*4X25L17A* | *80MSU0601716A* | 23400 | 24400 | 17 | 12.5 | 8.1 | 2.38 | 60 | 45 | 212320216
BRYANT HEATING AND COOLING SYSTEMS | 227TAN024**AA* | CAP**3721AL* | 88*TA60090C21*** | 23800 | 24200 | 16 | 12.5 | 8.1 | 2.24 | 58 | 43 | 207865940
BRYANT HEATING AND COOLING SYSTEMS | 227TAN024**AA* | CAP**3721AL* | 88*TA48070C17*** | 23600 | 24000 | 16 | 12.5 | 8.1 | 2.24 | 58 | 43 | 207865912
BRYANT HEATING AND COOLING SYSTEMS | 227TAN024**AA* | CAP**3721AL* | 83*CA60080C21*** | 24000 | 24400 | 16 | 12.5 | 8.1 | 2.26 | 58 | 42 | 207865828
BRYANT HEATING AND COOLING SYSTEMS | 227TAN024**AA* | CAP**3621AL* | 986TC66100C21*** | 23600 | 24200 | 16 | 12 | 8.1 | 2.2 | 58 | 43 | 207865361
BRYANT HEATING AND COOLING SYSTEMS | PH7TAN424**AA* | CAP**3721AL* | OVLAAB048112 | 24400 | 25200 | 16 | 12 | 8.1 | 2.24 | 60 | 43 | 207873958
BRYANT HEATING AND COOLING SYSTEMS | PH7TAN424**AA* | CAP**3721AL* | 986TC66100C21*** | 24400 | 24800 | 17 | 12.5 | 8.1 | 2.28 | 59 | 43 | 207873930
BRYANT HEATING AND COOLING SYSTEMS | PH7TAN424**AA* | CAP**3721AL* | 987MB66100C21*** | 24400 | 24800 | 17 | 12.5 | 8.1 | 2.28 | 59 | 43 | 207873888
BRYANT HEATING AND COOLING SYSTEMS | PH7TAN424**AA* | CAP**3721AL* | 987MB60080C21*** | 23800 | 24400 | 16 | 12.5 | 8.1 | 2.24 | 58 | 42 | 207873874
BRYANT HEATING AND COOLING SYSTEMS | PH7TAN424**AA* | CAP**3721AL* | 986TC60080C21*** | 23800 | 24400 | 16 | 12.5 | 8.1 | 2.24 | 58 | 42 | 207873916
BRYANT HEATING AND COOLING SYSTEMS | PH7TAN424**AA* | CAP**3721AL* | 88*TA60070C21*** | 24200 | 24800 | 17 | 12.5 | 8.1 | 2.26 | 59 | 43 | 207873846
BRYANT HEATING AND COOLING SYSTEMS | PH7TAN424**AA* | CAP**3721AL* | 83*CA60100C21*** | 24000 | 24600 | 17 | 12.5 | 8.1 | 2.24 | 58 | 42 | 207873832
BRYANT HEATING AND COOLING SYSTEMS | PH7TAN424**AA* | CAP**3621AL* | OVLAAB048112 | 23600 | 24600 | 16 | 12 | 8.1 | 2.16 | 59 | 43 | 207873704
BRYANT HEATING AND COOLING SYSTEMS | PH7TAN424**AA* | CAP**2517AL* | 88*TA48070C17*** | 23600 | 24000 | 16 | 12.5 | 8.1 | 2.22 | 58 | 42 | 207873276
BRYANT HEATING AND COOLING SYSTEMS | PH7TAN424**AA* | CAP**3721AL* | OVMAAB042112 | 23600 | 24200 | 16 | 12 | 8.1 | 2.22 | 59 | 43 | 207866247
BRYANT HEATING AND COOLING SYSTEMS | PH7TAN424**AA* | CAP**3721AL* | OVMAAB036098 | 23800 | 24400 | 16 | 12.5 | 8.1 | 2.22 | 59 | 43 | 207866233
BRYANT HEATING AND COOLING SYSTEMS | PH7TAN424**AA* | CAP**3721AL* | OVLAAB036098 | 23800 | 24400 | 16 | 12.5 | 8.1 | 2.22 | 59 | 43 | 207866219
BRYANT HEATING AND COOLING SYSTEMS | PH7TAN424**AA* | CAP**3721AL* | 987MB42080C17*** | 24000 | 24600 | 17 | 12.5 | 8.1 | 2.24 | 59 | 43 | 207866046
BRYANT HEATING AND COOLING SYSTEMS | PH7TAN424**AA* | CAP**3721AL* | 935CA66100C21*** | 24000 | 24400 | 17 | 12.5 | 8.1 | 2.26 | 59 | 43 | 207866018
BRYANT HEATING AND COOLING SYSTEMS | PH7TAN424**AA* | CAP**3721AL* | 935CA60080C21*** | 23600 | 24000 | 17 | 12.5 | 8.1 | 2.24 | 58 | 43 | 207866004
BRYANT HEATING AND COOLING SYSTEMS | PH7TAN424**AA* | CAP**3721AL* | 88*TA60090C21*** | 23800 | 24200 | 16 | 12.5 | 8.1 | 2.24 | 58 | 43 | 207865952
BRYANT HEATING AND COOLING SYSTEMS | PH7TAN424**AA* | CAP**3721AL* | 88*TA48070C17*** | 23600 | 24000 | 16 | 12.5 | 8.1 | 2.24 | 58 | 43 | 207865924
BRYANT HEATING AND COOLING SYSTEMS | PH7TAN424**AA* | CAP**3721AL* | 83*CA60080C21*** | 24000 | 24400 | 16 | 12.5 | 8.1 | 2.26 | 58 | 42 | 207865840
CARRIER | GH7TAN436**AA* | CAP**4321AL* | 59TN6B080C21**20 | 35400 | 36000 | 16 | 11.7 | 8.1 | 2.14 | 62 | 49 | 207876997
BRYANT HEATING AND COOLING SYSTEMS | GH7TAN436**AA* | CAP**4321AL* | 986TC60080C21*** | 35400 | 36000 | 16 | 11.7 | 8.1 | 2.14 | 62 | 49 | 207876996
CARRIER | GH7TAN436**AA* | CAP**4321AL* | 59MN7B080C21**20 | 35400 | 36000 | 16 | 11.7 | 8.1 | 2.14 | 62 | 49 | 207876955
BRYANT HEATING AND COOLING SYSTEMS | GH7TAN436**AA* | CAP**4321AL* | 987MB60080C21*** | 35400 | 36000 | 16 | 11.7 | 8.1 | 2.14 | 62 | 49 | 207876954
TEMPSTAR | N4H7T24*K*AAA* | EA*4X37L21A* | OLV098A12* | 23800 | 24400 | 16 | 12.5 | 8.1 | 2.22 | 59 | 43 | 207866218
MARATHERM | N4H7T24*K*AAA* | EA*4X37L21A* | OLV098A12* | 23800 | 24400 | 16 | 12.5 | 8.1 | 2.22 | 59 | 43 | 207866217
KENMORE | N4H7T24*K*AAA* | EA*4X37L21A* | OLV098A12* | 23800 | 24400 | 16 | 12.5 | 8.1 | 2.22 | 59 | 43 | 207866216
KEEPRITE | N4H7T24*K*AAA* | EA*4X37L21A* | OLV098A12* | 23800 | 24400 | 16 | 12.5 | 8.1 | 2.22 | 59 | 43 | 207866215
ACIQ | N4H7T24*K*AAA* | EA*4X37L21A* | OLV098A12* | 23800 | 24400 | 16 | 12.5 | 8.1 | 2.22 | 59 | 43 | 213063646
DAY & NIGHT | N4H7T24*K*AAA* | EA*4X37L21A* | OLV098A12* | 23800 | 24400 | 16 | 12.5 | 8.1 | 2.22 | 59 | 43 | 207866213
HEIL | N4H7T24*K*AAA* | EA*4X37L21A* | OLV098A12* | 23800 | 24400 | 16 | 12.5 | 8.1 | 2.22 | 59 | 43 | 207866214
TEMPSTAR | N4H7T24*K*AAA* | EA*4X37L21A* | *80CTL0902120A* | 23800 | 24200 | 16 | 12.5 | 8.1 | 2.24 | 58 | 43 | 207865951
MARATHERM | N4H7T24*K*AAA* | EA*4X37L21A* | *80CTL0902120A* | 23800 | 24200 | 16 | 12.5 | 8.1 | 2.24 | 58 | 43 | 207865950
KENMORE | N4H7T24*K*AAA* | EA*4X37L21A* | *80CTL0902120A* | 23800 | 24200 | 16 | 12.5 | 8.1 | 2.24 | 58 | 43 | 207865949
KEEPRITE | N4H7T24*K*AAA* | EA*4X37L21A* | *80CTL0902120A* | 23800 | 24200 | 16 | 12.5 | 8.1 | 2.24 | 58 | 43 | 207865948
ACIQ | N4H7T24*K*AAA* | EA*4X37L21A* | *80CTL0902120A* | 23800 | 24200 | 16 | 12.5 | 8.1 | 2.24 | 58 | 43 | 213063629
HEIL | N4H7T24*K*AAA* | EA*4X37L21A* | *80CTL0902120A* | 23800 | 24200 | 16 | 12.5 | 8.1 | 2.24 | 58 | 43 | 207865947
COMFORTMAKER | N4H7T24*K*AAA* | EA*4X37L21A* | *80CTL0902120A* | 23800 | 24200 | 16 | 12.5 | 8.1 | 2.24 | 58 | 43 | 207865945
DAY & NIGHT | N4H7T24*K*AAA* | EA*4X37L21A* | *80CTL0902120A* | 23800 | 24200 | 16 | 12.5 | 8.1 | 2.24 | 58 | 43 | 207865946
1HVAC | N4H7T36*K*AAA* | FVM4X48***L |  | 35200 | 35000 | 16.5 | 12.5 | 8.1 | 2.18 | 61 | 48 | 208815769
1HVAC | N4H7T36*K*AAA* | EA*4X43L21A* | *80CSU0802120A* | 35600 | 35800 | 16 | 12 | 8.1 | 2.16 | 62 | 49 | 208815650
1HVAC | N4H7T36*K*AAA* | EA*4X37L21A* | *80CSU0802120A* | 35600 | 36000 | 16 | 12 | 8.1 | 2.16 | 62 | 49 | 208815589
ARCOAIRE | H4H5S30*K*AAA* | FMA4X36**AL* |  | 28200 | 28200 | 15.2 | 12.5 | 8.1 | 2.18 | 61 | 46 | 209692145
ARCOAIRE | N4H7T24*K*AAA* | EA*4X37L21A* | OMV098J12* | 23800 | 24400 | 16 | 12.5 | 8.1 | 2.22 | 59 | 43 | 207866225
TEMPSTAR | N4H7T24*K*AAA* | EA*4X37L21A* | OMV112K14A | 23600 | 24200 | 16 | 12 | 8.1 | 2.22 | 59 | 43 | 207866246
MARATHERM | N4H7T24*K*AAA* | EA*4X37L21A* | OMV112K14A | 23600 | 24200 | 16 | 12 | 8.1 | 2.22 | 59 | 43 | 207866245
KENMORE | N4H7T24*K*AAA* | EA*4X37L21A* | OMV112K14A | 23600 | 24200 | 16 | 12 | 8.1 | 2.22 | 59 | 43 | 207866244
KEEPRITE | N4H7T24*K*AAA* | EA*4X37L21A* | OMV112K14A | 23600 | 24200 | 16 | 12 | 8.1 | 2.22 | 59 | 43 | 207866243
ACIQ | N4H7T24*K*AAA* | EA*4X37L21A* | OMV112K14A | 23600 | 24200 | 16 | 12 | 8.1 | 2.22 | 59 | 43 | 213063648
HEIL | N4H7T24*K*AAA* | EA*4X37L21A* | OMV112K14A | 23600 | 24200 | 16 | 12 | 8.1 | 2.22 | 59 | 43 | 207866242
DAY & NIGHT | N4H7T24*K*AAA* | EA*4X37L21A* | OMV112K14A | 23600 | 24200 | 16 | 12 | 8.1 | 2.22 | 59 | 43 | 207866241
COMFORTMAKER | N4H7T24*K*AAA* | EA*4X37L21A* | OMV112K14A | 23600 | 24200 | 16 | 12 | 8.1 | 2.22 | 59 | 43 | 207866240
ARCOAIRE | N4H7T24*K*AAA* | EA*4X37L21A* | OMV112K14A | 23600 | 24200 | 16 | 12 | 8.1 | 2.22 | 59 | 43 | 207866239
AIRQUEST | N4H7T24*K*AAA* | EA*4X37L21A* | OMV112K14A | 23600 | 24200 | 16 | 12 | 8.1 | 2.22 | 59 | 43 | 207866238
TEMPSTAR | N4H7T24*K*AAA* | EA*4X37L21A* | OMV098J12* | 23800 | 24400 | 16 | 12.5 | 8.1 | 2.22 | 59 | 43 | 207866232
MARATHERM | N4H7T24*K*AAA* | EA*4X37L21A* | OMV098J12* | 23800 | 24400 | 16 | 12.5 | 8.1 | 2.22 | 59 | 43 | 207866231
KENMORE | N4H7T24*K*AAA* | EA*4X37L21A* | OMV098J12* | 23800 | 24400 | 16 | 12.5 | 8.1 | 2.22 | 59 | 43 | 207866230
KEEPRITE | N4H7T24*K*AAA* | EA*4X37L21A* | OMV098J12* | 23800 | 24400 | 16 | 12.5 | 8.1 | 2.22 | 59 | 43 | 207866229
ACIQ | N4H7T24*K*AAA* | EA*4X37L21A* | OMV098J12* | 23800 | 24400 | 16 | 12.5 | 8.1 | 2.22 | 59 | 43 | 213063647
HEIL | N4H7T24*K*AAA* | EA*4X37L21A* | OMV098J12* | 23800 | 24400 | 16 | 12.5 | 8.1 | 2.22 | 59 | 43 | 207866228
DAY & NIGHT | N4H7T24*K*AAA* | EA*4X37L21A* | OMV098J12* | 23800 | 24400 | 16 | 12.5 | 8.1 | 2.22 | 59 | 43 | 207866227
COMFORTMAKER | N4H7T24*K*AAA* | EA*4X37L21A* | OMV098J12* | 23800 | 24400 | 16 | 12.5 | 8.1 | 2.22 | 59 | 43 | 207866226
AIRQUEST | N4H7T24*K*AAA* | EA*4X37L21A* | OMV098J12* | 23800 | 24400 | 16 | 12.5 | 8.1 | 2.22 | 59 | 43 | 207866224
BRYANT HEATING AND COOLING SYSTEMS | PH7TAN436**AA* | CAP**4321AL* | 926SB60080V21*** | 34400 | 35200 | 16 | 12 | 8.1 | 2.22 | 62 | 50 | 213173787
BRYANT HEATING AND COOLING SYSTEMS | PH7TAN436**AA* | CAP**4321AL* | 926TC66100V21*** | 34600 | 35200 | 16 | 12 | 8.1 | 2.24 | 62 | 50 | 213173735
BRYANT HEATING AND COOLING SYSTEMS | PH7TAN436**AA* | CAP**4321AL* | 926TC60080V21*** | 34400 | 35200 | 16 | 12 | 8.1 | 2.22 | 62 | 50 | 213173699
WEATHERMAKER | PH7TAN436**AA* | CAP**4321AL* | PG80VTLB60090C** | 34600 | 35200 | 16 | 12 | 8.1 | 2.24 | 62 | 51 | 213173560
PAYNE HEATING AND COOLING | PH7TAN436**AA* | CAP**4321AL* | PG80VTLB60090C** | 34600 | 35200 | 16 | 12 | 8.1 | 2.24 | 62 | 51 | 213173558
BROCK | PH7TAN436**AA* | CAP**4321AL* | PG80VTLB60090C** | 34600 | 35200 | 16 | 12 | 8.1 | 2.24 | 62 | 51 | 213173559
BRYANT HEATING AND COOLING SYSTEMS | PH7TAN436**AA* | CAP**4321AL* | 82*TB60090V21*** | 34600 | 35200 | 16 | 12 | 8.1 | 2.24 | 62 | 51 | 213173557
WEATHERMAKER | PH7TAN436**AA* | CAP**4321AL* | PG96VTAB48080B** | 34400 | 35200 | 15.5 | 11.7 | 8.1 | 2.22 | 62 | 51 | 213173684
BROCK | PH7TAN436**AA* | CAP**4321AL* | PG96VTAB48080B** | 34400 | 35200 | 15.5 | 11.7 | 8.1 | 2.22 | 62 | 51 | 213173683
BRYANT HEATING AND COOLING SYSTEMS | PH7TAN436**AA* | CAP**4321AL* | 926TC48060V17*** | 34000 | 35000 | 15.5 | 11.7 | 8.1 | 2.2 | 62 | 51 | 213173661
BRYANT HEATING AND COOLING SYSTEMS | PH7TAN436**AA* | CAP**4321AL* | 82*SB66110V21*** | 34400 | 35000 | 16 | 12 | 8.1 | 2.24 | 62 | 50 | 213173630
BRYANT HEATING AND COOLING SYSTEMS | PH7TAN436**AA* | CAP**4321AL* | 82*SB60090V21*** | 34600 | 35200 | 16 | 12 | 8.1 | 2.24 | 62 | 51 | 213173617
PAYNE HEATING AND COOLING | PH7TAN436**AA* | CAP**4321AL* | PG96VTAB48080B** | 34400 | 35200 | 15.5 | 11.7 | 8.1 | 2.22 | 62 | 51 | 213173682
BRYANT HEATING AND COOLING SYSTEMS | PH7TAN436**AA* | CAP**4321AL* | 926TC48080V17*** | 34400 | 35200 | 15.5 | 11.7 | 8.1 | 2.22 | 62 | 51 | 213173681
WEATHERMAKER | PH7TAN436**AA* | CAP**4321AL* | PG96VTAB48060B** | 34000 | 35000 | 15.5 | 11.7 | 8.1 | 2.2 | 62 | 51 | 213173664
BROCK | PH7TAN436**AA* | CAP**4321AL* | PG96VTAB48060B** | 34000 | 35000 | 15.5 | 11.7 | 8.1 | 2.2 | 62 | 51 | 213173663
PAYNE HEATING AND COOLING | PH7TAN436**AA* | CAP**4321AL* | PG96VTAB48060B** | 34000 | 35000 | 15.5 | 11.7 | 8.1 | 2.2 | 62 | 51 | 213173662
WEATHERMAKER | PH7TAN436**AA* | CAP**4321AL* | PG96VTAB60080C** | 34400 | 35200 | 16 | 12 | 8.1 | 2.22 | 62 | 50 | 213173702
BROCK | PH7TAN436**AA* | CAP**4321AL* | PG96VTAB60080C** | 34400 | 35200 | 16 | 12 | 8.1 | 2.22 | 62 | 50 | 213173701
PAYNE HEATING AND COOLING | PH7TAN436**AA* | CAP**4321AL* | PG96VTAB60080C** | 34400 | 35200 | 16 | 12 | 8.1 | 2.22 | 62 | 50 | 213173700
MARATHERM | N4H7T36*K*AAA* | FVM4X60***L |  | 35600 | 35200 | 17 | 12.5 | 8.1 | 2.22 | 61 | 48 | 207871399
TEMPSTAR | N4H7T36*K*AAA* | FVM4X60***L |  | 35600 | 35200 | 17 | 12.5 | 8.1 | 2.22 | 61 | 48 | 207871400
BRYANT HEATING AND COOLING SYSTEMS | PH7TAN436**AA* | FV4CNB006L |  | 35600 | 35200 | 17 | 12.5 | 8.1 | 2.22 | 61 | 48 | 207871401
PAYNE HEATING AND COOLING | PH7TAN436**AA* | FV4CNB006L |  | 35600 | 35200 | 17 | 12.5 | 8.1 | 2.22 | 61 | 48 | 207871402
BROCK | PH7TAN436**AA* | FV4CNB006L |  | 35600 | 35200 | 17 | 12.5 | 8.1 | 2.22 | 61 | 48 | 211276884
WEATHERMAKER | PH7TAN436**AA* | FV4CNB006L |  | 35600 | 35200 | 17 | 12.5 | 8.1 | 2.22 | 61 | 48 | 211277091
BRYANT HEATING AND COOLING SYSTEMS | GH7TAN436**AA* | CAP**4321AL* | 82*TB60090V21*** | 34600 | 35200 | 16 | 12 | 8.1 | 2.24 | 62 | 51 | 213173556
CARRIER | GH7TAN436**AA* | CAP**4321AL* | 58SP*B090V21**20 | 34600 | 35200 | 16 | 12 | 8.1 | 2.24 | 62 | 51 | 213173614
BRYANT HEATING AND COOLING SYSTEMS | GH7TAN436**AA* | CAP**4321AL* | 82*SB60090V21*** | 34600 | 35200 | 16 | 12 | 8.1 | 2.24 | 62 | 51 | 213173616
BRYANT HEATING AND COOLING SYSTEMS | GH7TAN436**AA* | CAP**4321AL* | 82*SB66110V21*** | 34400 | 35000 | 16 | 12 | 8.1 | 2.24 | 62 | 50 | 213173629
CARRIER | GH7TAN436**AA* | CAP**4321AL* | 58SP*B110V21**22 | 34400 | 35000 | 16 | 12 | 8.1 | 2.24 | 62 | 50 | 213173627
CARRIER | GH7TAN436**AA* | CAP**4321AL* | 59TP6C060V17**16 | 34000 | 35000 | 15.5 | 11.7 | 8.1 | 2.2 | 62 | 51 | 213173657
CARRIER | GH7TAN436**AA* | CAP**4321AL* | GG96VTAB48060B** | 34000 | 35000 | 15.5 | 11.7 | 8.1 | 2.2 | 62 | 51 | 213173658
BRYANT HEATING AND COOLING SYSTEMS | GH7TAN436**AA* | CAP**4321AL* | 926TC48060V17*** | 34000 | 35000 | 15.5 | 11.7 | 8.1 | 2.2 | 62 | 51 | 213173660
CARRIER | GH7TAN436**AA* | CAP**4321AL* | 59TP6C080V17**16 | 34400 | 35200 | 15.5 | 11.7 | 8.1 | 2.22 | 62 | 51 | 213173677
CARRIER | GH7TAN436**AA* | CAP**4321AL* | GG96VTAB48080B** | 34400 | 35200 | 15.5 | 11.7 | 8.1 | 2.22 | 62 | 51 | 213173678
BRYANT HEATING AND COOLING SYSTEMS | GH7TAN436**AA* | CAP**4321AL* | 926TC48080V17*** | 34400 | 35200 | 15.5 | 11.7 | 8.1 | 2.22 | 62 | 51 | 213173680
BRYANT HEATING AND COOLING SYSTEMS | GH7TAN436**AA* | CAP**4321AL* | 926TC60080V21*** | 34400 | 35200 | 16 | 12 | 8.1 | 2.22 | 62 | 50 | 213173698
CARRIER | GH7TAN436**AA* | CAP**4321AL* | 59TP6C080V21**20 | 34400 | 35200 | 16 | 12 | 8.1 | 2.22 | 62 | 50 | 213173696
CARRIER | GH7TAN436**AA* | CAP**4321AL* | 59TP6C100V21**22 | 34600 | 35200 | 16 | 12 | 8.1 | 2.24 | 62 | 50 | 213173732
BRYANT HEATING AND COOLING SYSTEMS | GH7TAN436**AA* | CAP**4321AL* | 926TC66100V21*** | 34600 | 35200 | 16 | 12 | 8.1 | 2.24 | 62 | 50 | 213173734
CARRIER | GH7TAN436**AA* | CAP**4321AL* | 59SP6B080V21**20 | 34400 | 35200 | 16 | 12 | 8.1 | 2.22 | 62 | 50 | 213173784
BRYANT HEATING AND COOLING SYSTEMS | GH7TAN436**AA* | CAP**4321AL* | 926SB60080V21*** | 34400 | 35200 | 16 | 12 | 8.1 | 2.22 | 62 | 50 | 213173786
AIRQUEST | N4H7T36*K*AAA* | EA*4X48L24A* | *97CMN0802120A* | 34800 | 35600 | 16 | 11.7 | 8.1 | 2.14 | 61 | 49 | 207870455
ARCOAIRE | N4H7T36*K*AAA* | EA*4X48L24A* | *97CMN0802120A* | 34800 | 35600 | 16 | 11.7 | 8.1 | 2.14 | 61 | 49 | 207870456
COMFORTMAKER | N4H7T36*K*AAA* | EA*4X48L24A* | *97CMN0802120A* | 34800 | 35600 | 16 | 11.7 | 8.1 | 2.14 | 61 | 49 | 207870457
DAY & NIGHT | N4H7T36*K*AAA* | EA*4X48L24A* | *97CMN0802120A* | 34800 | 35600 | 16 | 11.7 | 8.1 | 2.14 | 61 | 49 | 207870458
ACIQ | N4H7T36*K*AAA* | EA*4X48L24A* | *97CMN0802120A* | 34800 | 35600 | 16 | 11.7 | 8.1 | 2.14 | 61 | 49 | 213063843
HEIL | N4H7T36*K*AAA* | EA*4X48L24A* | *97CMN0802120A* | 34800 | 35600 | 16 | 11.7 | 8.1 | 2.14 | 61 | 49 | 207870459
KEEPRITE | N4H7T36*K*AAA* | EA*4X48L24A* | *97CMN0802120A* | 34800 | 35600 | 16 | 11.7 | 8.1 | 2.14 | 61 | 49 | 207870460
KENMORE | N4H7T36*K*AAA* | EA*4X48L24A* | *97CMN0802120A* | 34800 | 35600 | 16 | 11.7 | 8.1 | 2.14 | 61 | 49 | 207870461
MARATHERM | N4H7T36*K*AAA* | EA*4X48L24A* | *97CMN0802120A* | 34800 | 35600 | 16 | 11.7 | 8.1 | 2.14 | 61 | 49 | 207870462
TEMPSTAR | N4H7T36*K*AAA* | EA*4X48L24A* | *97CMN0802120A* | 34800 | 35600 | 16 | 11.7 | 8.1 | 2.14 | 61 | 49 | 207870463
ARCOAIRE | N4H7T36*K*AAA* | EA*4X48L24A* | *96CTN0802120A* | 34800 | 35600 | 16 | 11.7 | 8.1 | 2.14 | 61 | 49 | 207870526
COMFORTMAKER | N4H7T36*K*AAA* | EA*4X48L24A* | *96CTN0802120A* | 34800 | 35600 | 16 | 11.7 | 8.1 | 2.14 | 61 | 49 | 207870527
AIRQUEST | N4H7T36*K*AAA* | EA*4X48L24A* | *96CTN0802120A* | 34800 | 35600 | 16 | 11.7 | 8.1 | 2.14 | 61 | 49 | 207870525
DAY & NIGHT | N4H7T36*K*AAA* | EA*4X48L24A* | *96CTN0802120A* | 34800 | 35600 | 16 | 11.7 | 8.1 | 2.14 | 61 | 49 | 207870528
HEIL | N4H7T36*K*AAA* | EA*4X48L24A* | *96CTN0802120A* | 34800 | 35600 | 16 | 11.7 | 8.1 | 2.14 | 61 | 49 | 207870529
ACIQ | N4H7T36*K*AAA* | EA*4X48L24A* | *96CTN0802120A* | 34800 | 35600 | 16 | 11.7 | 8.1 | 2.14 | 61 | 49 | 213063848
KEEPRITE | N4H7T36*K*AAA* | EA*4X48L24A* | *96CTN0802120A* | 34800 | 35600 | 16 | 11.7 | 8.1 | 2.14 | 61 | 49 | 207870530
KENMORE | N4H7T36*K*AAA* | EA*4X48L24A* | *96CTN0802120A* | 34800 | 35600 | 16 | 11.7 | 8.1 | 2.14 | 61 | 49 | 207870531
MARATHERM | N4H7T36*K*AAA* | EA*4X48L24A* | *96CTN0802120A* | 34800 | 35600 | 16 | 11.7 | 8.1 | 2.14 | 61 | 49 | 207870532
TEMPSTAR | N4H7T36*K*AAA* | EA*4X48L24A* | *96CTN0802120A* | 34800 | 35600 | 16 | 11.7 | 8.1 | 2.14 | 61 | 49 | 207870533
AIRQUEST | N4H7T24*K*AAA* | EA*4X37L21A* | *95CSU0802120A* | 23600 | 24000 | 17 | 12.5 | 8.1 | 2.24 | 58 | 43 | 207865995
ARCOAIRE | N4H7T24*K*AAA* | EA*4X37L21A* | *95CSU0802120A* | 23600 | 24000 | 17 | 12.5 | 8.1 | 2.24 | 58 | 43 | 207865996
COMFORTMAKER | N4H7T24*K*AAA* | EA*4X37L21A* | *95CSU0802120A* | 23600 | 24000 | 17 | 12.5 | 8.1 | 2.24 | 58 | 43 | 207865997
HEIL | N4H7T24*K*AAA* | EA*4X37L21A* | *95CSU0802120A* | 23600 | 24000 | 17 | 12.5 | 8.1 | 2.24 | 58 | 43 | 207865999
DAY & NIGHT | N4H7T24*K*AAA* | EA*4X37L21A* | *95CSU0802120A* | 23600 | 24000 | 17 | 12.5 | 8.1 | 2.24 | 58 | 43 | 207865998
ACIQ | N4H7T24*K*AAA* | EA*4X37L21A* | *95CSU0802120A* | 23600 | 24000 | 17 | 12.5 | 8.1 | 2.24 | 58 | 43 | 213063631
KEEPRITE | N4H7T24*K*AAA* | EA*4X37L21A* | *95CSU0802120A* | 23600 | 24000 | 17 | 12.5 | 8.1 | 2.24 | 58 | 43 | 207866000
KENMORE | N4H7T24*K*AAA* | EA*4X37L21A* | *95CSU0802120A* | 23600 | 24000 | 17 | 12.5 | 8.1 | 2.24 | 58 | 43 | 207866001
TEMPSTAR | N4H7T24*K*AAA* | EA*4X37L21A* | *95CSU0802120A* | 23600 | 24000 | 17 | 12.5 | 8.1 | 2.24 | 58 | 43 | 207866003
MARATHERM | N4H7T24*K*AAA* | EA*4X37L21A* | *95CSU0802120A* | 23600 | 24000 | 17 | 12.5 | 8.1 | 2.24 | 58 | 43 | 207866002
AIRQUEST | N4H7T24*K*AAA* | EA*4X37L21A* | *95CSU1002122A* | 24000 | 24400 | 17 | 12.5 | 8.1 | 2.26 | 59 | 43 | 207866009
ARCOAIRE | N4H7T24*K*AAA* | EA*4X37L21A* | *95CSU1002122A* | 24000 | 24400 | 17 | 12.5 | 8.1 | 2.26 | 59 | 43 | 207866010
COMFORTMAKER | N4H7T24*K*AAA* | EA*4X37L21A* | *95CSU1002122A* | 24000 | 24400 | 17 | 12.5 | 8.1 | 2.26 | 59 | 43 | 207866011
DAY & NIGHT | N4H7T24*K*AAA* | EA*4X37L21A* | *95CSU1002122A* | 24000 | 24400 | 17 | 12.5 | 8.1 | 2.26 | 59 | 43 | 207866012
ACIQ | N4H7T24*K*AAA* | EA*4X37L21A* | *95CSU1002122A* | 24000 | 24400 | 17 | 12.5 | 8.1 | 2.26 | 59 | 43 | 213063632
HEIL | N4H7T24*K*AAA* | EA*4X37L21A* | *95CSU1002122A* | 24000 | 24400 | 17 | 12.5 | 8.1 | 2.26 | 59 | 43 | 207866013
KEEPRITE | N4H7T24*K*AAA* | EA*4X37L21A* | *95CSU1002122A* | 24000 | 24400 | 17 | 12.5 | 8.1 | 2.26 | 59 | 43 | 207866014
KENMORE | N4H7T24*K*AAA* | EA*4X37L21A* | *95CSU1002122A* | 24000 | 24400 | 17 | 12.5 | 8.1 | 2.26 | 59 | 43 | 207866015
MARATHERM | N4H7T24*K*AAA* | EA*4X37L21A* | *95CSU1002122A* | 24000 | 24400 | 17 | 12.5 | 8.1 | 2.26 | 59 | 43 | 207866016
TEMPSTAR | N4H7T24*K*AAA* | EA*4X37L21A* | *95CSU1002122A* | 24000 | 24400 | 17 | 12.5 | 8.1 | 2.26 | 59 | 43 | 207866017
ARCOAIRE | N4H7T24*K*AAA* | EA*4X37L21A* | *97CMN0801714A* | 24000 | 24600 | 17 | 12.5 | 8.1 | 2.24 | 59 | 43 | 207866038
AIRQUEST | N4H7T24*K*AAA* | EA*4X37L21A* | *97CMN0801714A* | 24000 | 24600 | 17 | 12.5 | 8.1 | 2.24 | 59 | 43 | 207866037
COMFORTMAKER | N4H7T24*K*AAA* | EA*4X37L21A* | *97CMN0801714A* | 24000 | 24600 | 17 | 12.5 | 8.1 | 2.24 | 59 | 43 | 207866039
DAY & NIGHT | N4H7T24*K*AAA* | EA*4X37L21A* | *97CMN0801714A* | 24000 | 24600 | 17 | 12.5 | 8.1 | 2.24 | 59 | 43 | 207866040
HEIL | N4H7T24*K*AAA* | EA*4X37L21A* | *97CMN0801714A* | 24000 | 24600 | 17 | 12.5 | 8.1 | 2.24 | 59 | 43 | 207866041
ACIQ | N4H7T24*K*AAA* | EA*4X37L21A* | *97CMN0801714A* | 24000 | 24600 | 17 | 12.5 | 8.1 | 2.24 | 59 | 43 | 213063634
KEEPRITE | N4H7T24*K*AAA* | EA*4X37L21A* | *97CMN0801714A* | 24000 | 24600 | 17 | 12.5 | 8.1 | 2.24 | 59 | 43 | 207866042
KENMORE | N4H7T24*K*AAA* | EA*4X37L21A* | *97CMN0801714A* | 24000 | 24600 | 17 | 12.5 | 8.1 | 2.24 | 59 | 43 | 207866043
MARATHERM | N4H7T24*K*AAA* | EA*4X37L21A* | *97CMN0801714A* | 24000 | 24600 | 17 | 12.5 | 8.1 | 2.24 | 59 | 43 | 207866044
TEMPSTAR | N4H7T24*K*AAA* | EA*4X37L21A* | *97CMN0801714A* | 24000 | 24600 | 17 | 12.5 | 8.1 | 2.24 | 59 | 43 | 207866045
ARCOAIRE | N4H7T36*K*AAA* | EA*4X43L21A* | *96VTN0802120B* | 34400 | 35200 | 16 | 12 | 8.1 | 2.22 | 62 | 50 | 213173705
COMFORTMAKER | N4H7T36*K*AAA* | EA*4X43L21A* | *96VTN0802120B* | 34400 | 35200 | 16 | 12 | 8.1 | 2.22 | 62 | 50 | 213173706
DAY & NIGHT | N4H7T36*K*AAA* | EA*4X43L21A* | *96VTN0802120B* | 34400 | 35200 | 16 | 12 | 8.1 | 2.22 | 62 | 50 | 213173707
KEEPRITE | N4H7T36*K*AAA* | EA*4X43L21A* | *96VTN0802120B* | 34400 | 35200 | 16 | 12 | 8.1 | 2.22 | 62 | 50 | 213173708
GRANDAIRE | W4H7T24*K*AAA* | WLA*374CA* | WFSU040B036B* | 23000 | 24200 | 16.5 | 12 | 8.1 | 2.34 | 60 | 45 | 212321011
ECOTEMP | W4H7T24*K*AAA* | WLA*374CA* | WFSU040B036B* | 23000 | 24200 | 16.5 | 12 | 8.1 | 2.34 | 60 | 45 | 212321012
GRANDAIRE | W4H7T24*K*AAA* | WLA*374CA* | WFSU060B048B* | 23000 | 24000 | 16 | 12 | 8.1 | 2.34 | 60 | 45 | 212321039
ECOTEMP | W4H7T24*K*AAA* | WLA*374CA* | WFSU060B048B* | 23000 | 24000 | 16 | 12 | 8.1 | 2.34 | 60 | 45 | 212321040
GRANDAIRE | W4H7T24*K*AAA* | WLA*374CA* | WFSU100C060B* | 23200 | 24200 | 16.5 | 12.5 | 8.1 | 2.36 | 60 | 45 | 212321095
ECOTEMP | W4H7T24*K*AAA* | WLA*374CA* | WFSU100C060B* | 23200 | 24200 | 16.5 | 12.5 | 8.1 | 2.36 | 60 | 45 | 212321096
CARRIER | GH7TAN436**AA* | CAP**4321AL* | 58TP*B090V21**20 | 34600 | 35200 | 16 | 12 | 8.1 | 2.24 | 62 | 51 | 213173554
KEEPRITE | N4H7T36*K*AAA* | EA*4X43L21A* | *80VTL0902120B* | 34600 | 35200 | 16 | 12 | 8.1 | 2.24 | 62 | 51 | 213173566
DAY & NIGHT | N4H7T36*K*AAA* | EA*4X43L21A* | *80VTL0902120B* | 34600 | 35200 | 16 | 12 | 8.1 | 2.24 | 62 | 51 | 213173565
COMFORTMAKER | N4H7T36*K*AAA* | EA*4X43L21A* | *80VTL0902120B* | 34600 | 35200 | 16 | 12 | 8.1 | 2.24 | 62 | 51 | 213173564
ARCOAIRE | N4H7T36*K*AAA* | EA*4X43L21A* | *80VTL0902120B* | 34600 | 35200 | 16 | 12 | 8.1 | 2.24 | 62 | 51 | 213173563
AIRQUEST | N4H7T36*K*AAA* | EA*4X43L21A* | *80VTL0902120B* | 34600 | 35200 | 16 | 12 | 8.1 | 2.24 | 62 | 51 | 213173562
HEIL | N4H7T36*K*AAA* | EA*4X43L21A* | *80VTL0902120B* | 34600 | 35200 | 16 | 12 | 8.1 | 2.24 | 62 | 51 | 213173561
BRYANT HEATING AND COOLING SYSTEMS | GH7TAN424**AA* | CAP**3621AL* | 986TC66100C21*** | 23600 | 24200 | 16 | 12 | 8.1 | 2.2 | 58 | 43 | 207865362
CARRIER | GH7TAN424**AA* | CAP**2517AL* | OVMAAB036098 | 23800 | 24400 | 16 | 12.5 | 8.1 | 2.22 | 58 | 43 | 207864350
BRYANT HEATING AND COOLING SYSTEMS | GH7TAN424**AA* | CAP**2517AL* | OVMAAB036098 | 23800 | 24400 | 16 | 12.5 | 8.1 | 2.22 | 58 | 43 | 207864349
1HVAC | N4H7T24*K*AAA* | EA*4X25L17A* | OMV098J12* | 23800 | 24400 | 16 | 12.5 | 8.1 | 2.22 | 58 | 43 | 208815435
WEATHERMAKER | PH7TAN436**AA* | CAP**4824AL* | PG80VTLB66110C** | 34000 | 35000 | 16 | 11.7 | 8.1 | 2.24 | 62 | 50 | 213174114
BROCK | PH7TAN436**AA* | CAP**4824AL* | PG80VTLB66110C** | 34000 | 35000 | 16 | 11.7 | 8.1 | 2.24 | 62 | 50 | 213174113
PAYNE HEATING AND COOLING | PH7TAN436**AA* | CAP**4824AL* | PG80VTLB66110C** | 34000 | 35000 | 16 | 11.7 | 8.1 | 2.24 | 62 | 50 | 213174112
BRYANT HEATING AND COOLING SYSTEMS | PH7TAN436**AA* | CAP**4824AL* | 82*TB66110V21*** | 34000 | 35000 | 16 | 11.7 | 8.1 | 2.24 | 62 | 50 | 213174111
BRYANT HEATING AND COOLING SYSTEMS | PH7TAN436**AA* | CAP**4321AL* | 986TC60080C21*** | 35400 | 36000 | 16 | 11.7 | 8.1 | 2.14 | 62 | 49 | 207877007
BRYANT HEATING AND COOLING SYSTEMS | PH7TAN436**AA* | CAP**4321AL* | 987MB60080C21*** | 35400 | 36000 | 16 | 11.7 | 8.1 | 2.14 | 62 | 49 | 207876965
BRYANT HEATING AND COOLING SYSTEMS | PH7TAN436**AA* | CAP**3721AL* | 986TC60080C21*** | 35400 | 36000 | 16 | 11.7 | 8.1 | 2.14 | 62 | 49 | 207876355
BRYANT HEATING AND COOLING SYSTEMS | PH7TAN436**AA* | CAP**3721AL* | 987MB60080C21*** | 35400 | 36000 | 16 | 11.7 | 8.1 | 2.14 | 62 | 49 | 207876341
CARRIER | GH7TAN424**AA* | CAP**2517AL* | 58TN*A070C17**16 | 23600 | 24000 | 16 | 12.5 | 8.1 | 2.22 | 58 | 42 | 207873266
BRYANT HEATING AND COOLING SYSTEMS | GH7TAN424**AA* | CAP**2517AL* | 88*TA48070C17*** | 23600 | 24000 | 16 | 12.5 | 8.1 | 2.22 | 58 | 42 | 207873265
CARRIER | GH7TAN424**AA* | CAP**3721AL* | OVMAAB042112 | 23600 | 24200 | 16 | 12 | 8.1 | 2.22 | 59 | 43 | 207866237
BRYANT HEATING AND COOLING SYSTEMS | GH7TAN424**AA* | CAP**3721AL* | OVMAAB042112 | 23600 | 24200 | 16 | 12 | 8.1 | 2.22 | 59 | 43 | 207866236
BRYANT HEATING AND COOLING SYSTEMS | GH7TAN424**AA* | CAP**3721AL* | OVMAAB036098 | 23800 | 24400 | 16 | 12.5 | 8.1 | 2.22 | 59 | 43 | 207866222
CARRIER | GH7TAN424**AA* | CAP**3721AL* | OVMAAB036098 | 23800 | 24400 | 16 | 12.5 | 8.1 | 2.22 | 59 | 43 | 207866223
CARRIER | GH7TAN424**AA* | CAP**3721AL* | OVLAAB036098 | 23800 | 24400 | 16 | 12.5 | 8.1 | 2.22 | 59 | 43 | 207866209
BRYANT HEATING AND COOLING SYSTEMS | GH7TAN424**AA* | CAP**3721AL* | OVLAAB036098 | 23800 | 24400 | 16 | 12.5 | 8.1 | 2.22 | 59 | 43 | 207866208
CARRIER | GH7TAN424**AA* | CAP**3721AL* | 59MN7B080C17**14 | 24000 | 24600 | 17 | 12.5 | 8.1 | 2.24 | 59 | 43 | 207866036
BRYANT HEATING AND COOLING SYSTEMS | GH7TAN424**AA* | CAP**3721AL* | 987MB42080C17*** | 24000 | 24600 | 17 | 12.5 | 8.1 | 2.24 | 59 | 43 | 207866035
CARRIER | GH7TAN424**AA* | CAP**3721AL* | 59CU5A100C21**22 | 24000 | 24400 | 17 | 12.5 | 8.1 | 2.26 | 59 | 43 | 207866008
BRYANT HEATING AND COOLING SYSTEMS | GH7TAN424**AA* | CAP**3721AL* | 935CA66100C21*** | 24000 | 24400 | 17 | 12.5 | 8.1 | 2.26 | 59 | 43 | 207866007
CARRIER | GH7TAN424**AA* | CAP**3721AL* | 59CU5A080C21**20 | 23600 | 24000 | 17 | 12.5 | 8.1 | 2.24 | 58 | 43 | 207865994
BRYANT HEATING AND COOLING SYSTEMS | GH7TAN424**AA* | CAP**3721AL* | 935CA60080C21*** | 23600 | 24000 | 17 | 12.5 | 8.1 | 2.24 | 58 | 43 | 207865993
CARRIER | GH7TAN424**AA* | CAP**3721AL* | 58TN*A090C21**20 | 23800 | 24200 | 16 | 12.5 | 8.1 | 2.24 | 58 | 43 | 207865942
BRYANT HEATING AND COOLING SYSTEMS | GH7TAN424**AA* | CAP**3721AL* | 88*TA60090C21*** | 23800 | 24200 | 16 | 12.5 | 8.1 | 2.24 | 58 | 43 | 207865941
BRYANT HEATING AND COOLING SYSTEMS | PH7TAN436**AA* | F54AA*B36L* |  | 34400 | 35400 | 15.2 | 11.7 | 8.1 | 2.18 | 62 | 51 | 213310383
WEATHERMAKER | PH7TAN436**AA* | PF4TNXC36L* |  | 33200 | 34600 | 15.2 | 11.7 | 8.1 | 2.16 | 61 | 50 | 213280581
BROCK | PH7TAN436**AA* | PF4TNXC36L* |  | 33200 | 34600 | 15.2 | 11.7 | 8.1 | 2.16 | 61 | 50 | 213280580
PAYNE HEATING AND COOLING | PH7TAN436**AA* | PF4TNXC36L* |  | 33200 | 34600 | 15.2 | 11.7 | 8.1 | 2.16 | 61 | 50 | 213280579
BRYANT HEATING AND COOLING SYSTEMS | PH7TAN436**AA* | FG4ANXC36L* |  | 33200 | 34600 | 15.2 | 11.7 | 8.1 | 2.16 | 61 | 50 | 213280578
BRYANT HEATING AND COOLING SYSTEMS | PH7TAN436**AA* | FT4BN(B,X)C36L* |  | 33200 | 34600 | 15.2 | 11.7 | 8.1 | 2.16 | 61 | 50 | 213280577
BRYANT HEATING AND COOLING SYSTEMS | GH7TAN460**AA* | CAP**6121AL* | 926TC66100V21*** | 54500 | 57500 | 15.5 | 12 | 8.1 | 2.26 | 64 | 51 | 213179384
CARRIER | GH7TAN460**AA* | CAP**6121AL* | 59TP6C100V21**22 | 54500 | 57500 | 15.5 | 12 | 8.1 | 2.26 | 64 | 51 | 213179382
KENMORE | N4H7T24*K*AAA* | EA*4X37L21A* | *95MSU0601716A* | 23000 | 24000 | 16 | 12 | 8.1 | 2.34 | 60 | 45 | 212321034
KEEPRITE | N4H7T24*K*AAA* | EA*4X37L21A* | *95MSU0601716A* | 23000 | 24000 | 16 | 12 | 8.1 | 2.34 | 60 | 45 | 212321032
DAY & NIGHT | N4H7T24*K*AAA* | EA*4X37L21A* | *95MSU0601716A* | 23000 | 24000 | 16 | 12 | 8.1 | 2.34 | 60 | 45 | 212321030
COMFORTMAKER | N4H7T24*K*AAA* | EA*4X37L21A* | *95MSU0601716A* | 23000 | 24000 | 16 | 12 | 8.1 | 2.34 | 60 | 45 | 212321028
AIRQUEST | N4H7T24*K*AAA* | EA*4X37L21A* | *95MSU0601716A* | 23000 | 24000 | 16 | 12 | 8.1 | 2.34 | 60 | 45 | 212321024
ARCOAIRE | N4H7T24*K*AAA* | EA*4X37L21A* | *95MSU0601716A* | 23000 | 24000 | 16 | 12 | 8.1 | 2.34 | 60 | 45 | 212321026
1HVAC | N4H7T24*K*AAA* | EA*4X37L21A* | *95MSU0601716A* | 23000 | 24000 | 16 | 12 | 8.1 | 2.34 | 60 | 45 | 212321023
ACIQ | N4H7T24*K*AAA* | EA*4X37L21A* | *95MSU0601716A* | 23000 | 24000 | 16 | 12 | 8.1 | 2.34 | 60 | 45 | 213081131
HEIL | N4H7T24*K*AAA* | EA*4X37L21A* | *95MSU0601716A* | 23000 | 24000 | 16 | 12 | 8.1 | 2.34 | 60 | 45 | 212321021
TEMPSTAR | N4H7T24*K*AAA* | EA*4X37L21A* | *95MSU0401712A* | 23000 | 24200 | 16.5 | 12 | 8.1 | 2.34 | 60 | 45 | 212321009
MARATHERM | N4H7T24*K*AAA* | EA*4X37L21A* | *95MSU0401712A* | 23000 | 24200 | 16.5 | 12 | 8.1 | 2.34 | 60 | 45 | 212321008
KEEPRITE | N4H7T24*K*AAA* | EA*4X37L21A* | *95MSU0401712A* | 23000 | 24200 | 16.5 | 12 | 8.1 | 2.34 | 60 | 45 | 212321004
KENMORE | N4H7T24*K*AAA* | EA*4X37L21A* | *95MSU0401712A* | 23000 | 24200 | 16.5 | 12 | 8.1 | 2.34 | 60 | 45 | 212321006
DAY & NIGHT | N4H7T24*K*AAA* | EA*4X37L21A* | *95MSU0401712A* | 23000 | 24200 | 16.5 | 12 | 8.1 | 2.34 | 60 | 45 | 212321002
ARCOAIRE | N4H7T24*K*AAA* | EA*4X37L21A* | *95MSU0401712A* | 23000 | 24200 | 16.5 | 12 | 8.1 | 2.34 | 60 | 45 | 212320998
COMFORTMAKER | N4H7T24*K*AAA* | EA*4X37L21A* | *95MSU0401712A* | 23000 | 24200 | 16.5 | 12 | 8.1 | 2.34 | 60 | 45 | 212321000
AIRQUEST | N4H7T24*K*AAA* | EA*4X37L21A* | *95MSU0401712A* | 23000 | 24200 | 16.5 | 12 | 8.1 | 2.34 | 60 | 45 | 212320996
1HVAC | N4H7T24*K*AAA* | EA*4X37L21A* | *95MSU0401712A* | 23000 | 24200 | 16.5 | 12 | 8.1 | 2.34 | 60 | 45 | 212320995
HEIL | N4H7T24*K*AAA* | EA*4X37L21A* | *95MSU0401712A* | 23000 | 24200 | 16.5 | 12 | 8.1 | 2.34 | 60 | 45 | 212320993
ACIQ | N4H7T24*K*AAA* | EA*4X37L21A* | *95MSU0401712A* | 23000 | 24200 | 16.5 | 12 | 8.1 | 2.34 | 60 | 45 | 213081129
1HVAC | N4H7T24*K*AAA* | EA*4X37L21A* | *80MSU1002120A* | 23200 | 24200 | 16.5 | 12 | 8.1 | 2.34 | 60 | 45 | 212320967
1HVAC | N4H7T24*K*AAA* | EA*4X37L21A* | *80MSU0802120A* | 22800 | 24000 | 16 | 12.5 | 8.1 | 2.34 | 60 | 44 | 212320939
1HVAC | N4H7T24*K*AAA* | EA*4X37L21A* | *80MSU0601716A* | 22800 | 24000 | 16 | 12.5 | 8.1 | 2.34 | 60 | 44 | 212320911
1HVAC | N4H7T24*K*AAA* | EA*4X37L21A* | *80MSU0401712A* | 23000 | 24000 | 16.5 | 12.5 | 8.1 | 2.34 | 60 | 45 | 212320883
TEMPSTAR | N4H7T36*K*AAA* | EA*4X43L21A* | *96VTN0802120B* | 34400 | 35200 | 16 | 12 | 8.1 | 2.22 | 62 | 50 | 213173710
KENMORE | N4H7T36*K*AAA* | EA*4X43L21A* | *96VTN0802120B* | 34400 | 35200 | 16 | 12 | 8.1 | 2.22 | 62 | 50 | 213173709
CARRIER | GH7TAN436**AA* | CAP**3721AL* | 59MN7B080C21**20 | 35400 | 36000 | 16 | 11.7 | 8.1 | 2.14 | 62 | 49 | 207876331
BRYANT HEATING AND COOLING SYSTEMS | GH7TAN436**AA* | CAP**3721AL* | 987MB60080C21*** | 35400 | 36000 | 16 | 11.7 | 8.1 | 2.14 | 62 | 49 | 207876330
CARRIER | GH7TAN436**AA* | CAP**4824AL* | 59TN6B080C21**20 | 34800 | 35600 | 16 | 11.7 | 8.1 | 2.14 | 61 | 49 | 207870524
BRYANT HEATING AND COOLING SYSTEMS | GH7TAN436**AA* | CAP**4824AL* | 986TC60080C21*** | 34800 | 35600 | 16 | 11.7 | 8.1 | 2.14 | 61 | 49 | 207870523
CARRIER | GH7TAN436**AA* | CAP**4824AL* | 59MN7B080C21**20 | 34800 | 35600 | 16 | 11.7 | 8.1 | 2.14 | 61 | 49 | 207870454
BRYANT HEATING AND COOLING SYSTEMS | GH7TAN436**AA* | CAP**4824AL* | 987MB60080C21*** | 34800 | 35600 | 16 | 11.7 | 8.1 | 2.14 | 61 | 49 | 207870453
CARRIER | GH7TAN424**AA* | CAP**2517AL* | 58SU*B080M21**20 | 23400 | 24400 | 17 | 12.5 | 8.1 | 2.38 | 60 | 45 | 212320207
BRYANT HEATING AND COOLING SYSTEMS | 227TAN024**AA* | CAP**3721AL* | OVLAAB048112 | 24400 | 25200 | 16 | 12 | 8.1 | 2.24 | 60 | 43 | 207873946
BRYANT HEATING AND COOLING SYSTEMS | 227TAN024**AA* | CAP**3721AL* | 986TC66100C21*** | 24400 | 24800 | 17 | 12.5 | 8.1 | 2.28 | 59 | 43 | 207873918
TEMPSTAR | N4H7T36*K*AAA* | EA*4X37L21A* | *96VSN0802120B* | 34400 | 35200 | 15.5 | 12 | 8.1 | 2.22 | 62 | 50 | 213173044
KEEPRITE | N4H7T36*K*AAA* | EA*4X37L21A* | *96VSN0802120B* | 34400 | 35200 | 15.5 | 12 | 8.1 | 2.22 | 62 | 50 | 213173042
KENMORE | N4H7T36*K*AAA* | EA*4X37L21A* | *96VSN0802120B* | 34400 | 35200 | 15.5 | 12 | 8.1 | 2.22 | 62 | 50 | 213173043
DAY & NIGHT | N4H7T36*K*AAA* | EA*4X37L21A* | *96VSN0802120B* | 34400 | 35200 | 15.5 | 12 | 8.1 | 2.22 | 62 | 50 | 213173041
COMFORTMAKER | N4H7T36*K*AAA* | EA*4X37L21A* | *96VSN0802120B* | 34400 | 35200 | 15.5 | 12 | 8.1 | 2.22 | 62 | 50 | 213173040
ARCOAIRE | N4H7T36*K*AAA* | EA*4X37L21A* | *96VSN0802120B* | 34400 | 35200 | 15.5 | 12 | 8.1 | 2.22 | 62 | 50 | 213173039
AIRQUEST | N4H7T36*K*AAA* | EA*4X37L21A* | *96VSN0802120B* | 34400 | 35200 | 15.5 | 12 | 8.1 | 2.22 | 62 | 50 | 213173038
HEIL | N4H7T36*K*AAA* | EA*4X37L21A* | *96VSN0802120B* | 34400 | 35200 | 15.5 | 12 | 8.1 | 2.22 | 62 | 50 | 213173037
AIRQUEST | N4H7T36*K*AAA* | EA*4X43L21A* | *96VTN0802120B* | 34400 | 35200 | 16 | 12 | 8.1 | 2.22 | 62 | 50 | 213173704
HEIL | N4H7T36*K*AAA* | EA*4X43L21A* | *96VTN0802120B* | 34400 | 35200 | 16 | 12 | 8.1 | 2.22 | 62 | 50 | 213173703
TEMPSTAR | N4H7T36*K*AAA* | EA*4X43L21A* | *96VTN0801716B* | 34400 | 35200 | 15.5 | 11.7 | 8.1 | 2.22 | 62 | 51 | 213173692
KENMORE | N4H7T36*K*AAA* | EA*4X43L21A* | *96VTN0801716B* | 34400 | 35200 | 15.5 | 11.7 | 8.1 | 2.22 | 62 | 51 | 213173691
KEEPRITE | N4H7T36*K*AAA* | EA*4X43L21A* | *96VTN0801716B* | 34400 | 35200 | 15.5 | 11.7 | 8.1 | 2.22 | 62 | 51 | 213173690
DAY & NIGHT | N4H7T36*K*AAA* | EA*4X43L21A* | *96VTN0801716B* | 34400 | 35200 | 15.5 | 11.7 | 8.1 | 2.22 | 62 | 51 | 213173689
COMFORTMAKER | N4H7T36*K*AAA* | EA*4X43L21A* | *96VTN0801716B* | 34400 | 35200 | 15.5 | 11.7 | 8.1 | 2.22 | 62 | 51 | 213173688
ARCOAIRE | N4H7T36*K*AAA* | EA*4X43L21A* | *96VTN0801716B* | 34400 | 35200 | 15.5 | 11.7 | 8.1 | 2.22 | 62 | 51 | 213173687
AIRQUEST | N4H7T36*K*AAA* | EA*4X43L21A* | *96VTN0801716B* | 34400 | 35200 | 15.5 | 11.7 | 8.1 | 2.22 | 62 | 51 | 213173686
HEIL | N4H7T36*K*AAA* | EA*4X43L21A* | *96VTN0801716B* | 34400 | 35200 | 15.5 | 11.7 | 8.1 | 2.22 | 62 | 51 | 213173685
TEMPSTAR | N4H7T36*K*AAA* | EA*4X43L21A* | *96VTN0601716B* | 34000 | 35000 | 15.5 | 11.7 | 8.1 | 2.2 | 62 | 51 | 213173672
KENMORE | N4H7T36*K*AAA* | EA*4X43L21A* | *96VTN0601716B* | 34000 | 35000 | 15.5 | 11.7 | 8.1 | 2.2 | 62 | 51 | 213173671
KEEPRITE | N4H7T36*K*AAA* | EA*4X43L21A* | *96VTN0601716B* | 34000 | 35000 | 15.5 | 11.7 | 8.1 | 2.2 | 62 | 51 | 213173670
DAY & NIGHT | N4H7T36*K*AAA* | EA*4X43L21A* | *96VTN0601716B* | 34000 | 35000 | 15.5 | 11.7 | 8.1 | 2.2 | 62 | 51 | 213173669
COMFORTMAKER | N4H7T36*K*AAA* | EA*4X43L21A* | *96VTN0601716B* | 34000 | 35000 | 15.5 | 11.7 | 8.1 | 2.2 | 62 | 51 | 213173668
ARCOAIRE | N4H7T36*K*AAA* | EA*4X43L21A* | *96VTN0601716B* | 34000 | 35000 | 15.5 | 11.7 | 8.1 | 2.2 | 62 | 51 | 213173667
AIRQUEST | N4H7T36*K*AAA* | EA*4X43L21A* | *96VTN0601716B* | 34000 | 35000 | 15.5 | 11.7 | 8.1 | 2.2 | 62 | 51 | 213173666
HEIL | N4H7T36*K*AAA* | EA*4X43L21A* | *96VTN0601716B* | 34000 | 35000 | 15.5 | 11.7 | 8.1 | 2.2 | 62 | 51 | 213173665
TEMPSTAR | N4H7T36*K*AAA* | EA*4X43L21A* | *80VSL1102122B* | 34400 | 35000 | 16 | 12 | 8.1 | 2.24 | 62 | 50 | 213173638
KENMORE | N4H7T36*K*AAA* | EA*4X43L21A* | *80VSL1102122B* | 34400 | 35000 | 16 | 12 | 8.1 | 2.24 | 62 | 50 | 213173637
KEEPRITE | N4H7T36*K*AAA* | EA*4X43L21A* | *80VSL1102122B* | 34400 | 35000 | 16 | 12 | 8.1 | 2.24 | 62 | 50 | 213173636
DAY & NIGHT | N4H7T36*K*AAA* | EA*4X43L21A* | *80VSL1102122B* | 34400 | 35000 | 16 | 12 | 8.1 | 2.24 | 62 | 50 | 213173635
COMFORTMAKER | N4H7T36*K*AAA* | EA*4X43L21A* | *80VSL1102122B* | 34400 | 35000 | 16 | 12 | 8.1 | 2.24 | 62 | 50 | 213173634
ARCOAIRE | N4H7T36*K*AAA* | EA*4X43L21A* | *80VSL1102122B* | 34400 | 35000 | 16 | 12 | 8.1 | 2.24 | 62 | 50 | 213173633
AIRQUEST | N4H7T36*K*AAA* | EA*4X43L21A* | *80VSL1102122B* | 34400 | 35000 | 16 | 12 | 8.1 | 2.24 | 62 | 50 | 213173632
HEIL | N4H7T36*K*AAA* | EA*4X43L21A* | *80VSL1102122B* | 34400 | 35000 | 16 | 12 | 8.1 | 2.24 | 62 | 50 | 213173631
TEMPSTAR | N4H7T36*K*AAA* | EA*4X43L21A* | *80VSL0902120B* | 34600 | 35200 | 16 | 12 | 8.1 | 2.24 | 62 | 51 | 213173625
KENMORE | N4H7T36*K*AAA* | EA*4X43L21A* | *80VSL0902120B* | 34600 | 35200 | 16 | 12 | 8.1 | 2.24 | 62 | 51 | 213173624
KEEPRITE | N4H7T36*K*AAA* | EA*4X43L21A* | *80VSL0902120B* | 34600 | 35200 | 16 | 12 | 8.1 | 2.24 | 62 | 51 | 213173623
DAY & NIGHT | N4H7T36*K*AAA* | EA*4X43L21A* | *80VSL0902120B* | 34600 | 35200 | 16 | 12 | 8.1 | 2.24 | 62 | 51 | 213173622
COMFORTMAKER | N4H7T36*K*AAA* | EA*4X43L21A* | *80VSL0902120B* | 34600 | 35200 | 16 | 12 | 8.1 | 2.24 | 62 | 51 | 213173621
ARCOAIRE | N4H7T36*K*AAA* | EA*4X43L21A* | *80VSL0902120B* | 34600 | 35200 | 16 | 12 | 8.1 | 2.24 | 62 | 51 | 213173620
AIRQUEST | N4H7T36*K*AAA* | EA*4X43L21A* | *80VSL0902120B* | 34600 | 35200 | 16 | 12 | 8.1 | 2.24 | 62 | 51 | 213173619
HEIL | N4H7T36*K*AAA* | EA*4X43L21A* | *80VSL0902120B* | 34600 | 35200 | 16 | 12 | 8.1 | 2.24 | 62 | 51 | 213173618
TEMPSTAR | N4H7T36*K*AAA* | EA*4X43L21A* | *80VTL0902120B* | 34600 | 35200 | 16 | 12 | 8.1 | 2.24 | 62 | 51 | 213173568
KENMORE | N4H7T36*K*AAA* | EA*4X43L21A* | *80VTL0902120B* | 34600 | 35200 | 16 | 12 | 8.1 | 2.24 | 62 | 51 | 213173567
BRYANT HEATING AND COOLING SYSTEMS | GH7TAN424**AA* | CAP**3721AL* | 935SB66100M21*** | 23600 | 24600 | 17 | 12.5 | 8.1 | 2.4 | 60 | 45 | 212321100
TEMPSTAR | N4H7T36*K*AAA* | EA*4X43L21A* | *96VSN0802120B* | 34400 | 35200 | 16 | 12 | 8.1 | 2.22 | 62 | 50 | 213173795
KENMORE | N4H7T36*K*AAA* | EA*4X43L21A* | *96VSN0802120B* | 34400 | 35200 | 16 | 12 | 8.1 | 2.22 | 62 | 50 | 213173794
KEEPRITE | N4H7T36*K*AAA* | EA*4X43L21A* | *96VSN0802120B* | 34400 | 35200 | 16 | 12 | 8.1 | 2.22 | 62 | 50 | 213173793
DAY & NIGHT | N4H7T36*K*AAA* | EA*4X43L21A* | *96VSN0802120B* | 34400 | 35200 | 16 | 12 | 8.1 | 2.22 | 62 | 50 | 213173792
COMFORTMAKER | N4H7T36*K*AAA* | EA*4X43L21A* | *96VSN0802120B* | 34400 | 35200 | 16 | 12 | 8.1 | 2.22 | 62 | 50 | 213173791
ARCOAIRE | N4H7T36*K*AAA* | EA*4X43L21A* | *96VSN0802120B* | 34400 | 35200 | 16 | 12 | 8.1 | 2.22 | 62 | 50 | 213173790
HEIL | N4H7T36*K*AAA* | EA*4X43L21A* | *96VSN0802120B* | 34400 | 35200 | 16 | 12 | 8.1 | 2.22 | 62 | 50 | 213173788
AIRQUEST | N4H7T36*K*AAA* | EA*4X43L21A* | *96VSN0802120B* | 34400 | 35200 | 16 | 12 | 8.1 | 2.22 | 62 | 50 | 213173789
TEMPSTAR | N4H7T36*K*AAA* | EA*4X43L21A* | *96VTN1002122B* | 34600 | 35200 | 16 | 12 | 8.1 | 2.24 | 62 | 50 | 213173743
KENMORE | N4H7T36*K*AAA* | EA*4X43L21A* | *96VTN1002122B* | 34600 | 35200 | 16 | 12 | 8.1 | 2.24 | 62 | 50 | 213173742
KEEPRITE | N4H7T36*K*AAA* | EA*4X43L21A* | *96VTN1002122B* | 34600 | 35200 | 16 | 12 | 8.1 | 2.24 | 62 | 50 | 213173741
DAY & NIGHT | N4H7T36*K*AAA* | EA*4X43L21A* | *96VTN1002122B* | 34600 | 35200 | 16 | 12 | 8.1 | 2.24 | 62 | 50 | 213173740
COMFORTMAKER | N4H7T36*K*AAA* | EA*4X43L21A* | *96VTN1002122B* | 34600 | 35200 | 16 | 12 | 8.1 | 2.24 | 62 | 50 | 213173739
ARCOAIRE | N4H7T36*K*AAA* | EA*4X43L21A* | *96VTN1002122B* | 34600 | 35200 | 16 | 12 | 8.1 | 2.24 | 62 | 50 | 213173738
AIRQUEST | N4H7T36*K*AAA* | EA*4X43L21A* | *96VTN1002122B* | 34600 | 35200 | 16 | 12 | 8.1 | 2.24 | 62 | 50 | 213173737
HEIL | N4H7T36*K*AAA* | EA*4X43L21A* | *96VTN1002122B* | 34600 | 35200 | 16 | 12 | 8.1 | 2.24 | 62 | 50 | 213173736
AIRQUEST | N4H7T36*K*AAA* | EA*4X37L21A* | *80VSL0902120B* | 34400 | 35200 | 16 | 12 | 8.1 | 2.22 | 62 | 51 | 213172868
HEIL | N4H7T36*K*AAA* | EA*4X37L21A* | *80VSL0902120B* | 34400 | 35200 | 16 | 12 | 8.1 | 2.22 | 62 | 51 | 213172867
TEMPSTAR | N4H7T36*K*AAA* | EA*4X37L21A* | *80VTL0902120B* | 34400 | 35200 | 16 | 12 | 8.1 | 2.22 | 62 | 51 | 213172817
KENMORE | N4H7T36*K*AAA* | EA*4X37L21A* | *80VTL0902120B* | 34400 | 35200 | 16 | 12 | 8.1 | 2.22 | 62 | 51 | 213172816
KEEPRITE | N4H7T36*K*AAA* | EA*4X37L21A* | *80VTL0902120B* | 34400 | 35200 | 16 | 12 | 8.1 | 2.22 | 62 | 51 | 213172815
DAY & NIGHT | N4H7T36*K*AAA* | EA*4X37L21A* | *80VTL0902120B* | 34400 | 35200 | 16 | 12 | 8.1 | 2.22 | 62 | 51 | 213172814
COMFORTMAKER | N4H7T36*K*AAA* | EA*4X37L21A* | *80VTL0902120B* | 34400 | 35200 | 16 | 12 | 8.1 | 2.22 | 62 | 51 | 213172813
ARCOAIRE | N4H7T36*K*AAA* | EA*4X37L21A* | *80VTL0902120B* | 34400 | 35200 | 16 | 12 | 8.1 | 2.22 | 62 | 51 | 213172812
AIRQUEST | N4H7T36*K*AAA* | EA*4X37L21A* | *80VTL0902120B* | 34400 | 35200 | 16 | 12 | 8.1 | 2.22 | 62 | 51 | 213172811
HEIL | N4H7T36*K*AAA* | EA*4X37L21A* | *80VTL0902120B* | 34400 | 35200 | 16 | 12 | 8.1 | 2.22 | 62 | 51 | 213172810
TEMPSTAR | N4H7T24*K*AAA* | EA*4X37L21A* | *95MSU1002122A* | 23600 | 24600 | 17 | 12.5 | 8.1 | 2.4 | 60 | 45 | 212321118
MARATHERM | N4H7T24*K*AAA* | EA*4X37L21A* | *95MSU1002122A* | 23600 | 24600 | 17 | 12.5 | 8.1 | 2.4 | 60 | 45 | 212321117
KENMORE | N4H7T24*K*AAA* | EA*4X37L21A* | *95MSU1002122A* | 23600 | 24600 | 17 | 12.5 | 8.1 | 2.4 | 60 | 45 | 212321115
KEEPRITE | N4H7T24*K*AAA* | EA*4X37L21A* | *95MSU1002122A* | 23600 | 24600 | 17 | 12.5 | 8.1 | 2.4 | 60 | 45 | 212321113
COMFORTMAKER | N4H7T24*K*AAA* | EA*4X37L21A* | *95MSU1002122A* | 23600 | 24600 | 17 | 12.5 | 8.1 | 2.4 | 60 | 45 | 212321109
DAY & NIGHT | N4H7T24*K*AAA* | EA*4X37L21A* | *95MSU1002122A* | 23600 | 24600 | 17 | 12.5 | 8.1 | 2.4 | 60 | 45 | 212321111
ARCOAIRE | N4H7T24*K*AAA* | EA*4X37L21A* | *95MSU1002122A* | 23600 | 24600 | 17 | 12.5 | 8.1 | 2.4 | 60 | 45 | 212321107
AIRQUEST | N4H7T24*K*AAA* | EA*4X37L21A* | *95MSU1002122A* | 23600 | 24600 | 17 | 12.5 | 8.1 | 2.4 | 60 | 45 | 212321105
1HVAC | N4H7T24*K*AAA* | EA*4X37L21A* | *95MSU1002122A* | 23600 | 24600 | 17 | 12.5 | 8.1 | 2.4 | 60 | 45 | 212321104
ACIQ | N4H7T24*K*AAA* | EA*4X37L21A* | *95MSU1002122A* | 23600 | 24600 | 17 | 12.5 | 8.1 | 2.4 | 60 | 45 | 213081137
HEIL | N4H7T24*K*AAA* | EA*4X37L21A* | *95MSU1002122A* | 23600 | 24600 | 17 | 12.5 | 8.1 | 2.4 | 60 | 45 | 212321102
MARATHERM | N4H7T24*K*AAA* | EA*4X37L21A* | *95MSU1002120A* | 23200 | 24200 | 16.5 | 12.5 | 8.1 | 2.36 | 60 | 45 | 212321092
TEMPSTAR | N4H7T24*K*AAA* | EA*4X37L21A* | *95MSU1002120A* | 23200 | 24200 | 16.5 | 12.5 | 8.1 | 2.36 | 60 | 45 | 212321093
KENMORE | N4H7T24*K*AAA* | EA*4X37L21A* | *95MSU1002120A* | 23200 | 24200 | 16.5 | 12.5 | 8.1 | 2.36 | 60 | 45 | 212321090
KEEPRITE | N4H7T24*K*AAA* | EA*4X37L21A* | *95MSU1002120A* | 23200 | 24200 | 16.5 | 12.5 | 8.1 | 2.36 | 60 | 45 | 212321088
DAY & NIGHT | N4H7T24*K*AAA* | EA*4X37L21A* | *95MSU1002120A* | 23200 | 24200 | 16.5 | 12.5 | 8.1 | 2.36 | 60 | 45 | 212321086
COMFORTMAKER | N4H7T24*K*AAA* | EA*4X37L21A* | *95MSU1002120A* | 23200 | 24200 | 16.5 | 12.5 | 8.1 | 2.36 | 60 | 45 | 212321084
ARCOAIRE | N4H7T24*K*AAA* | EA*4X37L21A* | *95MSU1002120A* | 23200 | 24200 | 16.5 | 12.5 | 8.1 | 2.36 | 60 | 45 | 212321082
AIRQUEST | N4H7T24*K*AAA* | EA*4X37L21A* | *95MSU1002120A* | 23200 | 24200 | 16.5 | 12.5 | 8.1 | 2.36 | 60 | 45 | 212321080
1HVAC | N4H7T24*K*AAA* | EA*4X37L21A* | *95MSU1002120A* | 23200 | 24200 | 16.5 | 12.5 | 8.1 | 2.36 | 60 | 45 | 212321079
ACIQ | N4H7T24*K*AAA* | EA*4X37L21A* | *95MSU1002120A* | 23200 | 24200 | 16.5 | 12.5 | 8.1 | 2.36 | 60 | 45 | 213081135
HEIL | N4H7T24*K*AAA* | EA*4X37L21A* | *95MSU1002120A* | 23200 | 24200 | 16.5 | 12.5 | 8.1 | 2.36 | 60 | 45 | 212321077
TEMPSTAR | N4H7T24*K*AAA* | EA*4X37L21A* | *95MSU0601716A* | 23000 | 24000 | 16 | 12 | 8.1 | 2.34 | 60 | 45 | 212321037
MARATHERM | N4H7T24*K*AAA* | EA*4X37L21A* | *95MSU0601716A* | 23000 | 24000 | 16 | 12 | 8.1 | 2.34 | 60 | 45 | 212321036
TEMPSTAR | N4H7T36*K*AAA* | EA*4X37L21A* | *96CTN0802120A* | 35400 | 36000 | 16 | 11.7 | 8.1 | 2.14 | 62 | 49 | 207876354
MARATHERM | N4H7T36*K*AAA* | EA*4X37L21A* | *96CTN0802120A* | 35400 | 36000 | 16 | 11.7 | 8.1 | 2.14 | 62 | 49 | 207876353
KENMORE | N4H7T36*K*AAA* | EA*4X37L21A* | *96CTN0802120A* | 35400 | 36000 | 16 | 11.7 | 8.1 | 2.14 | 62 | 49 | 207876352
KEEPRITE | N4H7T36*K*AAA* | EA*4X37L21A* | *96CTN0802120A* | 35400 | 36000 | 16 | 11.7 | 8.1 | 2.14 | 62 | 49 | 207876351
ACIQ | N4H7T36*K*AAA* | EA*4X37L21A* | *96CTN0802120A* | 35400 | 36000 | 16 | 11.7 | 8.1 | 2.14 | 62 | 49 | 213064232
HEIL | N4H7T36*K*AAA* | EA*4X37L21A* | *96CTN0802120A* | 35400 | 36000 | 16 | 11.7 | 8.1 | 2.14 | 62 | 49 | 207876350
DAY & NIGHT | N4H7T36*K*AAA* | EA*4X37L21A* | *96CTN0802120A* | 35400 | 36000 | 16 | 11.7 | 8.1 | 2.14 | 62 | 49 | 207876349
COMFORTMAKER | N4H7T36*K*AAA* | EA*4X37L21A* | *96CTN0802120A* | 35400 | 36000 | 16 | 11.7 | 8.1 | 2.14 | 62 | 49 | 207876348
ARCOAIRE | N4H7T36*K*AAA* | EA*4X37L21A* | *96CTN0802120A* | 35400 | 36000 | 16 | 11.7 | 8.1 | 2.14 | 62 | 49 | 207876347
AIRQUEST | N4H7T36*K*AAA* | EA*4X37L21A* | *96CTN0802120A* | 35400 | 36000 | 16 | 11.7 | 8.1 | 2.14 | 62 | 49 | 207876346
TEMPSTAR | N4H7T36*K*AAA* | EA*4X37L21A* | *97CMN0802120A* | 35400 | 36000 | 16 | 11.7 | 8.1 | 2.14 | 62 | 49 | 207876340
MARATHERM | N4H7T36*K*AAA* | EA*4X37L21A* | *97CMN0802120A* | 35400 | 36000 | 16 | 11.7 | 8.1 | 2.14 | 62 | 49 | 207876339
KENMORE | N4H7T36*K*AAA* | EA*4X37L21A* | *97CMN0802120A* | 35400 | 36000 | 16 | 11.7 | 8.1 | 2.14 | 62 | 49 | 207876338
KEEPRITE | N4H7T36*K*AAA* | EA*4X37L21A* | *97CMN0802120A* | 35400 | 36000 | 16 | 11.7 | 8.1 | 2.14 | 62 | 49 | 207876337
ACIQ | N4H7T36*K*AAA* | EA*4X37L21A* | *97CMN0802120A* | 35400 | 36000 | 16 | 11.7 | 8.1 | 2.14 | 62 | 49 | 213064231
HEIL | N4H7T36*K*AAA* | EA*4X37L21A* | *97CMN0802120A* | 35400 | 36000 | 16 | 11.7 | 8.1 | 2.14 | 62 | 49 | 207876336
COMFORTMAKER | N4H7T36*K*AAA* | EA*4X37L21A* | *97CMN0802120A* | 35400 | 36000 | 16 | 11.7 | 8.1 | 2.14 | 62 | 49 | 207876334
DAY & NIGHT | N4H7T36*K*AAA* | EA*4X37L21A* | *97CMN0802120A* | 35400 | 36000 | 16 | 11.7 | 8.1 | 2.14 | 62 | 49 | 207876335
ARCOAIRE | N4H7T36*K*AAA* | EA*4X37L21A* | *97CMN0802120A* | 35400 | 36000 | 16 | 11.7 | 8.1 | 2.14 | 62 | 49 | 207876333
AIRQUEST | N4H7T36*K*AAA* | EA*4X37L21A* | *97CMN0802120A* | 35400 | 36000 | 16 | 11.7 | 8.1 | 2.14 | 62 | 49 | 207876332
CARRIER | GH7TAN424**AA* | CAP**3721AL* | 58TN*A070C17**16 | 23600 | 24000 | 16 | 12.5 | 8.1 | 2.24 | 58 | 43 | 207865914
BRYANT HEATING AND COOLING SYSTEMS | GH7TAN424**AA* | CAP**3721AL* | 88*TA48070C17*** | 23600 | 24000 | 16 | 12.5 | 8.1 | 2.24 | 58 | 43 | 207865913
CARRIER | GH7TAN424**AA* | CAP**3721AL* | 58CU*A080C21**20 | 24000 | 24400 | 16 | 12.5 | 8.1 | 2.26 | 58 | 42 | 207865830
BRYANT HEATING AND COOLING SYSTEMS | GH7TAN424**AA* | CAP**3721AL* | 83*CA60080C21*** | 24000 | 24400 | 16 | 12.5 | 8.1 | 2.26 | 58 | 42 | 207865829
CARRIER | GH7TAN436**AA* | CAP**3721AL* | 59TN6B080C21**20 | 35400 | 36000 | 16 | 11.7 | 8.1 | 2.14 | 62 | 49 | 207876345
BRYANT HEATING AND COOLING SYSTEMS | GH7TAN436**AA* | CAP**3721AL* | 986TC60080C21*** | 35400 | 36000 | 16 | 11.7 | 8.1 | 2.14 | 62 | 49 | 207876344
BRYANT HEATING AND COOLING SYSTEMS | GH7TAN424**AA* | CAP**3721AL* | 935SB60100M21*** | 23200 | 24200 | 16.5 | 12.5 | 8.1 | 2.36 | 60 | 45 | 212321072
CARRIER | GH7TAN424**AA* | CAP**3721AL* | 59SU5B100M21**22 | 23600 | 24600 | 17 | 12.5 | 8.1 | 2.4 | 60 | 45 | 212321098
CARRIER | GH7TAN424**AA* | CAP**3721AL* | 59SU5B100M21**20 | 23200 | 24200 | 16.5 | 12.5 | 8.1 | 2.36 | 60 | 45 | 212321070
BRYANT HEATING AND COOLING SYSTEMS | GH7TAN424**AA* | CAP**3721AL* | 935SB48060M17*** | 23000 | 24000 | 16 | 12 | 8.1 | 2.34 | 60 | 45 | 212321016
CARRIER | GH7TAN424**AA* | CAP**3721AL* | 59SU5B060M17**16 | 23000 | 24000 | 16 | 12 | 8.1 | 2.34 | 60 | 45 | 212321014
BRYANT HEATING AND COOLING SYSTEMS | GH7TAN424**AA* | CAP**3721AL* | 935SB36040M17*** | 23000 | 24200 | 16.5 | 12 | 8.1 | 2.34 | 60 | 45 | 212320988
CARRIER | GH7TAN424**AA* | CAP**3721AL* | 59SU5B040M17**12 | 23000 | 24200 | 16.5 | 12 | 8.1 | 2.34 | 60 | 45 | 212320986
CARRIER | GH7TAN424**AA* | CAP**3717AL* | 58SU*B080M21**20 | 23200 | 24200 | 16.5 | 12.5 | 8.1 | 2.34 | 60 | 45 | 212320790
BRYANT HEATING AND COOLING SYSTEMS | PH7TAN436**AA* | CAP**4824AL* | 986TC60080C21*** | 34800 | 35600 | 16 | 11.7 | 8.1 | 2.14 | 61 | 49 | 207870534
BRYANT HEATING AND COOLING SYSTEMS | PH7TAN436**AA* | CAP**4824AL* | 987MB60080C21*** | 34800 | 35600 | 16 | 11.7 | 8.1 | 2.14 | 61 | 49 | 207870464
BRYANT HEATING AND COOLING SYSTEMS | 227TAN024**AA* | CAP**2517AL* | OVMAAB036098 | 23800 | 24400 | 16 | 12.5 | 8.1 | 2.22 | 58 | 43 | 207864348
BRYANT HEATING AND COOLING SYSTEMS | PH7TAN424**AA* | CAP**3721AL* | 935SB66100M21*** | 23600 | 24600 | 17 | 12.5 | 8.1 | 2.4 | 60 | 45 | 212321101
WEATHERMAKER | PH7TAN424**AA* | CAP**3721AL* | PG95MSUA60100C** | 23200 | 24200 | 16.5 | 12.5 | 8.1 | 2.36 | 60 | 45 | 212321076
BROCK | PH7TAN424**AA* | CAP**3721AL* | PG95MSUA60100C** | 23200 | 24200 | 16.5 | 12.5 | 8.1 | 2.36 | 60 | 45 | 212321075
PAYNE HEATING AND COOLING | PH7TAN424**AA* | CAP**3721AL* | PG95MSUA60100C** | 23200 | 24200 | 16.5 | 12.5 | 8.1 | 2.36 | 60 | 45 | 212321074
BRYANT HEATING AND COOLING SYSTEMS | PH7TAN424**AA* | CAP**3721AL* | 935SB60100M21*** | 23200 | 24200 | 16.5 | 12.5 | 8.1 | 2.36 | 60 | 45 | 212321073
WEATHERMAKER | PH7TAN424**AA* | CAP**3721AL* | PG95MSUA48060B** | 23000 | 24000 | 16 | 12 | 8.1 | 2.34 | 60 | 45 | 212321020
PAYNE HEATING AND COOLING | PH7TAN424**AA* | CAP**3721AL* | PG95MSUA48060B** | 23000 | 24000 | 16 | 12 | 8.1 | 2.34 | 60 | 45 | 212321018
BROCK | PH7TAN424**AA* | CAP**3721AL* | PG95MSUA48060B** | 23000 | 24000 | 16 | 12 | 8.1 | 2.34 | 60 | 45 | 212321019
BRYANT HEATING AND COOLING SYSTEMS | PH7TAN424**AA* | CAP**3721AL* | 935SB48060M17*** | 23000 | 24000 | 16 | 12 | 8.1 | 2.34 | 60 | 45 | 212321017
WEATHERMAKER | PH7TAN424**AA* | CAP**3721AL* | PG95MSUA36040B** | 23000 | 24200 | 16.5 | 12 | 8.1 | 2.34 | 60 | 45 | 212320992
BROCK | PH7TAN424**AA* | CAP**3721AL* | PG95MSUA36040B** | 23000 | 24200 | 16.5 | 12 | 8.1 | 2.34 | 60 | 45 | 212320991
PAYNE HEATING AND COOLING | PH7TAN424**AA* | CAP**3721AL* | PG95MSUA36040B** | 23000 | 24200 | 16.5 | 12 | 8.1 | 2.34 | 60 | 45 | 212320990
BRYANT HEATING AND COOLING SYSTEMS | PH7TAN424**AA* | CAP**3721AL* | 935SB36040M17*** | 23000 | 24200 | 16.5 | 12 | 8.1 | 2.34 | 60 | 45 | 212320989
KENMORE | N4H7T36*K*AAA* | EA*4X43L21A* | *97CMN0802120A* | 35400 | 36000 | 16 | 11.7 | 8.1 | 2.14 | 62 | 49 | 207876962
KEEPRITE | N4H7T36*K*AAA* | EA*4X43L21A* | *97CMN0802120A* | 35400 | 36000 | 16 | 11.7 | 8.1 | 2.14 | 62 | 49 | 207876961
ACIQ | N4H7T36*K*AAA* | EA*4X43L21A* | *97CMN0802120A* | 35400 | 36000 | 16 | 11.7 | 8.1 | 2.14 | 62 | 49 | 213064275
HEIL | N4H7T36*K*AAA* | EA*4X43L21A* | *97CMN0802120A* | 35400 | 36000 | 16 | 11.7 | 8.1 | 2.14 | 62 | 49 | 207876960
DAY & NIGHT | N4H7T36*K*AAA* | EA*4X43L21A* | *97CMN0802120A* | 35400 | 36000 | 16 | 11.7 | 8.1 | 2.14 | 62 | 49 | 207876959
COMFORTMAKER | N4H7T36*K*AAA* | EA*4X43L21A* | *97CMN0802120A* | 35400 | 36000 | 16 | 11.7 | 8.1 | 2.14 | 62 | 49 | 207876958
ARCOAIRE | N4H7T36*K*AAA* | EA*4X43L21A* | *97CMN0802120A* | 35400 | 36000 | 16 | 11.7 | 8.1 | 2.14 | 62 | 49 | 207876957
AIRQUEST | N4H7T36*K*AAA* | EA*4X43L21A* | *97CMN0802120A* | 35400 | 36000 | 16 | 11.7 | 8.1 | 2.14 | 62 | 49 | 207876956
COMFORTMAKER | N4H7T24*K*AAA* | EA*4X37L21A* | OLV098A12* | 23800 | 24400 | 16 | 12.5 | 8.1 | 2.22 | 59 | 43 | 207866212
ARCOAIRE | N4H7T24*K*AAA* | EA*4X37L21A* | OLV098A12* | 23800 | 24400 | 16 | 12.5 | 8.1 | 2.22 | 59 | 43 | 207866211
AIRQUEST | N4H7T24*K*AAA* | EA*4X37L21A* | OLV098A12* | 23800 | 24400 | 16 | 12.5 | 8.1 | 2.22 | 59 | 43 | 207866210
BRYANT HEATING AND COOLING SYSTEMS | 227TAN024**AA* | CAP**3721AL* | 986TC60080C21*** | 23800 | 24400 | 16 | 12.5 | 8.1 | 2.24 | 58 | 42 | 207873904
BRYANT HEATING AND COOLING SYSTEMS | 227TAN024**AA* | CAP**3721AL* | 987MB66100C21*** | 24400 | 24800 | 17 | 12.5 | 8.1 | 2.28 | 59 | 43 | 207873876
BRYANT HEATING AND COOLING SYSTEMS | 227TAN024**AA* | CAP**3721AL* | 987MB60080C21*** | 23800 | 24400 | 16 | 12.5 | 8.1 | 2.24 | 58 | 42 | 207873862
BRYANT HEATING AND COOLING SYSTEMS | 227TAN024**AA* | CAP**3721AL* | 88*TA60070C21*** | 24200 | 24800 | 17 | 12.5 | 8.1 | 2.26 | 59 | 43 | 207873834
BRYANT HEATING AND COOLING SYSTEMS | 227TAN024**AA* | CAP**3721AL* | 83*CA60100C21*** | 24000 | 24600 | 17 | 12.5 | 8.1 | 2.24 | 58 | 42 | 207873820
BRYANT HEATING AND COOLING SYSTEMS | 227TAN024**AA* | CAP**3621AL* | OVLAAB048112 | 23600 | 24600 | 16 | 12 | 8.1 | 2.16 | 59 | 43 | 207873692
BRYANT HEATING AND COOLING SYSTEMS | 227TAN024**AA* | CAP**2517AL* | 88*TA48070C17*** | 23600 | 24000 | 16 | 12.5 | 8.1 | 2.22 | 58 | 42 | 207873264
BRYANT HEATING AND COOLING SYSTEMS | 227TAN024**AA* | CAP**3721AL* | OVMAAB042112 | 23600 | 24200 | 16 | 12 | 8.1 | 2.22 | 59 | 43 | 207866235
BRYANT HEATING AND COOLING SYSTEMS | 227TAN024**AA* | CAP**3721AL* | OVMAAB036098 | 23800 | 24400 | 16 | 12.5 | 8.1 | 2.22 | 59 | 43 | 207866221
BRYANT HEATING AND COOLING SYSTEMS | 227TAN024**AA* | CAP**3721AL* | OVLAAB036098 | 23800 | 24400 | 16 | 12.5 | 8.1 | 2.22 | 59 | 43 | 207866207
BRYANT HEATING AND COOLING SYSTEMS | 227TAN024**AA* | CAP**3721AL* | 987MB42080C17*** | 24000 | 24600 | 17 | 12.5 | 8.1 | 2.24 | 59 | 43 | 207866034
BRYANT HEATING AND COOLING SYSTEMS | 227TAN024**AA* | CAP**3721AL* | 935CA66100C21*** | 24000 | 24400 | 17 | 12.5 | 8.1 | 2.26 | 59 | 43 | 207866006
BRYANT HEATING AND COOLING SYSTEMS | 227TAN024**AA* | CAP**3721AL* | 935CA60080C21*** | 23600 | 24000 | 17 | 12.5 | 8.1 | 2.24 | 58 | 43 | 207865992
BRYANT HEATING AND COOLING SYSTEMS | GH7TAN436**AA* | CAP**4824AL* | 82*TB66110V21*** | 34000 | 35000 | 16 | 11.7 | 8.1 | 2.24 | 62 | 50 | 213174110
CARRIER | GH7TAN436**AA* | CAP**4824AL* | 58TP*B110V21**22 | 34000 | 35000 | 16 | 11.7 | 8.1 | 2.24 | 62 | 50 | 213174108
CARRIER | GH7TAN424**AA* | CAP**3621AL* | OVLAAB048112 | 23600 | 24600 | 16 | 12 | 8.1 | 2.16 | 59 | 43 | 207873694
BRYANT HEATING AND COOLING SYSTEMS | GH7TAN424**AA* | CAP**3621AL* | OVLAAB048112 | 23600 | 24600 | 16 | 12 | 8.1 | 2.16 | 59 | 43 | 207873693
BRYANT HEATING AND COOLING SYSTEMS | GH7TAN424**AA* | CAP**3721AL* | 83*CA60100C21*** | 24000 | 24600 | 17 | 12.5 | 8.1 | 2.24 | 58 | 42 | 207873821
CARRIER | GH7TAN424**AA* | CAP**3721AL* | 58CU*A100C21**20 | 24000 | 24600 | 17 | 12.5 | 8.1 | 2.24 | 58 | 42 | 207873822
BRYANT HEATING AND COOLING SYSTEMS | GH7TAN424**AA* | CAP**3721AL* | 88*TA60070C21*** | 24200 | 24800 | 17 | 12.5 | 8.1 | 2.26 | 59 | 43 | 207873835
CARRIER | GH7TAN424**AA* | CAP**3721AL* | 58TN*A070C21**20 | 24200 | 24800 | 17 | 12.5 | 8.1 | 2.26 | 59 | 43 | 207873836
BRYANT HEATING AND COOLING SYSTEMS | GH7TAN424**AA* | CAP**3721AL* | 987MB60080C21*** | 23800 | 24400 | 16 | 12.5 | 8.1 | 2.24 | 58 | 42 | 207873863
CARRIER | GH7TAN424**AA* | CAP**3721AL* | 59MN7B080C21**20 | 23800 | 24400 | 16 | 12.5 | 8.1 | 2.24 | 58 | 42 | 207873864
BRYANT HEATING AND COOLING SYSTEMS | GH7TAN424**AA* | CAP**3721AL* | 987MB66100C21*** | 24400 | 24800 | 17 | 12.5 | 8.1 | 2.28 | 59 | 43 | 207873877
CARRIER | GH7TAN424**AA* | CAP**3721AL* | 59MN7B100C21**22 | 24400 | 24800 | 17 | 12.5 | 8.1 | 2.28 | 59 | 43 | 207873878
BRYANT HEATING AND COOLING SYSTEMS | GH7TAN424**AA* | CAP**3721AL* | 986TC60080C21*** | 23800 | 24400 | 16 | 12.5 | 8.1 | 2.24 | 58 | 42 | 207873905
CARRIER | GH7TAN424**AA* | CAP**3721AL* | 59TN6B080C21**20 | 23800 | 24400 | 16 | 12.5 | 8.1 | 2.24 | 58 | 42 | 207873906
BRYANT HEATING AND COOLING SYSTEMS | GH7TAN424**AA* | CAP**3721AL* | 986TC66100C21*** | 24400 | 24800 | 17 | 12.5 | 8.1 | 2.28 | 59 | 43 | 207873919
CARRIER | GH7TAN424**AA* | CAP**3721AL* | 59TN6B100C21**22 | 24400 | 24800 | 17 | 12.5 | 8.1 | 2.28 | 59 | 43 | 207873920
BRYANT HEATING AND COOLING SYSTEMS | GH7TAN424**AA* | CAP**3721AL* | OVLAAB048112 | 24400 | 25200 | 16 | 12 | 8.1 | 2.24 | 60 | 43 | 207873947
CARRIER | GH7TAN424**AA* | CAP**3721AL* | OVLAAB048112 | 24400 | 25200 | 16 | 12 | 8.1 | 2.24 | 60 | 43 | 207873948
AIREASE | 4SHP22LX124P-**A | EA(C;U)1P30B+TDR+TXV | A97US2V070B12S | 23800 | 23600 | 20 | 13 | 8.5 | 1.96 | 60 | 68 | 214074920
AIREASE | 4SHP22LX124P-**A | EA(C;U)1P30B+TDR+TXV | A97US2V045B12S | 23600 | 23600 | 20 | 12.5 | 8.5 | 1.96 | 61 | 69 | 214074919
AIREASE | 4SHP17LE136P-**A | EAH1P42C+TDR+TXV | A97US2V090C20S | 36000 | 33800 | 16 | 13 | 8.1 | 2.18 | 67 | 54 | 214074888
ARMSTRONG AIR | 4SHP17LE148P-**A | EA(C;U)1P60C+TDR+TXV | A97US2V090C12S | 48000 | 46000 | 15.2 | 12.5 | 8.1 | 2.36 | 68 | 55 | 214074590
AIREASE | 4SHP22LX124P-**A | EA(C;U)1P24B+TDR+TXV | A97US2V070B12S | 23800 | 23600 | 21 | 13.5 | 8.5 | 1.92 | 62 | 67 | 214074918
AIREASE | 4SHP17LE148P-**A | EAC4X49C+TDR | A97US2V090C12S | 47500 | 45000 | 15.2 | 12.5 | 8.1 | 2.22 | 68 | 56 | 214074863
AIREASE | 4SHP17LE148P-**A | EA(C;U)1P60C+TDR+TXV | A97US2V090C12S | 48000 | 46000 | 15.2 | 12.5 | 8.1 | 2.36 | 68 | 55 | 214074842
AIREASE | 4SHP17LE118P-**A | EA(C;U)1P24B+TDR+TXV | A97US2V070B12S | 18000 | 17400 | 16.4 | 13.5 | 8.1 | 2.06 | 63 | 49 | 214074687
AIREASE | 4SHP17LE118P-**A | EA(C;U)1P24B+TDR+TXV | A97US2V045B12S | 18000 | 17400 | 16 | 13.5 | 8.1 | 2.03 | 63 | 49 | 214074686
ARMSTRONG AIR | 4SHP17LE136P-**A | EAH1P42B+TDR+TXV | A97US2V045B12S | 36000 | 34000 | 15.4 | 12.5 | 8.1 | 2.22 | 68 | 56 | 214074632
AIREASE | 4SHP17LE136P-**A | EAH1P51C+TDR+TXV | A97US2V110C20S | 36000 | 33600 | 16.2 | 13 | 8.1 | 2.18 | 66 | 52 | 214074818
ARMSTRONG AIR | 4SHP17LE118P-**A | EAC4X24B+TDR | A97US2V045B12S | 18000 | 17400 | 16 | 13.5 | 8.1 | 2.03 | 63 | 49 | 214074442
ARMSTRONG AIR | 4SHP17LE118P-**A | EA(C;U)1P24B+TDR+TXV | A97US2V070B12S | 18000 | 17400 | 16.4 | 13.5 | 8.1 | 2.06 | 63 | 49 | 214074435
ARMSTRONG AIR | 4SHP17LE118P-**A | EA(C;U)1P24B+TDR+TXV | A97US2V045B12S | 18000 | 17400 | 16 | 13.5 | 8.1 | 2.03 | 63 | 49 | 214074434
AIREASE | 4SHP17LE148P-**A | EA(C;U)1P49C+TDR+TXV | A97US2V090C12S | 47500 | 45000 | 15.2 | 12.5 | 8.1 | 2.22 | 68 | 56 | 214074833
ARMSTRONG AIR | 4SHP17LE148P-**A | EAH1P60D+TDR+TXV | A97US2V135D20S | 48000 | 46000 | 15.2 | 12.5 | 8.1 | 2.18 | 67 | 53 | 214074684
ARMSTRONG AIR | 4SHP17LE148P-**A | EA(C;U)1P60C+TDR+TXV | A97US2V110C16S | 48000 | 47000 | 15.2 | 12.5 | 8.1 | 2.34 | 68 | 54 | 214074683
ARMSTRONG AIR | 4SHP22LX124P-**A | EAC4X30B+TDR | A97US2V045B12S | 23600 | 23600 | 20 | 12.5 | 8.5 | 1.96 | 61 | 69 | 214074671
ARMSTRONG AIR | 4SHP22LX124P-**A | EA(C;U)1P24B+TDR+TXV | A97US2V070B12S | 23800 | 23600 | 21 | 13.5 | 8.5 | 1.92 | 62 | 67 | 214074666
ARMSTRONG AIR | 4SHP22LX148P-**A | EAC4X60C+TDR | A97US2V110C20S | 47500 | 45500 | 19 | 12 | 8.5 | 2.02 | 63 | 55 | 214074654
ARMSTRONG AIR | 4SHP22LX148P-**A | EAC4X60C+TDR | A97US2V090C20S | 47500 | 45500 | 19 | 12 | 8.5 | 2.02 | 64 | 55 | 214074652
ARMSTRONG AIR | 4SHP22LX148P-**A | EAC4X60C+TDR | A97US2V090C16S | 47500 | 46000 | 19 | 11.7 | 8.5 | 2.02 | 63 | 55 | 214074651
ARMSTRONG AIR | 4SHP22LX148P-**A | EA(C;U)1P60C+TDR+TXV | A97US2V110C20S | 47500 | 45500 | 19 | 12 | 8.5 | 2.02 | 63 | 55 | 214074642
ARMSTRONG AIR | 4SHP22LX148P-**A | EA(C;U)1P60C+TDR+TXV | A97US2V090C20S | 47500 | 45500 | 19 | 12 | 8.5 | 2.02 | 64 | 55 | 214074640
ARMSTRONG AIR | 4SHP22LX148P-**A | EA(C;U)1P60C+TDR+TXV | A97US2V090C16S | 47500 | 46000 | 19 | 11.7 | 8.5 | 2.02 | 63 | 55 | 214074639
ARMSTRONG AIR | 4SHP17LE136P-**A | EAH1P42C+TDR+TXV | A97US2V110C20S | 36000 | 33600 | 16.2 | 13.5 | 8.1 | 2.2 | 67 | 54 | 214074638
ARMSTRONG AIR | 4SHP17LE136P-**A | EAH1P42C+TDR+TXV | A97US2V090C20S | 36000 | 33800 | 16 | 13 | 8.1 | 2.18 | 67 | 54 | 214074636
ARMSTRONG AIR | 4SHP17LE148P-**A | EAC4X49C+TDR | A97US2V090C12S | 47500 | 45000 | 15.2 | 12.5 | 8.1 | 2.22 | 68 | 56 | 214074611
AIREASE | 4SHP17LE136P-**A | EAH1P42B+TDR+TXV | A97US2V070B12S | 36000 | 33800 | 15.6 | 13 | 8.1 | 2.26 | 69 | 56 | 214074885
AIREASE | 4SHP17LE136P-**A | EAH1P42B+TDR+TXV | A97US2V045B12S | 36000 | 34000 | 15.4 | 12.5 | 8.1 | 2.22 | 68 | 56 | 214074884
AIREASE | 4SHP22LX124P-**A | EAH1P30B+TDR+TXV | A97US2V045B12S | 23400 | 22800 | 20 | 13 | 8.2 | 2 | 63 | 68 | 214074933
AIREASE | 4SHP22LX124P-**A | EAC4X30B+TDR | A97US2V070B12S | 23800 | 23600 | 20 | 13 | 8.5 | 1.96 | 60 | 68 | 214074924
AIREASE | 4SHP22LX148P-**A | EAC4X60C+TDR | A97US2V110C20S | 47500 | 45500 | 19 | 12 | 8.5 | 2.02 | 63 | 55 | 214074906
AIREASE | 4SHP22LX148P-**A | EAC4X60C+TDR | A97US2V110C16S | 47500 | 45500 | 19 | 11.7 | 8.5 | 2 | 64 | 55 | 214074905
AIREASE | 4SHP22LX148P-**A | EAC4X60C+TDR | A97US2V090C20S | 47500 | 45500 | 19 | 12 | 8.5 | 2.02 | 64 | 55 | 214074904
AIREASE | 4SHP22LX124P-**A | EAC4X30B+TDR | A97US2V045B12S | 23600 | 23600 | 20 | 12.5 | 8.5 | 1.96 | 61 | 69 | 214074923
AIREASE | 4SHP22LX124P-**A | EAC4X24B+TDR | A97US2V070B12S | 23800 | 23600 | 21 | 13.5 | 8.5 | 1.92 | 62 | 67 | 214074922
AIREASE | 4SHP22LX124P-**A | EAC4X24B+TDR | A97US2V045B12S | 23800 | 23800 | 20.5 | 13.5 | 8.5 | 1.9 | 62 | 66 | 214074921
AIREASE | 4SHP22LX148P-**A | EA(C;U)1P60C+TDR+TXV | A97US2V110C20S | 47500 | 45500 | 19 | 12 | 8.5 | 2.02 | 63 | 55 | 214074894
AIREASE | 4SHP22LX148P-**A | EA(C;U)1P60C+TDR+TXV | A97US2V110C16S | 47500 | 45500 | 19 | 11.7 | 8.5 | 2 | 64 | 55 | 214074893
AIREASE | 4SHP22LX148P-**A | EAC4X60C+TDR | A97US2V090C16S | 47500 | 46000 | 19 | 11.7 | 8.5 | 2.02 | 63 | 55 | 214074903
AIREASE | 4SHP22LX148P-**A | EA(C;U)1P60C+TDR+TXV | A97US2V090C20S | 47500 | 45500 | 19 | 12 | 8.5 | 2.02 | 64 | 55 | 214074892
AIREASE | 4SHP22LX148P-**A | EA(C;U)1P60C+TDR+TXV | A97US2V090C16S | 47500 | 46000 | 19 | 11.7 | 8.5 | 2.02 | 63 | 55 | 214074891
AIREASE | 4SHP17LE136P-**A | EAH1P42C+TDR+TXV | A97US2V110C20S | 36000 | 33600 | 16.2 | 13.5 | 8.1 | 2.2 | 67 | 54 | 214074890
AIREASE | 4SHP17LE130P-**A | EAH1P36C+TDR+TXV | A97US2V110C20S | 30000 | 29200 | 15.2 | 12.5 | 8.5 | 2.22 | 66 | 52 | 214074800
ARMSTRONG AIR | 4SHP17LE148P-**A | EA(C;U)1P49C+TDR+TXV | A97US2V090C12S | 47500 | 45000 | 15.2 | 12.5 | 8.1 | 2.22 | 68 | 56 | 214074581
AIREASE | 4SHP17LE130P-**A | EA(C;U)1P36B+TDR+TXV | A97US2V070B12S | 30000 | 28000 | 16 | 13 | 8.1 | 2.28 | 66 | 52 | 214074877
AIREASE | 4SHP17LE148P-**A | EAC4X60C+TDR | A97US2V090C12S | 48000 | 46000 | 15.2 | 12.5 | 8.1 | 2.36 | 68 | 55 | 214074873
ARMSTRONG AIR | 4SHP17LE130P-**A | EAH1P36C+TDR+TXV | A97US2V090C16S | 28600 | 28200 | 15.6 | 13 | 8.3 | 2.22 | 65 | 51 | 214074545
ARMSTRONG AIR | 4SHP17LE130P-**A | EAH1P36C+TDR+TXV | A97US2V090C12S | 28800 | 28200 | 15.6 | 12.5 | 8.3 | 2.22 | 66 | 52 | 214074544
ARMSTRONG AIR | 4SHP17LE130P-**A | EA(C;U)1P36B+TDR+TXV | A97US2V045B12S | 29800 | 28000 | 15.6 | 13 | 8.1 | 2.26 | 66 | 52 | 214074543
AIREASE | 4SHP17LE130P-**A | EAH1P36C+TDR+TXV | A97US2V090C16S | 28600 | 28200 | 15.6 | 13 | 8.3 | 2.22 | 65 | 51 | 214074797
AIREASE | 4SHP17LE130P-**A | EAH1P36C+TDR+TXV | A97US2V090C12S | 28800 | 28200 | 15.6 | 12.5 | 8.3 | 2.22 | 66 | 52 | 214074796
AIREASE | 4SHP17LE130P-**A | EA(C;U)1P36B+TDR+TXV | A97US2V045B12S | 29800 | 28000 | 15.6 | 13 | 8.1 | 2.26 | 66 | 52 | 214074795
AIREASE | 4SHP17LE136P-**A | EAH1P51C+TDR+TXV | A97US2V090C20S | 36000 | 33800 | 16 | 13 | 8.1 | 2.16 | 66 | 53 | 214074816
ARMSTRONG AIR | 4SHP17LE148P-**A | EAH1P51C+TDR+TXV | A97US2V090C12S | 47000 | 45000 | 15.2 | 12.5 | 8.1 | 2.28 | 69 | 56 | 214074600
ARMSTRONG AIR | 4SHP17LE136P-**A | EAH1P42B+TDR+TXV | A97US2V070B12S | 36000 | 33800 | 15.6 | 13 | 8.1 | 2.26 | 69 | 56 | 214074633
ARMSTRONG AIR | 4SHP17LE118P-**A | EAC4X24B+TDR | A97US2V070B12S | 18000 | 17400 | 16.4 | 13.5 | 8.1 | 2.06 | 63 | 49 | 214074443
ARMSTRONG AIR | 4SHP17LE130P-**A | EAC4X36B+TDR | A97US2V070B12S | 30000 | 28000 | 16 | 13 | 8.1 | 2.28 | 66 | 52 | 214074552
ARMSTRONG AIR | 4SHP17LE130P-**A | EAC4X36B+TDR | A97US2V045B12S | 29800 | 28000 | 15.6 | 13 | 8.1 | 2.26 | 66 | 52 | 214074551
ARMSTRONG AIR | 4SHP17LE130P-**A | EAH1P36C+TDR+TXV | A97US2V110C20S | 30000 | 29200 | 15.2 | 12.5 | 8.5 | 2.22 | 66 | 52 | 214074548
ARMSTRONG AIR | 4SHP17LE130P-**A | EAH1P36C+TDR+TXV | A97US2V110C16S | 29000 | 28400 | 15.6 | 12.5 | 8.3 | 2.24 | 65 | 52 | 214074547
ARMSTRONG AIR | 4SHP17LE118P-**A | EAH1P24B+TDR+TXV | A97US2V070B12S | 18000 | 18000 | 16.4 | 13.5 | 8.1 | 2.07 | 62 | 48 | 214074439
ARMSTRONG AIR | 4SHP17LE118P-**A | EAH1P24B+TDR+TXV | A97US2V045B12S | 18000 | 18000 | 16.4 | 13.5 | 8.1 | 2.03 | 62 | 48 | 214074438
ARMSTRONG AIR | 4SHP17LE130P-**A | EA(C;U)1P36B+TDR+TXV | A97US2V070B12S | 30000 | 28000 | 16 | 13 | 8.1 | 2.28 | 66 | 52 | 214074625
AIREASE | 4SHP17LE118P-**A | EAH1P24B+TDR+TXV | A97US2V070B12S | 18000 | 18000 | 16.4 | 13.5 | 8.1 | 2.07 | 62 | 48 | 214074691
AIREASE | 4SHP17LE118P-**A | EAH1P24B+TDR+TXV | A97US2V045B12S | 18000 | 18000 | 16.4 | 13.5 | 8.1 | 2.03 | 62 | 48 | 214074690
ARMSTRONG AIR | 4SHP17LE148P-**A | EAC4X60C+TDR | A97US2V090C12S | 48000 | 46000 | 15.2 | 12.5 | 8.1 | 2.36 | 68 | 55 | 214074621
ARMSTRONG AIR | 4SHP17LE148P-**A | EAC4X60C+TDR | A97US2V110C16S | 48000 | 47000 | 15.2 | 12.5 | 8.1 | 2.34 | 68 | 54 | 214074685
ARMSTRONG AIR | 4SHP22LX124P-**A | EAH1P30B+TDR+TXV | A97US2V070B12S | 23400 | 22800 | 20.5 | 13.5 | 8.2 | 2 | 63 | 67 | 214074682
ARMSTRONG AIR | 4SHP22LX124P-**A | EAH1P30B+TDR+TXV | A97US2V045B12S | 23400 | 22800 | 20 | 13 | 8.2 | 2 | 63 | 68 | 214074681
ARMSTRONG AIR | 4SHP22LX124P-**A | EAC4X30B+TDR | A97US2V070B12S | 23800 | 23600 | 20 | 13 | 8.5 | 1.96 | 60 | 68 | 214074672
ARMSTRONG AIR | 4SHP22LX124P-**A | EAC4X24B+TDR | A97US2V070B12S | 23800 | 23600 | 21 | 13.5 | 8.5 | 1.92 | 62 | 67 | 214074670
ARMSTRONG AIR | 4SHP22LX124P-**A | EAC4X24B+TDR | A97US2V045B12S | 23800 | 23800 | 20.5 | 13.5 | 8.5 | 1.9 | 62 | 66 | 214074669
ARMSTRONG AIR | 4SHP22LX124P-**A | EA(C;U)1P30B+TDR+TXV | A97US2V070B12S | 23800 | 23600 | 20 | 13 | 8.5 | 1.96 | 60 | 68 | 214074668
ARMSTRONG AIR | 4SHP22LX124P-**A | EA(C;U)1P30B+TDR+TXV | A97US2V045B12S | 23600 | 23600 | 20 | 12.5 | 8.5 | 1.96 | 61 | 69 | 214074667
ARMSTRONG AIR | 4SHP22LX124P-**A | EA(C;U)1P24B+TDR+TXV | A97US2V045B12S | 23800 | 23800 | 20.5 | 13.5 | 8.5 | 1.9 | 62 | 66 | 214074665
AIREASE | 4SHP17LE118P-**A | EAC4X24B+TDR | A97US2V070B12S | 18000 | 17400 | 16.4 | 13.5 | 8.1 | 2.06 | 63 | 49 | 214074695
ARMSTRONG AIR | 4SHP17LE136P-**A | EAH1P51C+TDR+TXV | A97US2V110C20S | 36000 | 33600 | 16.2 | 13 | 8.1 | 2.18 | 66 | 52 | 214074566
ARMSTRONG AIR | 4SHP17LE136P-**A | EAH1P51C+TDR+TXV | A97US2V090C20S | 36000 | 33800 | 16 | 13 | 8.1 | 2.16 | 66 | 53 | 214074564
ARMSTRONG AIR | 4SHP22LX148P-**A | EAC4X60C+TDR | A97US2V110C16S | 47500 | 45500 | 19 | 11.7 | 8.5 | 2 | 64 | 55 | 214074653
ARMSTRONG AIR | 4SHP22LX148P-**A | EA(C;U)1P60C+TDR+TXV | A97US2V110C16S | 47500 | 45500 | 19 | 11.7 | 8.5 | 2 | 64 | 55 | 214074641
AIREASE | 4SHP17LE148P-**A | EAC4X60C+TDR | A97US2V110C16S | 48000 | 47000 | 15.2 | 12.5 | 8.1 | 2.34 | 68 | 54 | 214074937
AIREASE | 4SHP17LE148P-**A | EAH1P60D+TDR+TXV | A97US2V135D20S | 48000 | 46000 | 15.2 | 12.5 | 8.1 | 2.18 | 67 | 53 | 214074936
AIREASE | 4SHP17LE148P-**A | EA(C;U)1P60C+TDR+TXV | A97US2V110C16S | 48000 | 47000 | 15.2 | 12.5 | 8.1 | 2.34 | 68 | 54 | 214074935
AIREASE | 4SHP22LX124P-**A | EAH1P30B+TDR+TXV | A97US2V070B12S | 23400 | 22800 | 20.5 | 13.5 | 8.2 | 2 | 63 | 67 | 214074934
AIREASE | 4SHP17LE148P-**A | EAH1P51C+TDR+TXV | A97US2V090C12S | 47000 | 45000 | 15.2 | 12.5 | 8.1 | 2.28 | 69 | 56 | 214074852
AIREASE | 4SHP17LE130P-**A | EAC4X36B+TDR | A97US2V070B12S | 30000 | 28000 | 16 | 13 | 8.1 | 2.28 | 66 | 52 | 214074804
AIREASE | 4SHP17LE130P-**A | EAC4X36B+TDR | A97US2V045B12S | 29800 | 28000 | 15.6 | 13 | 8.1 | 2.26 | 66 | 52 | 214074803
AIREASE | 4SHP17LE130P-**A | EAH1P36C+TDR+TXV | A97US2V110C16S | 29000 | 28400 | 15.6 | 12.5 | 8.3 | 2.24 | 65 | 52 | 214074799
AIREASE | 4SHP22LX124P-**A | EA(C;U)1P24B+TDR+TXV | A97US2V045B12S | 23800 | 23800 | 20.5 | 13.5 | 8.5 | 1.9 | 62 | 66 | 214074917
AIREASE | 4SHP17LE118P-**A | EAC4X24B+TDR | A97US2V045B12S | 18000 | 17400 | 16 | 13.5 | 8.1 | 2.03 | 63 | 49 | 214074694
ECOTEMP | W4H7T24*K*AAA* | WLA*374CA* | WFEU080C060B* | 22800 | 24000 | 16 | 12.5 | 8.1 | 2.34 | 60 | 44 | 212320956
GRANDAIRE | W4H7T24*K*AAA* | WLA*374CA* | WFEU080C060B* | 22800 | 24000 | 16 | 12.5 | 8.1 | 2.34 | 60 | 44 | 212320955
TEMPSTAR | N4H7T24*K*AAA* | EA*4X37L21A* | *80MSU0802120A* | 22800 | 24000 | 16 | 12.5 | 8.1 | 2.34 | 60 | 44 | 212320953
MARATHERM | N4H7T24*K*AAA* | EA*4X37L21A* | *80MSU0802120A* | 22800 | 24000 | 16 | 12.5 | 8.1 | 2.34 | 60 | 44 | 212320952
KENMORE | N4H7T24*K*AAA* | EA*4X37L21A* | *80MSU0802120A* | 22800 | 24000 | 16 | 12.5 | 8.1 | 2.34 | 60 | 44 | 212320950
KEEPRITE | N4H7T24*K*AAA* | EA*4X37L21A* | *80MSU0802120A* | 22800 | 24000 | 16 | 12.5 | 8.1 | 2.34 | 60 | 44 | 212320948
DAY & NIGHT | N4H7T24*K*AAA* | EA*4X37L21A* | *80MSU0802120A* | 22800 | 24000 | 16 | 12.5 | 8.1 | 2.34 | 60 | 44 | 212320946
COMFORTMAKER | N4H7T24*K*AAA* | EA*4X37L21A* | *80MSU0802120A* | 22800 | 24000 | 16 | 12.5 | 8.1 | 2.34 | 60 | 44 | 212320944
ACIQ | N4H7T24*K*AAA* | EA*4X37L21A* | *80MSU0401712A* | 23200 | 24200 | 16.5 | 12 | 8.1 | 2.34 | 60 | 44 | 213081121
HEIL | N4H7T24*K*AAA* | EA*4X37L21A* | *80MSU0401712A* | 23200 | 24200 | 16.5 | 12 | 8.1 | 2.34 | 60 | 44 | 212320881
WEATHERMAKER | PH7TAN424**AA* | CAP**3721AL* | PG80MSUA36040B** | 23200 | 24200 | 16.5 | 12 | 8.1 | 2.34 | 60 | 44 | 212320880
BROCK | PH7TAN424**AA* | CAP**3721AL* | PG80MSUA36040B** | 23200 | 24200 | 16.5 | 12 | 8.1 | 2.34 | 60 | 44 | 212320879
PAYNE HEATING AND COOLING | PH7TAN424**AA* | CAP**3721AL* | PG80MSUA36040B** | 23200 | 24200 | 16.5 | 12 | 8.1 | 2.34 | 60 | 44 | 212320878
BRYANT HEATING AND COOLING SYSTEMS | PH7TAN424**AA* | CAP**3721AL* | 83*SB36040M17*** | 23200 | 24200 | 16.5 | 12 | 8.1 | 2.34 | 60 | 44 | 212320877
BRYANT HEATING AND COOLING SYSTEMS | GH7TAN424**AA* | CAP**3721AL* | 83*SB36040M17*** | 23200 | 24200 | 16.5 | 12 | 8.1 | 2.34 | 60 | 44 | 212320876
BRYANT HEATING AND COOLING SYSTEMS | 227TBN024**AA* | CAP**3721AL* | 83*SB36040M17*** | 23200 | 24200 | 16.5 | 12 | 8.1 | 2.34 | 60 | 44 | 213384520
BRYANT HEATING AND COOLING SYSTEMS | 227TAN024**AA* | CAP**3721AL* | 83*SB36040M17*** | 23200 | 24200 | 16.5 | 12 | 8.1 | 2.34 | 60 | 44 | 212320875
CARRIER | GH7TAN424**AA* | CAP**3721AL* | 58SU*B040M17**12 | 23200 | 24200 | 16.5 | 12 | 8.1 | 2.34 | 60 | 44 | 212320958
CARRIER | 25TPB724A**30* | CAP**3721AL* | 58SU*B040M17**12 | 23200 | 24200 | 16.5 | 12 | 8.1 | 2.34 | 60 | 44 | 213384525
ECOTEMP | W4H7T24*K*AAA* | WLA*374CA* | WFEU100C060B* | 22800 | 24000 | 16 | 12.5 | 8.1 | 2.34 | 60 | 45 | 212320984
GRANDAIRE | W4H7T24*K*AAA* | WLA*374CA* | WFEU100C060B* | 22800 | 24000 | 16 | 12.5 | 8.1 | 2.34 | 60 | 45 | 212320983
MARATHERM | N4H7T24*K*AAA* | EA*4X37L21A* | *80MSU1002120A* | 22800 | 24000 | 16 | 12.5 | 8.1 | 2.34 | 60 | 45 | 212320980
TEMPSTAR | N4H7T24*K*AAA* | EA*4X37L21A* | *80MSU1002120A* | 22800 | 24000 | 16 | 12.5 | 8.1 | 2.34 | 60 | 45 | 212320981
KEEPRITE | N4H7T24*K*AAA* | EA*4X37L21A* | *80MSU1002120A* | 22800 | 24000 | 16 | 12.5 | 8.1 | 2.34 | 60 | 45 | 212320976
KENMORE | N4H7T24*K*AAA* | EA*4X37L21A* | *80MSU1002120A* | 22800 | 24000 | 16 | 12.5 | 8.1 | 2.34 | 60 | 45 | 212320978
DAY & NIGHT | N4H7T24*K*AAA* | EA*4X37L21A* | *80MSU1002120A* | 22800 | 24000 | 16 | 12.5 | 8.1 | 2.34 | 60 | 45 | 212320974
COMFORTMAKER | N4H7T24*K*AAA* | EA*4X37L21A* | *80MSU1002120A* | 22800 | 24000 | 16 | 12.5 | 8.1 | 2.34 | 60 | 45 | 212320972
MARATHERM | N4H7T24*K*AAA* | EA*4X37L21A* | *80MSU0401712A* | 23200 | 24200 | 16.5 | 12 | 8.1 | 2.34 | 60 | 44 | 212320896
GRANDAIRE | W4H7T24*K*AAA* | WLA*374CA* | WFEU040B036B* | 23200 | 24200 | 16.5 | 12 | 8.1 | 2.34 | 60 | 44 | 212320899
AIRQUEST | N4H7T24*K*AAA* | EA*4X37L21A* | *80MSU0401712A* | 23200 | 24200 | 16.5 | 12 | 8.1 | 2.34 | 60 | 44 | 212320884
ARCOAIRE | N4H7T24*K*AAA* | EA*4X37L21A* | *80MSU0401712A* | 23200 | 24200 | 16.5 | 12 | 8.1 | 2.34 | 60 | 44 | 212320886
COMFORTMAKER | N4H7T24*K*AAA* | EA*4X37L21A* | *80MSU0401712A* | 23200 | 24200 | 16.5 | 12 | 8.1 | 2.34 | 60 | 44 | 212320888
DAY & NIGHT | N4H7T24*K*AAA* | EA*4X37L21A* | *80MSU0401712A* | 23200 | 24200 | 16.5 | 12 | 8.1 | 2.34 | 60 | 44 | 212320890
TEMPSTAR | N4H7T24*K*AAA* | EA*4X37L21A* | *80MSU0401712A* | 23200 | 24200 | 16.5 | 12 | 8.1 | 2.34 | 60 | 44 | 212320897
KEEPRITE | N4H7T24*K*AAA* | EA*4X37L21A* | *80MSU0401712A* | 23200 | 24200 | 16.5 | 12 | 8.1 | 2.34 | 60 | 44 | 212320892
ECOTEMP | W4H7T24*K*AAA* | WLA*374CA* | WFEU040B036B* | 23200 | 24200 | 16.5 | 12 | 8.1 | 2.34 | 60 | 44 | 212320900
KENMORE | N4H7T24*K*AAA* | EA*4X37L21A* | *80MSU0401712A* | 23200 | 24200 | 16.5 | 12 | 8.1 | 2.34 | 60 | 44 | 212320894
CARRIER | GH7TAN424**AA* | CAP**3721AL* | 58SU*B080M21**20 | 22800 | 24000 | 16 | 12.5 | 8.1 | 2.34 | 60 | 44 | 212320902
ECOTEMP | W4H7T24*K*AAA* | WLA*374CA* | WFEU060B048B* | 23000 | 24000 | 16.5 | 12.5 | 8.1 | 2.34 | 60 | 44 | 212320928
GRANDAIRE | W4H7T24*K*AAA* | WLA*374CA* | WFEU060B048B* | 23000 | 24000 | 16.5 | 12.5 | 8.1 | 2.34 | 60 | 44 | 212320927
TEMPSTAR | N4H7T24*K*AAA* | EA*4X37L21A* | *80MSU0601716A* | 23000 | 24000 | 16.5 | 12.5 | 8.1 | 2.34 | 60 | 44 | 212320925
ARCOAIRE | N4H7T24*K*AAA* | EA*4X37L21A* | *80MSU0802120A* | 22800 | 24000 | 16 | 12.5 | 8.1 | 2.34 | 60 | 44 | 212320942
AIRQUEST | N4H7T24*K*AAA* | EA*4X37L21A* | *80MSU0802120A* | 22800 | 24000 | 16 | 12.5 | 8.1 | 2.34 | 60 | 44 | 212320940
HEIL | N4H7T24*K*AAA* | EA*4X37L21A* | *80MSU0802120A* | 22800 | 24000 | 16 | 12.5 | 8.1 | 2.34 | 60 | 44 | 212320937
ACIQ | N4H7T24*K*AAA* | EA*4X37L21A* | *80MSU0802120A* | 22800 | 24000 | 16 | 12.5 | 8.1 | 2.34 | 60 | 44 | 213081125
WEATHERMAKER | PH7TAN424**AA* | CAP**3721AL* | PG80MSUA60080C** | 22800 | 24000 | 16 | 12.5 | 8.1 | 2.34 | 60 | 44 | 212320936
BROCK | PH7TAN424**AA* | CAP**3721AL* | PG80MSUA60080C** | 22800 | 24000 | 16 | 12.5 | 8.1 | 2.34 | 60 | 44 | 212320935
PAYNE HEATING AND COOLING | PH7TAN424**AA* | CAP**3721AL* | PG80MSUA60080C** | 22800 | 24000 | 16 | 12.5 | 8.1 | 2.34 | 60 | 44 | 212320934
BRYANT HEATING AND COOLING SYSTEMS | GH7TAN424**AA* | CAP**3721AL* | 83*SB60080M21*** | 22800 | 24000 | 16 | 12.5 | 8.1 | 2.34 | 60 | 44 | 212320932
BRYANT HEATING AND COOLING SYSTEMS | PH7TAN424**AA* | CAP**3721AL* | 83*SB60080M21*** | 22800 | 24000 | 16 | 12.5 | 8.1 | 2.34 | 60 | 44 | 212320933
BRYANT HEATING AND COOLING SYSTEMS | 227TBN024**AA* | CAP**3721AL* | 83*SB60080M21*** | 22800 | 24000 | 16 | 12.5 | 8.1 | 2.34 | 60 | 44 | 213384524
BRYANT HEATING AND COOLING SYSTEMS | 227TAN024**AA* | CAP**3721AL* | 83*SB60080M21*** | 22800 | 24000 | 16 | 12.5 | 8.1 | 2.34 | 60 | 44 | 212320931
CARRIER | 25TPB724A**30* | CAP**3721AL* | 58SU*B080M21**20 | 22800 | 24000 | 16 | 12.5 | 8.1 | 2.34 | 60 | 44 | 213384521
MARATHERM | N4H7T24*K*AAA* | EA*4X37L21A* | *80MSU0601716A* | 23000 | 24000 | 16.5 | 12.5 | 8.1 | 2.34 | 60 | 44 | 212320924
KENMORE | N4H7T24*K*AAA* | EA*4X37L21A* | *80MSU0601716A* | 23000 | 24000 | 16.5 | 12.5 | 8.1 | 2.34 | 60 | 44 | 212320922
KEEPRITE | N4H7T24*K*AAA* | EA*4X37L21A* | *80MSU0601716A* | 23000 | 24000 | 16.5 | 12.5 | 8.1 | 2.34 | 60 | 44 | 212320920
DAY & NIGHT | N4H7T24*K*AAA* | EA*4X37L21A* | *80MSU0601716A* | 23000 | 24000 | 16.5 | 12.5 | 8.1 | 2.34 | 60 | 44 | 212320918
COMFORTMAKER | N4H7T24*K*AAA* | EA*4X37L21A* | *80MSU0601716A* | 23000 | 24000 | 16.5 | 12.5 | 8.1 | 2.34 | 60 | 44 | 212320916
AIRQUEST | N4H7T24*K*AAA* | EA*4X37L21A* | *80MSU0601716A* | 23000 | 24000 | 16.5 | 12.5 | 8.1 | 2.34 | 60 | 44 | 212320912
ARCOAIRE | N4H7T24*K*AAA* | EA*4X37L21A* | *80MSU0601716A* | 23000 | 24000 | 16.5 | 12.5 | 8.1 | 2.34 | 60 | 44 | 212320914
ACIQ | N4H7T24*K*AAA* | EA*4X37L21A* | *80MSU0601716A* | 23000 | 24000 | 16.5 | 12.5 | 8.1 | 2.34 | 60 | 44 | 213081123
HEIL | N4H7T24*K*AAA* | EA*4X37L21A* | *80MSU0601716A* | 23000 | 24000 | 16.5 | 12.5 | 8.1 | 2.34 | 60 | 44 | 212320909
WEATHERMAKER | PH7TAN424**AA* | CAP**3721AL* | PG80MSUA48060B** | 23000 | 24000 | 16.5 | 12.5 | 8.1 | 2.34 | 60 | 44 | 212320908
BROCK | PH7TAN424**AA* | CAP**3721AL* | PG80MSUA48060B** | 23000 | 24000 | 16.5 | 12.5 | 8.1 | 2.34 | 60 | 44 | 212320907
PAYNE HEATING AND COOLING | PH7TAN424**AA* | CAP**3721AL* | PG80MSUA48060B** | 23000 | 24000 | 16.5 | 12.5 | 8.1 | 2.34 | 60 | 44 | 212320906
BRYANT HEATING AND COOLING SYSTEMS | PH7TAN424**AA* | CAP**3721AL* | 83*SB48060M17*** | 23000 | 24000 | 16.5 | 12.5 | 8.1 | 2.34 | 60 | 44 | 212320905
BRYANT HEATING AND COOLING SYSTEMS | GH7TAN424**AA* | CAP**3721AL* | 83*SB48060M17*** | 23000 | 24000 | 16.5 | 12.5 | 8.1 | 2.34 | 60 | 44 | 212320904
BRYANT HEATING AND COOLING SYSTEMS | 227TBN024**AA* | CAP**3721AL* | 83*SB48060M17*** | 23000 | 24000 | 16.5 | 12.5 | 8.1 | 2.34 | 60 | 44 | 213384522
BRYANT HEATING AND COOLING SYSTEMS | 227TAN024**AA* | CAP**3721AL* | 83*SB48060M17*** | 23000 | 24000 | 16.5 | 12.5 | 8.1 | 2.34 | 60 | 44 | 212320903
CARRIER | GH7TAN424**AA* | CAP**3721AL* | 58SU*B060M17**16 | 23000 | 24000 | 16.5 | 12.5 | 8.1 | 2.34 | 60 | 44 | 212320874
CARRIER | 25TPB724A**30* | CAP**3721AL* | 58SU*B060M17**16 | 23000 | 24000 | 16.5 | 12.5 | 8.1 | 2.34 | 60 | 44 | 213384519
AIRQUEST | N4H7T24*K*AAA* | EA*4X37L21A* | *80MSU1002120A* | 22800 | 24000 | 16 | 12.5 | 8.1 | 2.34 | 60 | 45 | 212320968
ARCOAIRE | N4H7T24*K*AAA* | EA*4X37L21A* | *80MSU1002120A* | 22800 | 24000 | 16 | 12.5 | 8.1 | 2.34 | 60 | 45 | 212320970
ACIQ | N4H7T24*K*AAA* | EA*4X37L21A* | *80MSU1002120A* | 22800 | 24000 | 16 | 12.5 | 8.1 | 2.34 | 60 | 45 | 213081127
HEIL | N4H7T24*K*AAA* | EA*4X37L21A* | *80MSU1002120A* | 22800 | 24000 | 16 | 12.5 | 8.1 | 2.34 | 60 | 45 | 212320965
WEATHERMAKER | PH7TAN424**AA* | CAP**3721AL* | PG80MSUA60100C** | 22800 | 24000 | 16 | 12.5 | 8.1 | 2.34 | 60 | 45 | 212320964
PAYNE HEATING AND COOLING | PH7TAN424**AA* | CAP**3721AL* | PG80MSUA60100C** | 22800 | 24000 | 16 | 12.5 | 8.1 | 2.34 | 60 | 45 | 212320962
BROCK | PH7TAN424**AA* | CAP**3721AL* | PG80MSUA60100C** | 22800 | 24000 | 16 | 12.5 | 8.1 | 2.34 | 60 | 45 | 212320963
BRYANT HEATING AND COOLING SYSTEMS | PH7TAN424**AA* | CAP**3721AL* | 83*SB60100M21*** | 22800 | 24000 | 16 | 12.5 | 8.1 | 2.34 | 60 | 45 | 212320961
BRYANT HEATING AND COOLING SYSTEMS | GH7TAN424**AA* | CAP**3721AL* | 83*SB60100M21*** | 22800 | 24000 | 16 | 12.5 | 8.1 | 2.34 | 60 | 45 | 212320960
BRYANT HEATING AND COOLING SYSTEMS | 227TBN024**AA* | CAP**3721AL* | 83*SB60100M21*** | 22800 | 24000 | 16 | 12.5 | 8.1 | 2.34 | 60 | 45 | 213384526
BRYANT HEATING AND COOLING SYSTEMS | 227TAN024**AA* | CAP**3721AL* | 83*SB60100M21*** | 22800 | 24000 | 16 | 12.5 | 8.1 | 2.34 | 60 | 45 | 212320959
CARRIER | GH7TAN424**AA* | CAP**3721AL* | 58SU*B100M21**20 | 22800 | 24000 | 16 | 12.5 | 8.1 | 2.34 | 60 | 45 | 212320930
CARRIER | 25TPB724A**30* | CAP**3721AL* | 58SU*B100M21**20 | 22800 | 24000 | 16 | 12.5 | 8.1 | 2.34 | 60 | 45 | 213384523
ECOTEMP | W4H7T24*K*AAA* | WLA*374BA* | WFEU080C060B* | 23200 | 24200 | 16.5 | 12.5 | 8.1 | 2.36 | 60 | 45 | 214115567
GRANDAIRE | W4H7T24*K*AAA* | WLA*374BA* | WFEU080C060B* | 23200 | 24200 | 16.5 | 12.5 | 8.1 | 2.36 | 60 | 45 | 214115565
ECOTEMP | W4H7T24*K*AAA* | WLA*254BA* | WFEU080C060B* | 22800 | 23800 | 16 | 12.5 | 8.1 | 2.32 | 60 | 45 | 214115556
GRANDAIRE | W4H7T24*K*AAA* | WLA*254BA* | WFEU080C060B* | 22800 | 23800 | 16 | 12.5 | 8.1 | 2.32 | 60 | 45 | 214115554
ECOER | EODA19H-4860A | EAHATN-36B |  | 35200 | 36000 | 19.5 | 12.5 | 9.5 | 1.9 | 89 | 81 | 214303533
ECOER | EODA19H-4860A | GNC4860DPT | MGH96M100D5A | 52000 | 54000 | 18 | 11.7 | 8.7 | 1.9 | 76 | 70 | 214303532
ECOER | EODA19H-4860A | GNC4860DPT | MGH96M120D5A | 52000 | 54000 | 18 | 11.7 | 8.7 | 1.9 | 76 | 70 | 214303531
ECOER | EODA19H-4860A | GNC4248CPT | MGH96M080C4A | 43000 | 45000 | 17.5 | 11.7 | 8.8 | 1.95 | 82 | 72 | 214303529
ECOER | EODA19H-4860A | GNC4248CPT | MGH96M100C5A | 45000 | 46000 | 18 | 11.7 | 8.8 | 1.95 | 83 | 70 | 214303528
ECOER | EODA19H-4860A | GNC3036BPT | MGH96M060B3A | 33000 | 35000 | 18 | 12 | 9 | 1.95 | 86 | 80 | 214303527
ECOER | EODA19H-4860A | GNC3036BPT | MGH96M080B3A | 33000 | 35000 | 18 | 12 | 9 | 1.95 | 86 | 80 | 214303526
ECOER | EODA19H-2436A | GNC4248CPT | MGH96M080C4A | 33000 | 34600 | 18.5 | 11.7 | 9 | 1.95 | 77 | 71 | 214303525
ECOER | EODA19H-2436A | GNC4248CPT | MGH96M100C5A | 33000 | 34600 | 17.5 | 11.7 | 8.8 | 1.95 | 77 | 71 | 214303524
ECOER | EODA19H-2436A | GNC2430BPT | MGH96M060B3A | 24000 | 24000 | 18.5 | 12 | 9 | 2.1 | 98 | 81 | 214303521
ECOER | EODA19H-2436A | GNC2430APT | MGH96M060B3A | 23800 | 24000 | 18.5 | 12 | 9 | 2 | 93 | 80 | 214303520
ECOER | EODA19H-2436A | GNC2430BPT | MGH96M080B3A | 24000 | 24000 | 18.5 | 12 | 9 | 2.1 | 98 | 81 | 214303519
ECOER | EODA19H-2436A | GNC2430APT | MGH96M080B3A | 23800 | 24000 | 18.5 | 12 | 9 | 2 | 93 | 80 | 214303518
ECOER | EODA19H-4860A | GNC4248CPT+DK |  | 42000 | 43000 | 15.2 | 11.7 | 8.6 | 1.9 | 86 | 75 | 214303515
ECOER | EODA19H-2436A | GNC2430BPT+DK |  | 23200 | 23000 | 15.2 | 11.7 | 8.8 | 1.9 | 91 | 81 | 214303513
ECOER | EODA19H-2436A | GNC2430APT+DK |  | 22800 | 23000 | 15.2 | 11.7 | 8.6 | 1.9 | 91 | 81 | 214303512
ECOER | EODA19H-4860A | EAHATN-60B |  | 54000 | 55000 | 18.5 | 11.7 | 9.5 | 1.9 | 79 | 70 | 214303511
ECOER | EODA19H-4860A | EAHATN-48B |  | 47000 | 48000 | 19 | 12.5 | 9.5 | 2.1 | 83 | 72 | 214303510
ECOER | EODA19H-2436A | EAHATN-36B |  | 34200 | 36000 | 19.5 | 12 | 9.5 | 2 | 78 | 70 | 214303509
ECOER | EODA19H-2436A | EAHATN-24B |  | 24000 | 24000 | 20.5 | 13 | 9.5 | 2.1 | 93 | 82 | 214303508
CARRIER | 25TPA748A**30* | FG4ANXC48L* |  | 45500 | 47000 | 16.5 | 12.5 | 8.1 | 2.3 | 63 | 50 | 214391323
CARRIER | 25TPA724A**30* | FG4ANXB24L* |  | 23200 | 23400 | 16.5 | 12.5 | 8.1 | 2.36 | 63 | 47 | 214391319
BRYANT HEATING AND COOLING SYSTEMS | PH7TAN436**AA* | FT4BN(B,X)C48L* |  | 35400 | 35600 | 16.5 | 12.5 | 8.1 | 2.26 | 62 | 50 | 213280600
BRYANT HEATING AND COOLING SYSTEMS | PH7TAN436**AA* | FG4ANXC48L* |  | 35400 | 35600 | 16.5 | 12.5 | 8.1 | 2.26 | 62 | 50 | 213280601
PAYNE HEATING AND COOLING | PH7TAN436**AA* | PF4TNXC48L* |  | 35400 | 35600 | 16.5 | 12.5 | 8.1 | 2.26 | 62 | 50 | 213280602
BROCK | PH7TAN436**AA* | PF4TNXC48L* |  | 35400 | 35600 | 16.5 | 12.5 | 8.1 | 2.26 | 62 | 50 | 213280603
WEATHERMAKER | PH7TAN436**AA* | PF4TNXC48L* |  | 35400 | 35600 | 16.5 | 12.5 | 8.1 | 2.26 | 62 | 50 | 213280604
BRYANT HEATING AND COOLING SYSTEMS | PH7TAN436**AA* | PF4TNXC48L* |  | 35400 | 35600 | 16.5 | 12.5 | 8.1 | 2.26 | 62 | 50 | 213310676
BRYANT HEATING AND COOLING SYSTEMS | PH7TAN436**AA* | FT4BNBD60L* |  | 36000 | 35600 | 17 | 12.5 | 8.1 | 2.34 | 62 | 50 | 213925454
BRYANT HEATING AND COOLING SYSTEMS | PH7TAN436**AA* | FG4ANBD60L* |  | 36000 | 35600 | 17 | 12.5 | 8.1 | 2.34 | 62 | 50 | 213925455
BRYANT HEATING AND COOLING SYSTEMS | PH7TAN436**AA* | PF4TNBD60L* |  | 36000 | 35600 | 17 | 12.5 | 8.1 | 2.34 | 62 | 50 | 213925456
PAYNE HEATING AND COOLING | PH7TAN436**AA* | PF4TNBD60L* |  | 36000 | 35600 | 17 | 12.5 | 8.1 | 2.34 | 62 | 50 | 213925457
BROCK | PH7TAN436**AA* | PF4TNBD60L* |  | 36000 | 35600 | 17 | 12.5 | 8.1 | 2.34 | 62 | 50 | 213925458
WEATHERMAKER | PH7TAN436**AA* | PF4TNBD60L* |  | 36000 | 35600 | 17 | 12.5 | 8.1 | 2.34 | 62 | 50 | 213925459
HEIL | N4H7T36*K*AAA* | FTMA4B60L0D* |  | 36000 | 35600 | 17 | 12.5 | 8.1 | 2.34 | 62 | 50 | 213925460
AIRQUEST | N4H7T36*K*AAA* | FTMA4B60L0D* |  | 36000 | 35600 | 17 | 12.5 | 8.1 | 2.34 | 62 | 50 | 213925461
ARCOAIRE | N4H7T36*K*AAA* | FTMA4B60L0D* |  | 36000 | 35600 | 17 | 12.5 | 8.1 | 2.34 | 62 | 50 | 213925462
COMFORTMAKER | N4H7T36*K*AAA* | FTMA4B60L0D* |  | 36000 | 35600 | 17 | 12.5 | 8.1 | 2.34 | 62 | 50 | 213925463
DAY & NIGHT | N4H7T36*K*AAA* | FTMA4B60L0D* |  | 36000 | 35600 | 17 | 12.5 | 8.1 | 2.34 | 62 | 50 | 213925464
BRYANT HEATING AND COOLING SYSTEMS | GH7TAN436**AA* | FG4ANBD60L* |  | 36000 | 35600 | 17 | 12.5 | 8.1 | 2.34 | 62 | 50 | 213925452
BRYANT HEATING AND COOLING SYSTEMS | GH7TAN436**AA* | PF4TNBD60L* |  | 36000 | 35600 | 17 | 12.5 | 8.1 | 2.34 | 62 | 50 | 213925453
BRYANT HEATING AND COOLING SYSTEMS | GH7TAN436**AA* | FT4BN(B,X)C48L* |  | 35400 | 35600 | 16.5 | 12.5 | 8.1 | 2.26 | 62 | 50 | 213280598
CARRIER | GH7TAN436**AA* | FT4BN(B,X)C48L* |  | 35400 | 35600 | 16.5 | 12.5 | 8.1 | 2.26 | 62 | 50 | 213280594
CARRIER | GH7TAN436**AA* | FG4ANXC48L* |  | 35400 | 35600 | 16.5 | 12.5 | 8.1 | 2.26 | 62 | 50 | 213280595
BRYANT HEATING AND COOLING SYSTEMS | GH7TAN436**AA* | FG4ANXC48L* |  | 35400 | 35600 | 16.5 | 12.5 | 8.1 | 2.26 | 62 | 50 | 213280599
BRYANT HEATING AND COOLING SYSTEMS | GH7TAN436**AA* | PF4TNXC48L* |  | 35400 | 35600 | 16.5 | 12.5 | 8.1 | 2.26 | 62 | 50 | 213310685
CARRIER | GH7TAN436**AA* | FT4BNBD60L* |  | 36000 | 35600 | 17 | 12.5 | 8.1 | 2.34 | 62 | 50 | 213925443
CARRIER | GH7TAN436**AA* | FG4ANBD60L* |  | 36000 | 35600 | 17 | 12.5 | 8.1 | 2.34 | 62 | 50 | 213925444
BRYANT HEATING AND COOLING SYSTEMS | GH7TAN436**AA* | FT4BNBD60L* |  | 36000 | 35600 | 17 | 12.5 | 8.1 | 2.34 | 62 | 50 | 213925451
CARRIER | 25TPA736A**30* | FG4ANBD60L* |  | 36000 | 35600 | 17 | 12.5 | 8.1 | 2.34 | 62 | 50 | 213925471
CARRIER | 25TPA736A**30* | FG4ANXC48L* |  | 35400 | 35600 | 16.5 | 12.5 | 8.1 | 2.26 | 62 | 50 | 214295961
CARRIER | 25TPB736A**30* | FT4BN(B,X)C48L* |  | 35400 | 35600 | 16.5 | 12.5 | 8.1 | 2.26 | 62 | 50 | 213386190
CARRIER | 25TPB736A**30* | FT4BNBD60L* |  | 36000 | 35600 | 17 | 12.5 | 8.1 | 2.34 | 62 | 50 | 213925441
CARRIER | 25TPB736A**30* | FG4ANBD60L* |  | 36000 | 35600 | 17 | 12.5 | 8.1 | 2.34 | 62 | 50 | 213925442
CARRIER | 25TPB736A**30* | FG4ANXC48L* |  | 35400 | 35600 | 16.5 | 12.5 | 8.1 | 2.26 | 62 | 50 | 214295962
BRYANT HEATING AND COOLING SYSTEMS | 227TAN036**AA* | FT4BN(B,X)C48L* |  | 35400 | 35600 | 16.5 | 12.5 | 8.1 | 2.26 | 62 | 50 | 213280596
BRYANT HEATING AND COOLING SYSTEMS | 227TAN036**AA* | FG4ANXC48L* |  | 35400 | 35600 | 16.5 | 12.5 | 8.1 | 2.26 | 62 | 50 | 213280597
BRYANT HEATING AND COOLING SYSTEMS | 227TAN036**AA* | PF4TNXC48L* |  | 35400 | 35600 | 16.5 | 12.5 | 8.1 | 2.26 | 62 | 50 | 213310721
BRYANT HEATING AND COOLING SYSTEMS | 227TAN036**AA* | FT4BNBD60L* |  | 36000 | 35600 | 17 | 12.5 | 8.1 | 2.34 | 62 | 50 | 213925445
BRYANT HEATING AND COOLING SYSTEMS | 227TAN036**AA* | FG4ANBD60L* |  | 36000 | 35600 | 17 | 12.5 | 8.1 | 2.34 | 62 | 50 | 213925446
BRYANT HEATING AND COOLING SYSTEMS | 227TAN036**AA* | PF4TNBD60L* |  | 36000 | 35600 | 17 | 12.5 | 8.1 | 2.34 | 62 | 50 | 213925447
BRYANT HEATING AND COOLING SYSTEMS | 227TBN036**AA* | FT4BN(B,X)C48L* |  | 35400 | 35600 | 16.5 | 12.5 | 8.1 | 2.26 | 62 | 50 | 213386191
HEIL | N4H7T36*K*AAA* | FTMA4B48L0C* |  | 35400 | 35600 | 16.5 | 12.5 | 8.1 | 2.26 | 62 | 50 | 213280605
AIRQUEST | N4H7T36*K*AAA* | FTMA4B48L0C* |  | 35400 | 35600 | 16.5 | 12.5 | 8.1 | 2.26 | 62 | 50 | 213280606
COMFORTMAKER | N4H7T36*K*AAA* | FTMA4B48L0C* |  | 35400 | 35600 | 16.5 | 12.5 | 8.1 | 2.26 | 62 | 50 | 213280608
ARCOAIRE | N4H7T36*K*AAA* | FTMA4B48L0C* |  | 35400 | 35600 | 16.5 | 12.5 | 8.1 | 2.26 | 62 | 50 | 213280607
DAY & NIGHT | N4H7T36*K*AAA* | FTMA4B48L0C* |  | 35400 | 35600 | 16.5 | 12.5 | 8.1 | 2.26 | 62 | 50 | 213280609
KENMORE | N4H7T36*K*AAA* | FTMA4B48L0C* |  | 35400 | 35600 | 16.5 | 12.5 | 8.1 | 2.26 | 62 | 50 | 213280611
KEEPRITE | N4H7T36*K*AAA* | FTMA4B48L0C* |  | 35400 | 35600 | 16.5 | 12.5 | 8.1 | 2.26 | 62 | 50 | 213280610
MARATHERM | N4H7T36*K*AAA* | FTMA4B48L0C* |  | 35400 | 35600 | 16.5 | 12.5 | 8.1 | 2.26 | 62 | 50 | 213280612
TEMPSTAR | N4H7T36*K*AAA* | FTMA4B48L0C* |  | 35400 | 35600 | 16.5 | 12.5 | 8.1 | 2.26 | 62 | 50 | 213280613
BRYANT HEATING AND COOLING SYSTEMS | 227TBN036**AA* | FT4BNBD60L* |  | 36000 | 35600 | 17 | 12.5 | 8.1 | 2.34 | 62 | 50 | 213925448
BRYANT HEATING AND COOLING SYSTEMS | 227TBN036**AA* | FG4ANBD60L* |  | 36000 | 35600 | 17 | 12.5 | 8.1 | 2.34 | 62 | 50 | 213925449
BRYANT HEATING AND COOLING SYSTEMS | 227TBN036**AA* | PF4TNBD60L* |  | 36000 | 35600 | 17 | 12.5 | 8.1 | 2.34 | 62 | 50 | 213925450
BRYANT HEATING AND COOLING SYSTEMS | 227TBN036**AA* | FG4ANXC48L* |  | 35400 | 35600 | 16.5 | 12.5 | 8.1 | 2.26 | 62 | 50 | 214295963
BRYANT HEATING AND COOLING SYSTEMS | 227TBN036**AA* | PF4TNXC48L* |  | 35400 | 35600 | 16.5 | 12.5 | 8.1 | 2.26 | 62 | 50 | 214295964
KEEPRITE | N4H7T36*K*AAA* | FTMA4B60L0D* |  | 36000 | 35600 | 17 | 12.5 | 8.1 | 2.34 | 62 | 50 | 213925465
KENMORE | N4H7T36*K*AAA* | FTMA4B60L0D* |  | 36000 | 35600 | 17 | 12.5 | 8.1 | 2.34 | 62 | 50 | 213925466
MARATHERM | N4H7T36*K*AAA* | FTMA4B60L0D* |  | 36000 | 35600 | 17 | 12.5 | 8.1 | 2.34 | 62 | 50 | 213925467
TEMPSTAR | N4H7T36*K*AAA* | FTMA4B60L0D* |  | 36000 | 35600 | 17 | 12.5 | 8.1 | 2.34 | 62 | 50 | 213925468
GRANDAIRE | W4H7T36*K*AAA* | WBGL484BC |  | 35400 | 35600 | 16.5 | 12.5 | 8.1 | 2.26 | 62 | 50 | 213307856
ECOTEMP | W4H7T36*K*AAA* | WBGL484BC |  | 35400 | 35600 | 16.5 | 12.5 | 8.1 | 2.26 | 62 | 50 | 213307857
GRANDAIRE | W4H7T36*K*AAA* | WBGL604BD |  | 36000 | 35600 | 17 | 12.5 | 8.1 | 2.34 | 62 | 50 | 213925469
ECOTEMP | W4H7T36*K*AAA* | WBGL604BD |  | 36000 | 35600 | 17 | 12.5 | 8.1 | 2.34 | 62 | 50 | 213925470
LPS Legacy | N4H7T24*K*AAA* | EA*4X37L21A* | *95CSU1002122A* | 24000 | 24400 | 17 | 12.5 | 8.1 | 2.26 | 59 | 43 | 214027075
LPS Legacy | N4H7T24*K*AAA* | EA*4X37L21A* | *95CSU0802120A* | 23600 | 24000 | 17 | 12.5 | 8.1 | 2.24 | 58 | 43 | 214027074
LPS Legacy | N4H7T24*K*AAA* | EA*4X37L21A* | *80CTL0902120A* | 23800 | 24200 | 16 | 12.5 | 8.1 | 2.24 | 58 | 43 | 214027072
LPS Legacy | N4H7T24*K*AAA* | EA*4X37L21A* | *80CTL0702120A* | 24200 | 24800 | 17 | 12.5 | 8.1 | 2.26 | 59 | 43 | 214027320
LPS Legacy | N4H7T24*K*AAA* | EA*4X25L17A* | *80CTL0701716A* | 23600 | 24000 | 16 | 12.5 | 8.1 | 2.22 | 58 | 42 | 214027297
LPS Legacy | N4H7T24*K*AAA* | EA*4X37L21A* | *80CTL0701716A* | 23600 | 24000 | 16 | 12.5 | 8.1 | 2.24 | 58 | 43 | 214027071
LG | LUU240HHV | LHN248HV |  | 23000 | 27000 | 16.75 | 12 | 9.4 | 1.88 | 67 | 105 | 205788767
LG | LUU360HHV | LHN368HV |  | 36000 | 40000 | 18.3 | 12 | 9.2 | 1.87 | 63 | 84 | 205788769
LG | LUU420HHV | LHN428HV |  | 42000 | 48000 | 18.7 | 12.05 | 9.15 | 2.08 | 59 | 82 | 205788770
LG | LUU480HHV | LHN488HV |  | 46000 | 50000 | 17.7 | 11.7 | 9.4 | 2.07 | 63 | 82 | 205788772
LG | LUU360HHV | LVN361HV4 |  | 33000 | 37600 | 16.4 | 11.95 | 9.3 | 1.81 | 63 | 90 | 205788773
LG | LUU180HHV | LVN181HV4 |  | 18000 | 20000 | 17.05 | 13.35 | 8.9 | 2.09 | 67 | 83 | 205788774
LG | LUU240HHV | LVN241HV4 |  | 24000 | 27000 | 16.45 | 11.9 | 9.25 | 1.8 | 68 | 90 | 205788775
LG | LUU420HHV | LVN420HV |  | 42000 | 48000 | 17.3 | 12 | 9.45 | 2.27 | 61 | 83 | 205788776
LG | LUU480HHV | LVN480HV |  | 46000 | 50000 | 17.75 | 11.95 | 9.4 | 2.25 | 62 | 81 | 205788777
LG | LUU189HV | LVN181HV4 |  | 18000 | 20000 | 17.25 | 12.3 | 9.25 | 2.02 | 65 | 81 | 203161351
LG | LUU249HV | LHN248HV |  | 24000 | 27000 | 16.85 | 11.7 | 9 | 1.94 | 65 | 79 | 203161353
LG | LUU369HV | LHN368HV |  | 36000 | 40000 | 18.85 | 11.85 | 9.2 | 1.87 | 60 | 84 | 203161354
LG | LUU180HV | LVN181HV4 |  | 18000 | 20000 | 17.25 | 12.3 | 9.25 | 2.02 | 65 | 81 | 211234505
LG | LUU240HV | LHN248HV |  | 24000 | 27000 | 16.85 | 11.7 | 9 | 1.94 | 65 | 79 | 211234506
LG | LUU240HV | LVN241HV4 |  | 23200 | 27000 | 17.6 | 11.7 | 9.7 | 2.15 | 69 | 79 | 211234507
LG | LUU360HV | LHN368HV |  | 36000 | 40000 | 18.85 | 11.85 | 9.2 | 1.87 | 60 | 84 | 211234509
LG | LUU360HV | LVN361HV4 |  | 33200 | 40000 | 16.25 | 11.9 | 8.95 | 1.81 | 60 | 85 | 211234510
LG | LUU180HHV | LHN188HV1 |  | 18000 | 20000 | 17.5 | 12.3 | 9.2 | 1.9 | 57 | 85 | 212578842
LG | LUU240HV | LHN248HV1 |  | 23000 | 27000 | 18.5 | 11.8 | 10.4 | 2.1 | 65 | 89 | 212578843
LG | LUU180HV | LHN188HV1 |  | 18000 | 20000 | 17.8 | 12.6 | 9.9 | 1.9 | 62 | 80 | 212578844
LG | LUU120HV | LHN128HV1 |  | 12000 | 15000 | 16 | 11.7 | 10.5 | 2.3 | 69 | 73 | 212578845
LG | LUU090HV | LHN098HV1 |  | 9000 | 13500 | 16 | 11.8 | 10.4 | 2.3 | 69 | 81 | 212578846
LG | LUU240HHV | LHN248HV1 |  | 23000 | 27000 | 16.75 | 11.8 | 9.4 | 1.8 | 63 | 101 | 212578847
LG | LUU360HV | LVN300HCV |  | 30000 | 34000 | 17 | 12.8 | 9.2 | 1.8 | 62 | 96 | 213361978
LG | LUU601HV | LVN420HV |  | 42000 | 48000 | 17.2 | 11.7 | 9.3 | 2.1 | 61 | 83 | 213361979
LG | LUU601HV | LVN480HV |  | 46000 | 50000 | 17.5 | 11.7 | 9.2 | 2.1 | 62 | 81 | 213361980
LG | LUU601HV | LVN600HV |  | 52500 | 56500 | 16.5 | 11.7 | 9.2 | 1.8 | 64 | 73 | 213361981
LG | KUSXA181A | KNUJB181A |  | 18000 | 20000 | 17.5 | 12.4 | 9.2 | 1.94 | 65 | 100 | 214796350
LG | KUSXA241A | KNUJB241A |  | 23000 | 27000 | 17 | 11.8 | 9.5 | 1.86 | 63 | 104 | 214796351
LG | KUSXB181A | KNUJB181A |  | 18000 | 20000 | 17.5 | 12.4 | 9.2 | 1.82 | 63 | 95 | 214796352
LG | KUSXB241A | KNUJB241A |  | 23000 | 27000 | 17 | 11.8 | 9.5 | 2.12 | 65 | 89 | 214796353
LG | KUSXB301A | KNUJB301A |  | 29000 | 34000 | 18.5 | 11.7 | 9.4 | 2.02 | 68 | 89 | 214796354
DAIKIN | RZQ30TBVJU* | FBQ30TBVJU |  | 28400 | 34800 | 16.5 | 12.2 | 8.9 | 1.8 | 69 | 109 | 211635172
DAIKIN | RZQ36TBVJU* | FBQ36TBVJU |  | 35000 | 40000 | 16.9 | 11.7 | 8.8 | 2.1 | 70 | 100 | 211635173
DAIKIN | RZQ18TBVJU* | FBQ18TBVJU |  | 17700 | 20600 | 15.5 | 12.5 | 8.5 | 1.8 | 68 | 98 | 211635170
DAIKIN | RZQ18TBVJU* | FTQ18TAVJU*A* |  | 17200 | 20000 | 15.6 | 11.7 | 8.1 | 1.85 | 68 | 95 | 211635176
DAIKIN | RZQ30TBVJU* | FTQ30TAVJU*A* |  | 29400 | 34000 | 15.6 | 11.9 | 9.1 | 1.8 | 71 | 112 | 211635180
DAIKIN | RZQ18TBVJU* | FTQ18TBVJU*A* |  | 17200 | 20000 | 15.6 | 11.7 | 8.1 | 1.85 | 68 | 95 | 214725904
DAIKIN | RZQ30TBVJU* | FTQ30TBVJU*A* |  | 29400 | 34000 | 15.6 | 11.9 | 9.1 | 1.97 | 71 | 112 | 214025273
TOSHIBA CARRIER | RAV-SP302AT2P-UL | RAV-SM302BTP-UL |  | 30000 | 34000 | 19.3 | 12.5 | 10.3 | 2.19 | 59 | 75 | 208447326
TOSHIBA CARRIER | RAV-SP242AT2P-UL | RAV-SM242BTP-UL |  | 24000 | 27000 | 19.4 | 12.4 | 10.3 | 2.1 | 64 | 74 | 208447323
TOSHIBA CARRIER | RAV-SP122AT2P-UL | RAV-SM122BTP-UL |  | 12000 | 14000 | 17.1 | 12.2 | 8.9 | 1.82 | 62 | 71 | 208447318
WESTINGHOUSE | WHU09SZA21S | WHU09DHA21S |  | 9000 | 10000 | 18 | 12 | 9 | 2.1 | 65 | 71 | 207237540
DIAL | 9000-UNI-O | 9000Z-DUC-I |  | 9000 | 10000 | 18 | 12 | 9 | 2.1 | 65 | 71 | 206838609
HITACHI | RAS-1.0PNNBDH1 | RPIL-1.0PNN1DH |  | 9000 | 10000 | 18 | 12 | 9 | 2.1 | 65 | 71 | 206750852
HISENSE | AUW-09U3SS | ADT-09UX3SBL |  | 9000 | 10000 | 18 | 12 | 9 | 2.1 | 65 | 71 | 204835479
AIR-CON | ASLCI4H4S09 | ASLEK4H4S09 |  | 9000 | 10000 | 18 | 12 | 9 | 2.1 | 65 | 71 | 205129516
FRIEDRICH | FPHFR09A3A | FPHFD09A3A |  | 9000 | 10000 | 18 | 12 | 9 | 2.1 | 65 | 71 | 205048198
WABBAN | BB09HXP2A1DO | BBM09HSFDI |  | 9100 | 10500 | 21 | 13.45 | 9 | 1.9 | 60 | 66 | 213319272
GREE | GWH09AGC-D3DNA1B/O | GFH(09)DA-D3DN***/I |  | 9100 | 11000 | 20.4 | 14.2 | 9.5 | 1.93 | 63 | 62 | 207168479
GREE | GWH24AGE-D3DNA1A/O | GFH(24)DB-D3DN***/I |  | 22000 | 24000 | 20 | 12.5 | 9 | 1.9 | 62 | 79 | 206913032
TRANE | 4TXK2524A10N0** | 4MXD2324A10N0** |  | 22000 | 24000 | 20 | 12.5 | 9 | 1.9 | 62 | 79 | 211727042
AMERICAN STANDARD | 4TXK2524A10N0** | 4MXD2324A10N0** |  | 22000 | 24000 | 20 | 12.5 | 9 | 1.9 | 62 | 79 | 211727035
AMERICAN STANDARD | 4TXK2509A10N0** | 4MXD2309A10N0** |  | 9100 | 11000 | 20.4 | 14.2 | 9.5 | 1.93 | 63 | 62 | 212292415
TRANE | 4TXK2509A10N0** | 4MXD2309A10N0** |  | 9100 | 11000 | 20.4 | 14.2 | 9.5 | 1.93 | 63 | 62 | 212292414
KINGHOME | KW09HQ25SDO | KM09HF1DI |  | 9100 | 10500 | 21 | 13.45 | 9 | 1.9 | 60 | 66 | 212437225
TOSOT | TW09HXP2A1DO | TM09HSFDI |  | 9100 | 10500 | 21 | 13.45 | 9 | 1.9 | 60 | 66 | 212365392
KINGHOME | KAM24HO | KM24HF1DI |  | 22000 | 24000 | 20 | 12.5 | 9 | 1.9 | 62 | 79 | 211749844
KINGHOME | KAM09HO | KM09HF1DI |  | 9100 | 11000 | 20.4 | 14.2 | 9.5 | 1.93 | 63 | 62 | 211749836
GREE | 3VIR09HP230V1BO | DUCT09HP230V1BD |  | 9100 | 10500 | 21 | 13.45 | 9 | 1.9 | 60 | 66 | 211726650
GREE | GWH09AGCXD-D3DNA1A/O | GFH(09)DA-D3DN***/I |  | 9100 | 10500 | 21 | 13.45 | 9 | 1.9 | 60 | 66 | 209550321
SAMSUNG | AC009BXADCH | AC009BNHDCH |  | 9000 | 12000 | 18.8 | 12.5 | 8.9 | 1.75 | 94 | 81 | 207465438
SAMSUNG | AC018BXADCH | AC018BNHDCH |  | 18000 | 20000 | 18 | 12 | 8.1 | 1.8 | 128 | 110 | 207465448
SAMSUNG | AC024BXADCH | AC024BNHDCH |  | 24000 | 27000 | 19.5 | 12 | 8.4 | 1.8 | 123 | 98 | 207465455
SAMSUNG | AC030BXSCCH | AC030BNZDCH |  | 30000 | 34000 | 18.5 | 12.5 | 8.6 | 1.84 | 94 | 100 | 207698066
SAMSUNG | AC030BXSCCH | AC030BNHDCH |  | 30000 | 32000 | 18.7 | 12 | 8.6 | 1.75 | 104 | 105 | 207698070
SAMSUNG | AC036BXSCCH | AC036BNHDCH |  | 36000 | 40000 | 19.4 | 12.2 | 8.8 | 1.94 | 96 | 90 | 207698072
FUJITSU | AOU24RGLX | AMUG24LMAS |  | 24000 | 27000 | 17.6 | 11.7 | 9.2 | 1.8 | 69 | 73 | 205123807
FUJITSU | AOUH30LUAH1 | AMUG30LMAS |  | 28600 | 32000 | 18.8 | 11.7 | 9.7 | 1.76 | 68 | 103 | 207657376
FUJITSU | AOUH30LUAH1 | ARUH30LUAS |  | 28600 | 32000 | 18.3 | 12 | 10 | 1.76 | 64 | 103 | 207657380
FUJITSU | AOUH24LUAS1 | ARUH24LUAS |  | 24000 | 27000 | 18.5 | 11.7 | 10 | 2 | 67 | 86 | 211078834
FUJITSU | AOUH24LUAS1 | AMUG24LMAS |  | 24000 | 27000 | 18.8 | 11.7 | 10 | 1.94 | 69 | 85 | 211078835
FUJITSU | AOUH18LUAS1 | ARUH18LUAS |  | 17100 | 21600 | 18.6 | 11.7 | 10 | 2.12 | 72 | 78 | 211078842
FUJITSU | AOUH12LUAS1 | ARUH12LUAS |  | 12000 | 16000 | 19.1 | 12.5 | 10.5 | 2.02 | 66 | 97 | 207334301
RHEEM | ROSH18VGSN | RIDH18AXCJ |  | 18000 | 21000 | 16.7 | 11.9 | 9.3 | 2.2 | 60 | 85 | 207590027
RUUD | ROSH18VGSN | RIDH18AXCJ |  | 18000 | 21000 | 16.7 | 11.9 | 9.3 | 2.2 | 60 | 85 | 207590028
RHEEM | ROSH24VGSN | RIDH24AXCJ |  | 24000 | 27000 | 16 | 11.7 | 9.5 | 1.94 | 64 | 82 | 207590029
RUUD | ROSH24VGSN | RIDH24AXCJ |  | 24000 | 27000 | 16 | 11.7 | 9.5 | 1.94 | 64 | 82 | 207590030
RHEEM | RO1HHZ18AJ8S | RIMHHZ18AJ8S |  | 17100 | 21600 | 18.6 | 11.7 | 10 | 2.12 | 72 | 78 | 211781739
RHEEM | RO1HHZ24AJ8S | RIMHHZ24AJ8S |  | 24000 | 27000 | 18.5 | 11.7 | 10 | 2 | 67 | 86 | 211781740
RHEEM | RD16AZ24AJVUA | RHMVZ2421MNAUNJ |  | 24000 | 27000 | 18.8 | 11.7 | 10 | 1.94 | 69 | 85 | 211781751
RHEEM | RD16AZ30AJHUA | RHMVZ3021SNAUNJ |  | 28600 | 32000 | 18.8 | 11.7 | 9.7 | 1.76 | 68 | 103 | 211781753
RUUD | RO1HHZ18AJ8S | RIMHHZ18AJ8S |  | 17100 | 21600 | 18.6 | 11.7 | 10 | 2.12 | 72 | 78 | 211781756
RUUD | RO1HHZ24AJ8S | RIMHHZ24AJ8S |  | 24000 | 27000 | 18.5 | 11.7 | 10 | 2 | 67 | 86 | 211781757
RUUD | RD16AZ24AJVUA | RHMVZ2421MNAUNJ |  | 24000 | 27000 | 18.8 | 11.7 | 10 | 1.94 | 69 | 85 | 211781768
RUUD | RD16AZ30AJHUA | RHMVZ3021SNAUNJ |  | 28600 | 32000 | 18.8 | 11.7 | 9.7 | 1.76 | 68 | 103 | 211781770
RHEEM | RP1724HJVXA | RHMVZ2421MNAUNJ |  | 24000 | 27000 | 17.6 | 11.7 | 9.2 | 1.8 | 69 | 73 | 213216531
RUUD | RP1724HJVXA | RHMVZ2421MNAUNJ |  | 24000 | 27000 | 17.6 | 11.7 | 9.2 | 1.8 | 69 | 73 | 213216534
RHEEM | RO1HHZ12AJ8S | RIMHHZ12AJ8S |  | 12000 | 16000 | 19.1 | 12.5 | 10.5 | 2.02 | 66 | 97 | 210824722
RUUD | RO1HHZ12AJ8S | RIMHHZ12AJ8S |  | 12000 | 16000 | 19.1 | 12.5 | 10.5 | 2.02 | 66 | 97 | 210824724
FUJITSU | AOU18RGLX | ARU18RGLX |  | 18000 | 21000 | 16.7 | 11.9 | 9.3 | 2.2 | 60 | 85 | 202534923
FUJITSU | AOU24RGLX | ARU24RGLX |  | 24000 | 27000 | 16 | 11.7 | 9.5 | 1.94 | 64 | 82 | 202537547
LENNOX | MLB009S4S-1P | MMDB009S4-2P |  | 8800 | 10000 | 20.2 | 13.2 | 12 | 1.9 | 101 | 108 | 207683524
LENNOX | MPC009S4S-1P | MMDB009S4-2P |  | 9000 | 10000 | 19.2 | 12.5 | 10.2 | 2.1 | 77 | 80 | 207683503
COMFORTSTAR | CXH009CD(O) | CPA-9B |  | 9000 | 10000 | 18.5 | 12.1 | 11.5 | 1.9 | 101 | 108 | 202575866
GOODMAN | MSH093E21MCAA | MST093E21ADAA |  | 9000 | 10000 | 18.7 | 12.1 | 9.8 | 1.98 | 80 | 80 | 202196599
C&H | CH-HYP12SPH230VO | CH-M12DTUI |  | 12000 | 12000 | 19 | 11.7 | 10 | 1.75 | 88 | 98 | 205263853
YORK | YUJE12BYTMCMO-X | YEJE12BXTMCM-WX |  | 11500 | 12000 | 19 | 11.7 | 10 | 1.9 | 78 | 70 | 204835496
KANIONco | KD-12R410AH | KD-12R410AH |  | 11500 | 12000 | 19 | 11.7 | 10 | 1.9 | 78 | 70 | 204760845
WABBAN | BBOB3012HFN1MV0-W | BBMTIU12HWFN1-M |  | 12000 | 12000 | 19 | 11.7 | 10 | 1.75 | 88 | 98 | 204543104
WABBAN | BBOB3009HFN1MX0-W | BBMTIU09HWFN1-M |  | 9000 | 10000 | 18.5 | 12.1 | 11.5 | 1.9 | 101 | 108 | 204543103
Nutech | NOX430-17HFN1-MT0W | NTIU-18HWFN1-M |  | 17000 | 19000 | 18 | 11.7 | 9.5 | 1.85 | 79 | 93 | 212941750
SEA BREEZE+ | HSZ24H424ZMO | D24H424ZMI |  | 24000 | 25000 | 19.2 | 12 | 10.5 | 2 | 84 | 108 | 212595655
CIAC | CM43BX012-H3N2H | CC43BX012-E3N1H |  | 11500 | 12000 | 19 | 11.7 | 10.3 | 2.26 | 78 | 70 | 213927685
CONCORD | 4DHP2S12S-1P | DMD212S4-1P |  | 11500 | 12000 | 18.8 | 11.7 | 10.3 | 2.26 | 78 | 70 | 208106696
Armstrong Air | 4DHP2S18S-1P | DMD218S4-1P |  | 17000 | 20000 | 20 | 12.3 | 10.5 | 2.4 | 63 | 65 | 208106679
Allied | 4DHP2S12S-1P | DMD212S4-1P |  | 11500 | 12000 | 18.8 | 11.7 | 10.3 | 2.26 | 78 | 70 | 208106660
PIONEER | YN024GMFI22RPE | RB024GMFILDFHD |  | 23000 | 25000 | 19 | 12.5 | 11.2 | 2.3 | 80 | 80 | 208141954
ICONIC AIR SOLUTION | ICOO09AK | IFOD09IK |  | 9000 | 10000 | 19.2 | 12.5 | 10.2 | 2.1 | 77 | 80 | 214640126
Kepler | ODUMOD33-24HFN1-MT0W | IDUMTIU-24HWFN1-M |  | 23000 | 25000 | 19 | 12.5 | 11.2 | 2.3 | 80 | 80 | 214610367
Kepler | ODUMOX230-12HFN1-MV5W | IDUMTIU-12HWFN1-M |  | 11500 | 12000 | 19 | 11.7 | 10.3 | 2.26 | 78 | 70 | 214610365
SLIMAIR | SHC24VH2AG | SHD24VC2AG |  | 24000 | 25000 | 19.2 | 12 | 10.5 | 2 | 84 | 108 | 214606466
SLIMAIR | SHC12VH2AG | SHD12VC2AG |  | 12000 | 12500 | 19.5 | 11.7 | 10 | 1.96 | 85 | 97 | 214606464
SLIMAIR | SHC12VE2AG | SHD12VC2AG |  | 11500 | 12000 | 19 | 11.7 | 10.3 | 2.26 | 78 | 70 | 214606457
ICONIC AIR SOLUTION | ICOZ24AK | IFOV24IK |  | 24000 | 25000 | 19.2 | 12 | 11.1 | 2 | 84 | 96 | 214389556
AC PRO.COM | AOB30-12HFN1-MT0W | ATIU-12HWFN1-M |  | 11500 | 12000 | 19 | 11.7 | 10 | 1.9 | 78 | 70 | 205355554
NORTON AIR CONDITIONERS | OHP14-24-12-25 | DHP14-24-12-U |  | 24000 | 24000 | 19.2 | 11.7 | 10.5 | 1.9 | 96 | 100 | 205300202
NORTON AIR CONDITIONERS | OHP14-24-12-22 | DHP14-24-12-U |  | 23000 | 24400 | 19 | 11.7 | 10 | 2 | 74 | 75 | 205300198
NORTON AIR CONDITIONERS | OHP14-09-12-22 | DHP14-09-12-U |  | 9000 | 10000 | 18.7 | 12.1 | 9.8 | 1.98 | 80 | 80 | 205300195
ELIOS | DE09HOS25230E3 | DM09HIDU230X5 |  | 9000 | 10000 | 18.5 | 12.1 | 11.5 | 1.9 | 101 | 108 | 205300173
ELIOS | DE12HOS23230E2 | DM12HIDU230X5 |  | 11500 | 12000 | 19 | 11.7 | 10 | 1.9 | 78 | 70 | 205300167
MDV | MOD30-24HFN1-MU0W | MTIU-24HWFN1-M |  | 24000 | 25000 | 19.2 | 12 | 10.5 | 2 | 84 | 108 | 206330136
MDV | MOD33-24HFN1-MT0W | MTIU-24HWFN1-M |  | 23000 | 25000 | 19 | 12.5 | 11.2 | 2.3 | 80 | 80 | 206330133
ELIOS | DE24HOS25230E3A | DM24HIDU230X5 |  | 24000 | 25000 | 19.2 | 12 | 10.5 | 2 | 84 | 108 | 206401449
Durastar | DRA1U24S1A | DRAD24F1A |  | 23000 | 24400 | 19 | 11.7 | 10 | 2 | 74 | 75 | 206369528
CARRIER | 38MAQB24R--3 | 40MBDQ24---3 |  | 24000 | 24000 | 19.2 | 11.7 | 10.5 | 1.9 | 96 | 100 | 200059145
PIONEER | YN024GMFI22RPD | RB024GMFILDFHD |  | 23000 | 24400 | 19 | 11.7 | 10 | 2 | 74 | 75 | 10597353
COMFORTSTAR | CPP024CD(O) | CPA-24B |  | 23000 | 24400 | 19 | 11.7 | 10 | 2 | 74 | 75 | 10595506
LENNOX | MPB012S4S-1P | MMDB012S4-2P |  | 11500 | 12000 | 19 | 11.7 | 10 | 1.9 | 78 | 70 | 10528564
ELIOS | DE18HOS25230E3A | DM18HIDU230X5 |  | 17000 | 19000 | 18 | 11.7 | 9.5 | 1.85 | 79 | 93 | 206401446
MOOVAIR | DM24HOS25230E3A | DM24HIDU230X5 |  | 24000 | 25000 | 19.2 | 12 | 10.5 | 2 | 84 | 108 | 206401443
SENVILLE | SENA/09HF/OQ | SENA/09HF/ID |  | 9000 | 10000 | 20.2 | 13.2 | 12 | 1.9 | 101 | 108 | 207641345
SENVILLE | SENA/18HF/OQ | SENA/18HF/ID |  | 17000 | 19000 | 18 | 11.7 | 9.5 | 1.85 | 79 | 93 | 207641347
BLUERIDGE | BMY24HH22C | BM24MCD |  | 24000 | 25000 | 19.2 | 12 | 10.5 | 2 | 84 | 108 | 207571393
BLUERIDGE | BMY18HH22C | BM18MCD |  | 17000 | 19000 | 18 | 11.7 | 9.5 | 1.85 | 79 | 93 | 207571390
BLUERIDGE | BMY12HH26C | BM12MCD |  | 12000 | 12500 | 19.5 | 11.7 | 10 | 1.96 | 85 | 97 | 207571387
Breeze33 | BZ33-HYP09HPOUT2-P | BZ33-DIDU9-P |  | 9000 | 10000 | 18.5 | 12.1 | 11.5 | 1.9 | 101 | 108 | 205470429
NORTON AIR CONDITIONERS | OHP14-09-12-25 | DHP14-09-12-U |  | 9000 | 10000 | 18.5 | 12.1 | 11.5 | 1.9 | 101 | 108 | 205300199
ELIOS | DE24HOS25230E3 | DM24HIDU230X5 |  | 24000 | 24000 | 19.2 | 11.7 | 10.5 | 1.9 | 96 | 100 | 205300176
ELIOS | DE24HOS23230E2 | DM24HIDU230X5 |  | 23000 | 24400 | 19 | 11.7 | 10 | 2 | 74 | 75 | 205300169
ELIOS | DE09HOS23230E2 | DM09HIDU230X5 |  | 9000 | 10000 | 18.7 | 12.1 | 9.8 | 1.98 | 80 | 80 | 205300166
NOVAIR PLUS | 24EVONVO | 24EVDNVI |  | 24000 | 24000 | 19.2 | 11.7 | 10.5 | 1.9 | 96 | 100 | 205281392
NOVAIR PLUS | 12EVANVO | 12EVDNVI |  | 11500 | 12000 | 19 | 11.7 | 10 | 1.9 | 78 | 70 | 205281389
COMFORTSTAR | CXH012CD(O) | CPA-12B |  | 12000 | 12000 | 19 | 11.7 | 10 | 1.75 | 88 | 98 | 202575867
Breeze33 | BZ33-HYP09OUT2-G2-P | BZ33-DIDU9-P |  | 9000 | 10000 | 20.2 | 13.2 | 12 | 1.9 | 101 | 108 | 207862079
AC PRO.COM | AOX430-17HFN1-MT0W | ATIU-18HWFN1-M |  | 17000 | 19000 | 18 | 11.7 | 9.5 | 1.85 | 79 | 93 | 207827156
AC PRO.COM | AOX330-09HFN1-MY5W | ATIU-09HWFN1-M |  | 9000 | 10000 | 19.2 | 12.5 | 10.2 | 2.1 | 77 | 80 | 207827154
LENNOX | LISH018000P431-D | LIFHC018180P431-C |  | 17000 | 20000 | 20 | 12.5 | 10.6 | 2.4 | 63 | 65 | 207825610
DIYCOOL | ACIQ-18ZPL-HP230B | ACIQ-18CD-HH-MB |  | 17000 | 19000 | 18 | 11.7 | 9.5 | 1.85 | 79 | 93 | 207825559
DIYCOOL | ACIQ-12ZPL-HP230B | ACIQ-12CD-HH-MB |  | 12000 | 12500 | 19.5 | 11.7 | 10 | 1.96 | 85 | 97 | 207825558
DIYCOOL | ACIQ-09ZPL-HP230B | ACIQ-09CD-HH-MB |  | 9000 | 10000 | 20.2 | 13.2 | 12 | 1.9 | 101 | 108 | 207825557
ACIQ | ACIQ-18ZPL-HP230B | ACIQ-18CD-HH-MB |  | 17000 | 19000 | 18 | 11.7 | 9.5 | 1.85 | 79 | 93 | 207825540
ECO AC | EHH-O24BB | EHH-D24BA |  | 23000 | 25000 | 19 | 12.5 | 11.2 | 2.3 | 80 | 80 | 207825497
MOOVAIR | DMA18HOS28230E8 | DUA24HIDU230X5 |  | 17500 | 19000 | 18 | 12.1 | 10.5 | 2 | 83 | 84 | 207824533
ECO-AIR | MOX430-17HFN1-MT0W | MTIU-18HWFN1-M |  | 17000 | 19000 | 18 | 11.7 | 9.5 | 1.85 | 79 | 93 | 211644064
ECO-AIR | MOX330-09HFN1-MY5W | MTIU-09HWFN1-M |  | 9000 | 10000 | 20.2 | 13.2 | 12 | 1.9 | 101 | 108 | 211644062
Alsetria | MOD33-24HFN1-MT0W | MTIU-24HWFN1-M |  | 23000 | 25000 | 19 | 12.5 | 11.2 | 2.3 | 80 | 80 | 211644027
Breeze33 | HSZ24H424ZMO | D24H424ZMI |  | 24000 | 25000 | 19.2 | 12 | 10.5 | 2 | 84 | 108 | 211277594
MIDEA | 38MARBQ12AA3 | 40MBDAQ12XH3 |  | 12000 | 12000 | 20 | 12 | 9.5 | 1.85 | 81 | 100 | 211132970
Weathermaker | 38MARBQ12AA3 | 40MBDAQ12XH3 |  | 12000 | 12000 | 20 | 12 | 9.5 | 1.85 | 81 | 100 | 211132959
PAYNE | 38MARBQ18AA3 | 40MBDAQ18XH3 |  | 17500 | 19000 | 18 | 12.1 | 10.8 | 2.2 | 83 | 95 | 211132941
Custom Comfort | CCOXHASZ12HP | CCOXHASD12 |  | 12000 | 12500 | 19.5 | 11.7 | 10 | 1.96 | 85 | 97 | 212365416
COMFORTSTAR | CZP24CD(O) | CPA-24B |  | 23000 | 25000 | 19 | 12.5 | 11.2 | 2.3 | 80 | 80 | 207658933
COMFORTSTAR | CZP09CD(O) | CPA-09B |  | 9000 | 10000 | 19.2 | 12.5 | 10.2 | 2.1 | 77 | 80 | 207658930
MOOVAIR | DMA12HOS28230E8 | DUA12HIDU230X5 |  | 12000 | 12500 | 19.5 | 11.7 | 10 | 1.96 | 85 | 97 | 207742522
BOSCH | BMS500-AAS012-1CSXRC | BMS500-AAU012-1AHDXB |  | 11500 | 12000 | 19 | 11.7 | 10.3 | 2.26 | 78 | 70 | 207760002
DIRECT AIR | DIRM-18HXPRO28-1Z | DIRM-18HP-DUH |  | 17000 | 19000 | 18 | 11.7 | 9.5 | 1.85 | 79 | 93 | 207743757
DIRECT AIR | DIRM-18DA25-1Z | DIRM-18HP-DUH |  | 17000 | 20000 | 20 | 12.5 | 10.6 | 2.4 | 63 | 65 | 207743755
DIRECT AIR | DIRM-12HXPRO28-1Z | DIRM-12HP-DUV |  | 12000 | 12500 | 19.5 | 11.7 | 10 | 1.96 | 85 | 97 | 207743754
DIRECT AIR | DIRM-09DA25-1Z | DIRM-09HP-DUV |  | 9000 | 10000 | 19.2 | 12.5 | 10.2 | 2.1 | 77 | 80 | 207743748
MOOVAIR | DMA18HOS25230E8 | DUA18HIDU230X5 |  | 17000 | 20000 | 20 | 12.5 | 10.6 | 2.4 | 63 | 65 | 207742516
Breeze33 | BZ33-HYP18OUT2-G2-P | BZ33-DIDU18-P |  | 17000 | 19000 | 18 | 11.7 | 9.5 | 1.85 | 79 | 93 | 207862081
AIRQUEST | DLCSRBH09AAK | DLFSDAH09XAK |  | 9000 | 10000 | 20.2 | 13.2 | 12 | 1.9 | 101 | 108 | 206350482
MIDEA | DLCSRBH12AAK | DLFSDAH12XAK |  | 12000 | 12500 | 19.5 | 11.7 | 10 | 1.96 | 85 | 97 | 206350451
MIDEA | DLCSRBH09AAK | DLFSDAH09XAK |  | 9000 | 10000 | 20.2 | 13.2 | 12 | 1.9 | 101 | 108 | 206350449
KENMORE | DLCSRBH24AAK | DLFSDAH24XAK |  | 24000 | 25000 | 19.2 | 12 | 10.5 | 2 | 84 | 108 | 206350446
HEIL | DLCSRBH18AAK | DLFSDAH18XAK |  | 17000 | 19000 | 18 | 11.7 | 9.5 | 1.85 | 79 | 93 | 206350421
HEIL | DLCSRBH12AAK | DLFSDAH12XAK |  | 12000 | 12500 | 19.5 | 11.7 | 10 | 1.96 | 85 | 97 | 206350418
HEIL | DLCSRBH09AAK | DLFSDAH09XAK |  | 9000 | 10000 | 20.2 | 13.2 | 12 | 1.9 | 101 | 108 | 206350416
DAY & NIGHT | DLCSRBH24AAK | DLFSDAH24XAK |  | 24000 | 25000 | 19.2 | 12 | 10.5 | 2 | 84 | 108 | 206350413
DAY & NIGHT | DLCSRBH18AAK | DLFSDAH18XAK |  | 17000 | 19000 | 18 | 11.7 | 9.5 | 1.85 | 79 | 93 | 206350410
COMFORTMAKER | DLCSRBH24AAK | DLFSDAH24XAK |  | 24000 | 25000 | 19.2 | 12 | 10.5 | 2 | 84 | 108 | 206350402
ARCOAIRE | DLCSRBH18AAK | DLFSDAH18XAK |  | 17000 | 19000 | 18 | 11.7 | 9.5 | 1.85 | 79 | 93 | 206350388
ARCOAIRE | DLCSRBH12AAK | DLFSDAH12XAK |  | 12000 | 12500 | 19.5 | 11.7 | 10 | 1.96 | 85 | 97 | 206350385
MIDEA | 38MARBQ18AA3 | 40MBDQ18---3 |  | 17000 | 19000 | 18 | 11.7 | 9.5 | 1.85 | 79 | 93 | 206350377
Weathermaker | 38MARBQ18AA3 | 40MBDQ18---3 |  | 17000 | 19000 | 18 | 11.7 | 9.5 | 1.85 | 79 | 93 | 206350366
BRYANT | 38MARBQ12AA3 | 40MBDQ12---3 |  | 12000 | 12500 | 19.5 | 11.7 | 10 | 1.96 | 85 | 97 | 206350341
CARRIER | 38MARBQ18AA3 | 40MBDQ18---3 |  | 17000 | 19000 | 18 | 11.7 | 9.5 | 1.85 | 79 | 93 | 206350333
Mitsutomo | HO-SZ18-AB-Q | HD-UZ18-AB-Q |  | 17000 | 19000 | 18 | 11.7 | 9.5 | 1.85 | 79 | 93 | 214056568
Cooper&Hunter | CH-24SPH-230VO | CH-M24DTUI |  | 23000 | 24400 | 19 | 11.7 | 10 | 2 | 74 | 75 | 210799494
Cooper&Hunter | CH-HYP09SPH230VO | CH-M09DTUI |  | 9000 | 10000 | 18.5 | 12.1 | 11.5 | 1.9 | 101 | 108 | 210799486
ICONIC AIR SOLUTION | ICOO24AK | IFOD24IK |  | 23000 | 25000 | 19 | 12.5 | 11.2 | 2.3 | 80 | 80 | 214640129
Multi MFG | MSH-24HD-A | 24HCHP0-C-M-A |  | 24000 | 25000 | 19.2 | 12 | 10.5 | 2 | 84 | 108 | 214609247
TRUST AIR CONDITIONERS | OAH18H/O4S4P | IUMDL18H/I43P |  | 17000 | 19000 | 18 | 11.7 | 9.5 | 1.85 | 79 | 93 | 208816932
TRUST AIR CONDITIONERS | OAH09H/O4S4P | IUMDL09H/I43P |  | 9000 | 10000 | 20.2 | 13.2 | 12 | 1.9 | 101 | 108 | 208816930
MDV | MOD30-24HFN1-MU0W | MTI-24HWFN1-MSP5 |  | 24000 | 25000 | 19.2 | 12 | 11.1 | 2 | 84 | 96 | 210299844
Durastar | DRA1H24S1A | DRAD24F1A |  | 24000 | 25000 | 19.2 | 12 | 10.5 | 2 | 84 | 108 | 210568118
Allied | 4DHP2S24S-1P | DMD224S4-*P |  | 23000 | 25000 | 19 | 12.3 | 11 | 2.3 | 80 | 80 | 211034504
MDV | MOX330-12HFN1-MW5W | MTI-12HWFN1-MST0 |  | 12000 | 12000 | 20 | 12 | 9.5 | 1.85 | 81 | 100 | 210299304
AirEase | 4DHP2S24S-1P | DMD224S4-*P |  | 23000 | 25000 | 19 | 12.3 | 11 | 2.3 | 80 | 80 | 211034478
LENNOX | MLB012S4S-1P | MMDB012S4-*P |  | 11800 | 12500 | 19.5 | 11.7 | 10 | 1.96 | 85 | 97 | 211034445
LENNOX | MLB009S4S-1P | MMDB009S4-*P |  | 8800 | 10000 | 20.2 | 13.2 | 12 | 1.9 | 101 | 108 | 211034444
LENNOX | MPC009S4S-1P | MMDB009S4-*P |  | 9000 | 10000 | 19.2 | 12.5 | 10 | 2.1 | 77 | 80 | 211034423
LENNOX | MPC024S4S-1P | MMDB024S4-2P |  | 23000 | 25000 | 19 | 12.3 | 11 | 2.3 | 80 | 80 | 207683506
LENNOX | MPC012S4S-1P | MMDB012S4-2P |  | 11500 | 12000 | 18.8 | 11.7 | 10.3 | 2.26 | 78 | 70 | 207683504
MIDEA | 38MARBQ18AA3 | 40MBDQ24---3 |  | 17500 | 19000 | 18 | 12.1 | 10.5 | 2 | 83 | 84 | 207801582
CARRIER | 38MARBQ18AA3 | 40MBDQ24---3 |  | 17500 | 19000 | 18 | 12.1 | 10.5 | 2 | 83 | 84 | 207801578
ARCOAIRE | DLCSRBH18AAK | DLFSDAH24XAK |  | 17500 | 19000 | 18 | 12.1 | 10.5 | 2 | 83 | 84 | 207801568
PolarWave | ACIQ-12ZPL-HP230B | ACIQ-12CD-HH-MB |  | 12000 | 12500 | 19.5 | 11.7 | 10 | 1.96 | 85 | 97 | 212316079
LPS Legacy | DLCSRBH24AAK | DLFSDAH24XHK |  | 24000 | 25000 | 19.2 | 12 | 11.1 | 2 | 84 | 96 | 211756590
LPS Legacy | DLCSRBH09AAK | DLFSDAH09XHK |  | 9000 | 9800 | 20.5 | 13.6 | 10 | 1.9 | 88 | 110 | 211756587
LPS Legacy | DLCSRBH18AAK | DLFSDAH18XHK |  | 17500 | 19000 | 18 | 12.1 | 10.8 | 2.2 | 83 | 95 | 211756586
LENNOX | LISH024000P431-D | LIFHC024180P431-C |  | 23000 | 25000 | 19 | 12.5 | 11.2 | 2.3 | 80 | 80 | 207825611
LENNOX | LISH012000P431-D | LIFHC012180P431-C |  | 11500 | 12000 | 19 | 11.7 | 10.3 | 2.26 | 78 | 70 | 207825609
1HVAC | ACIQ-18ZPL-HP230B | ACIQ-18CD-HH-MB |  | 17000 | 19000 | 18 | 11.7 | 9.5 | 1.85 | 79 | 93 | 207825521
1HVAC | ACIQ-09ZPL-HP230B | ACIQ-09CD-HH-MB |  | 9000 | 10000 | 20.2 | 13.2 | 12 | 1.9 | 101 | 108 | 207825519
ECO AC | EHH-O18BB | EHH-D18BA |  | 17000 | 20000 | 20 | 12.5 | 10.6 | 2.4 | 63 | 65 | 207825496
ECO AC | EHH-O9BB | EHH-D09BA |  | 9000 | 10000 | 19.2 | 12.5 | 10.2 | 2.1 | 77 | 80 | 207825494
ELIOS | DEA18HOS28230E8 | DUA24HIDU230X5 |  | 17500 | 19000 | 18 | 12.1 | 10.5 | 2 | 83 | 84 | 207824534
PAYNE | 38MARBQ18AA3 | 40MBDQ24---3 |  | 17500 | 19000 | 18 | 12.1 | 10.5 | 2 | 83 | 84 | 207801580
SMART COMFORT | DLCSRBH18AAK | DLFSDAH24XAK |  | 17500 | 19000 | 18 | 12.1 | 10.5 | 2 | 83 | 84 | 207801576
HEIL | DLCSRBH18AAK | DLFSDAH24XAK |  | 17500 | 19000 | 18 | 12.1 | 10.5 | 2 | 83 | 84 | 207801571
KARDA | 3KARDA09SZO | 3KARDA09UVD |  | 9000 | 10000 | 20.2 | 13.2 | 12 | 1.9 | 101 | 108 | 207796637
Durastar | DRA1U18S1B | DRAD18F1A |  | 17000 | 20000 | 20 | 12.5 | 10.6 | 2.4 | 63 | 65 | 207787141
COMFORTSTAR | CHF12CD(O) | CPA-12B |  | 12000 | 12500 | 19.5 | 11.7 | 10 | 1.96 | 85 | 97 | 207765970
BOSCH | BMS500-AAS024-1CSXHC | BMS500-AAU024-1AHDXB |  | 24000 | 25000 | 19.2 | 12 | 10.5 | 2 | 84 | 108 | 207760008
LPS Legacy | DLCSRBH12AAK | DLFSDAH12XHK |  | 12000 | 12000 | 20 | 12 | 9.5 | 1.85 | 81 | 100 | 211756588
LPS Legacy | DLCSRBH18AAK | DLFSDAH24XAK |  | 17500 | 19000 | 18 | 12.1 | 10.5 | 2 | 83 | 84 | 211756582
LPS Legacy | DLCSRBH18AAK | DLFSDAH18XAK |  | 17000 | 19000 | 18 | 11.7 | 9.5 | 1.85 | 79 | 93 | 211756573
LPS Legacy | DLCSRBH09AAK | DLFSDAH09XAK |  | 9000 | 10000 | 20.2 | 13.2 | 12 | 1.9 | 101 | 108 | 211756568
ECO-AIR | MOX430-18HFN1-MU0W | MTIU-18HWFN1-M |  | 17000 | 20000 | 20 | 12.5 | 10.6 | 2.4 | 63 | 65 | 211644051
ECO-AIR | MOX230-12HFN1-MV5W | MTIU-12HWFN1-M |  | 11500 | 12000 | 19 | 11.7 | 10.3 | 2.26 | 78 | 70 | 211644050
ELIOS | DE09HOS25230E3 | DE09HIDU230X5 |  | 9000 | 10000 | 18.5 | 12.1 | 11.5 | 1.9 | 101 | 108 | 204005778
BOSCH | BMS500-AAS012-1CSXRA | BMS500-AAU012-1AHDXB |  | 11500 | 12000 | 19 | 11.7 | 10 | 1.9 | 78 | 70 | 203991160
Allied | 4DHP1S12S-1P | DMD212S4-1P |  | 11500 | 12000 | 19 | 11.7 | 10 | 1.9 | 78 | 70 | 203966548
Allied | 4DHP1S09S-1P | DMD209S4-1P |  | 9000 | 10000 | 18.7 | 12.1 | 9.8 | 1.98 | 80 | 80 | 203966544
ELIOS | DE12HOS25230E3 | DM12HIDU230X5 |  | 12000 | 12000 | 19 | 11.7 | 10 | 1.75 | 88 | 98 | 205300174
NOVAIR PLUS | 09EVANVO | 09EVDNVI |  | 9000 | 10000 | 18.7 | 12.1 | 9.8 | 1.98 | 80 | 80 | 205281387
NOVAIR PLUS | 09EVONVO | 09EVDNVI |  | 9000 | 10000 | 18.5 | 12.1 | 11.5 | 1.9 | 101 | 108 | 205281386
C&H | CH-HYP24SPH230VO | CH-M24DTUI |  | 24000 | 24000 | 19.2 | 11.7 | 10.5 | 1.9 | 96 | 100 | 205263858
C&H | CH-HYP09SPH230VO | CH-M09DTUI |  | 9000 | 10000 | 18.5 | 12.1 | 11.5 | 1.9 | 101 | 108 | 205263851
YONAN | YOD-24HFN1 | YTI-24HWFN1 |  | 23000 | 25000 | 19 | 12.5 | 11.2 | 2.3 | 80 | 80 | 208106980
YONAN | YOX-18HFN1 | YTI-18HWFN1 |  | 17000 | 20000 | 20 | 12.5 | 10.6 | 2.4 | 63 | 65 | 208106977
AirEase | 4DHPS209S-1P | DMD209S4-1P |  | 9000 | 10000 | 19.2 | 12.5 | 10.2 | 2.1 | 77 | 80 | 208106728
DUCANE | 4DHPS209S-1P | DMD209S4-1P |  | 9000 | 10000 | 19.2 | 12.5 | 10.2 | 2.1 | 77 | 80 | 208106717
AirEase | 4DHP2S18S-1P | DMD218S4-1P |  | 17000 | 20000 | 20 | 12.3 | 10.5 | 2.4 | 63 | 65 | 208106688
Armstrong Air | 4DHP2S12S-1P | DMD212S4-1P |  | 11500 | 12000 | 18.8 | 11.7 | 10.3 | 2.26 | 78 | 70 | 208106678
DUCANE | 4DHP2S24S-1P | DMD224S4-1P |  | 23000 | 25000 | 19 | 12.3 | 11 | 2.3 | 80 | 80 | 208106671
Allied | 4DHP2S24S-1P | DMD224S4-1P |  | 23000 | 25000 | 19 | 12.3 | 11 | 2.3 | 80 | 80 | 208106662
Allied | 4DHP2S18S-1P | DMD218S4-1P |  | 17000 | 20000 | 20 | 12.3 | 10.5 | 2.4 | 63 | 65 | 208106661
THERMOCORE SYSTEMS | T321S-H224-C | T3C21S-H224-EDT |  | 23000 | 24400 | 19 | 11.7 | 10 | 2 | 74 | 75 | 205992983
KARDA | 1PAMSHH12-SZO-22.5 | 2KARDA12UVD |  | 12000 | 12000 | 19 | 11.7 | 10 | 1.75 | 88 | 98 | 205921404
CIAC | CM43BX009-H3N1H | CC43BX009-E3N1H |  | 9000 | 10000 | 18.7 | 12.1 | 9.8 | 1.98 | 80 | 80 | 205778930
AC PRO.COM | AOD31-24HFN1-MT0W | ATIU-24HWFN1-M |  | 23000 | 24400 | 19 | 11.7 | 10 | 2 | 74 | 75 | 205355556
AC PRO.COM | AOBA30-09HFN1-MT0W | ATIU-09HWFN1-M |  | 9000 | 10000 | 18.7 | 12.1 | 9.8 | 1.98 | 80 | 80 | 205355553
NORTON AIR CONDITIONERS | OHP14-12-12-25 | DHP14-12-12-U |  | 12000 | 12000 | 19 | 11.7 | 10 | 1.75 | 88 | 98 | 205300200
TEMP SHIFT | TSMOD3024HFN1MU0W | TSMTIU24HWFN1M |  | 24000 | 25000 | 19.2 | 12 | 10.5 | 2 | 84 | 108 | 213479388
TEMP SHIFT | TSMOX33009HFN1MY5W | TSMTIU09HWFN1M |  | 9000 | 10000 | 20.2 | 13.2 | 12 | 1.9 | 101 | 108 | 213479385
SLIMAIR | SHC18VH2AG | SHD18VC2AG |  | 17000 | 19000 | 18 | 11.7 | 9.5 | 1.85 | 79 | 93 | 214606465
SLIMAIR | SHC18VE2AG | SHD18VC2AG |  | 17000 | 20000 | 20 | 12.5 | 10.6 | 2.4 | 63 | 65 | 214606458
GOODMAN | MSH123G22MCAA | MST123E21ADAA |  | 12000 | 12500 | 19.5 | 11.7 | 10 | 1.96 | 85 | 97 | 214594902
ICONIC AIR SOLUTION | ICOZ12AK | IFOV12IK |  | 12000 | 12000 | 20 | 12 | 9.5 | 1.85 | 81 | 100 | 214389554
PIONEER | YN012GMFI22RPE | RB012GMFILDFHD |  | 11500 | 12000 | 19 | 11.7 | 10.3 | 2.26 | 78 | 70 | 208141952
LBG Products | LBHB18DVWO | LMHB18DFI |  | 17000 | 19000 | 18 | 11.7 | 9.5 | 1.85 | 79 | 93 | 208130839
LBG Products | LBHB09DVWO | LMHB09DFI |  | 9000 | 10000 | 20.2 | 13.2 | 12 | 1.9 | 101 | 108 | 208130837
LBG Products | LBHB12DUWO | LMHB12DFI |  | 11500 | 12000 | 19 | 11.7 | 10.3 | 2.26 | 78 | 70 | 208130814
SEA BREEZE+ | SZ24H424ZMO | D24H424ZMI |  | 23000 | 25000 | 19 | 12.5 | 11.2 | 2.3 | 80 | 80 | 208128279
SEA BREEZE+ | SZ18H424ZMO | D18H424ZMI |  | 17000 | 20000 | 20 | 12.5 | 10.6 | 2.4 | 63 | 65 | 208128278
DUCANE | 4DHP2S09S-1P | DMD209S4-1P |  | 9000 | 10000 | 19.2 | 12.5 | 10.2 | 2.1 | 77 | 80 | 208128196
FRANKLIN | MSH183E23MCAA | MST183E21ADAA |  | 17000 | 19000 | 18 | 11.7 | 9.5 | 1.85 | 79 | 93 | 206900429
MDV | MOX430-17HFN1-MT0W | MTIU-18HWFN1-M |  | 17000 | 19000 | 18 | 11.7 | 9.5 | 1.85 | 79 | 93 | 206330129
MDV | MOX330-12HFN1-MW5W | MTIU-12HWFN1-M |  | 12000 | 12500 | 19.5 | 11.7 | 10 | 1.96 | 85 | 97 | 206330127
THERMOCORE SYSTEMS | T4HH21S-H224-C | T3C21S-H224-EDT |  | 24000 | 24000 | 19.2 | 11.7 | 10.5 | 1.9 | 96 | 100 | 205992984
Kepler | ODUMOX330-12HFN1MW5W | IDUMTIU-12HWFN1-M |  | 12000 | 12500 | 19.5 | 11.7 | 10 | 1.96 | 85 | 97 | 214377768
Breeze33 | BZ33-HYP12OUT2-G2-P | BZ33-DIDU12-P |  | 12000 | 12500 | 19.5 | 11.7 | 10 | 1.96 | 85 | 97 | 207862080
ECO AC | EHH-O09BB | EHH-D09BA |  | 9000 | 10000 | 19.2 | 12.5 | 10.2 | 2.1 | 77 | 80 | 207826046
ACIQ | ACIQ-24ZPL-HP230B | ACIQ-24CD-HH-MB |  | 24000 | 25000 | 19.2 | 12 | 10.5 | 2 | 84 | 108 | 207825541
Custom Comfort | CCOXHASZ24HP | CCOXHASD24 |  | 24000 | 25000 | 19.2 | 12 | 10.5 | 2 | 84 | 108 | 212365418
TEMP SHIFT | TSMOX43017HFN1MT0W | TSMTIU18HWFN1M |  | 17000 | 19000 | 18 | 11.7 | 9.5 | 1.85 | 79 | 93 | 213479387
CONCORD | 4DHPS209S-1P | DMD209S4-*P |  | 9000 | 10000 | 19.2 | 12.5 | 10 | 2.1 | 77 | 80 | 211034553
Armstrong Air | 4DHP2S12S-1P | DMD212S4-*P |  | 11500 | 12000 | 18.8 | 11.7 | 10.3 | 2.26 | 78 | 70 | 211034528
AirEase | 4DHP2S12S-1P | DMD212S4-*P |  | 11500 | 12000 | 18.8 | 11.7 | 10.3 | 2.26 | 78 | 70 | 211034476
LENNOX | MLB018S4S-1P | MMDB018S4-*P |  | 17000 | 19000 | 18 | 11.7 | 9.2 | 1.85 | 79 | 93 | 211034446
LENNOX | MPC018S4S-1P | MMDB018S4-*P |  | 17000 | 20000 | 20 | 12.3 | 10.5 | 2.4 | 63 | 65 | 211034425
MIDEA | MOD33-24HFN1-MT0W | MTIU-24HWFN1-M |  | 23000 | 25000 | 19 | 12.5 | 11.2 | 2.3 | 80 | 80 | 207826698
DIYCOOL | ACIQ-24ZPL-HP230B | ACIQ-24CD-HH-MB |  | 24000 | 25000 | 19.2 | 12 | 10.5 | 2 | 84 | 108 | 207825560
ACIQ | ACIQ-12ZPL-HP230B | ACIQ-12CD-HH-MB |  | 12000 | 12500 | 19.5 | 11.7 | 10 | 1.96 | 85 | 97 | 207825539
ACIQ | ACIQ-09ZPL-HP230B | ACIQ-09CD-HH-MB |  | 9000 | 10000 | 20.2 | 13.2 | 12 | 1.9 | 101 | 108 | 207825538
Airlux | ASZ18O/2022 | AMD18I |  | 17000 | 20000 | 20 | 12.5 | 10.6 | 2.4 | 63 | 65 | 208119667
Airlux | ASZ09O/2022 | AMD09I |  | 9000 | 10000 | 19.2 | 12.5 | 10.2 | 2.1 | 77 | 80 | 208119665
YONAN | YOX-09HFN1 | YTI-09HWFN1 |  | 9000 | 10000 | 19.2 | 12.5 | 10.2 | 2.1 | 77 | 80 | 208106973
LPS Legacy | DLCSRBH12AAK | DLFSDAH12XAK |  | 12000 | 12500 | 19.5 | 11.7 | 10 | 1.96 | 85 | 97 | 211756570
KANIONco | KD-12IR410AHSODU | KD-12IR410AHSIDU |  | 12000 | 12500 | 19.5 | 11.7 | 10 | 1.96 | 85 | 97 | 212615049
KARDA | 1KARDA24SZO20.5 | 2PAMSDH24 |  | 24000 | 25000 | 19.2 | 12 | 10.5 | 2 | 84 | 108 | 206348123
KARDA | 1KARDA09SZO25 | 2PAMSDH09 |  | 9000 | 10000 | 18.5 | 12.1 | 11.5 | 1.9 | 101 | 108 | 206348120
KERR | A-KMH24SU-1A | B-KMH24DU-1 |  | 24000 | 25000 | 19.2 | 12 | 10.5 | 2 | 84 | 108 | 206347321
DUOHOME | DOD31-24HFN1-MT0W | DTIU-24HWFN1-M |  | 23000 | 24400 | 19 | 11.7 | 10 | 2 | 74 | 75 | 206314610
Nutech | NOD30-24HFN1-MU0W | NTIU-24HWFN1-M |  | 24000 | 25000 | 19.2 | 12 | 10.5 | 2 | 84 | 108 | 212941751
Nutech | NOX330-12HFN1-MW5W | NTIU-12HWFN1-M |  | 12000 | 12500 | 19.5 | 11.7 | 10 | 1.96 | 85 | 97 | 212941749
TRUST AIR CONDITIONERS | OUS24H/O4S4P | IUMDL24H/I43P |  | 23000 | 25000 | 19 | 12.5 | 11.2 | 2.3 | 80 | 80 | 208816929
TRUST AIR CONDITIONERS | OUS12H/O4S4P | IUMDL12H/I43P |  | 11500 | 12000 | 19 | 11.7 | 10.3 | 2.26 | 78 | 70 | 208816927
CTMorley | MOU-A09H-2 | MIU-A09D-2 |  | 9000 | 10000 | 20.2 | 13.2 | 12 | 1.9 | 101 | 108 | 209843082
GOODMAN | MSH123E23MCAA | MST123E21ADAA |  | 12000 | 12500 | 19.5 | 11.7 | 10 | 1.96 | 85 | 97 | 206900420
MOOVAIR | DM18HOS25230E3A | DM18HIDU230X5 |  | 17000 | 19000 | 18 | 11.7 | 9.5 | 1.85 | 79 | 93 | 206401440
MDV | MOX430-18HFN1-MU0W | MTIU-18HWFN1-M |  | 17000 | 20000 | 20 | 12.5 | 10.6 | 2.4 | 63 | 65 | 207614048
COMFORTSTAR | CPP009CD(O) | CPA-09B |  | 9000 | 10000 | 18.7 | 12.1 | 9.8 | 1.98 | 80 | 80 | 10595503
YORK BY JOHNSON CONTROLS | YUJE24BYJ6AMO-X | YEJE24BXJ6AM-W1 |  | 23000 | 24400 | 19 | 11.7 | 10 | 2 | 74 | 75 | 10580863
LENNOX | MLA012S4S-1P | MMDB012S4-2P |  | 12000 | 12000 | 19 | 11.7 | 10 | 1.75 | 88 | 98 | 10528570
LENNOX | MPB009S4S-1P | MMDB009S4-2P |  | 9000 | 10000 | 18.7 | 12.1 | 9.8 | 1.98 | 80 | 80 | 10528563
MIDEA | MCHSU-24PHH2 | MEU-24MPH2 |  | 24000 | 24000 | 19.2 | 11.7 | 10.5 | 1.9 | 96 | 100 | 10028988
C&H | CH-HPR24-230VO | CH-M24DTUI |  | 24000 | 25000 | 19.2 | 12 | 10.5 | 2 | 84 | 108 | 207742336
MDV | MOX430-18HFN1-MU0W-L | MTIU-18HWFN1-M |  | 17000 | 20000 | 20 | 12.3 | 10.5 | 2.4 | 63 | 65 | 207658594
SENVILLE | SENA/24HF/OQ | SENA/24HF/ID |  | 24000 | 25000 | 19.2 | 12 | 10.5 | 2 | 84 | 108 | 207641348
SENVILLE | SENA/12HF/OQ | SENA/12HF/ID |  | 12000 | 12500 | 19.5 | 11.7 | 10 | 1.96 | 85 | 97 | 207641346
MDV | MOX430-17HFN1-MT0W | MTIU-24HWFN1-M |  | 17500 | 19000 | 18 | 12.1 | 10.5 | 2 | 83 | 84 | 207614049
DUCANE | 4DHP2S18S-1P | DMD218S4-*P |  | 17000 | 20000 | 20 | 12.3 | 10.5 | 2.4 | 63 | 65 | 211034581
DUCANE | 4DHPS209S-1P | DMD209S4-*P |  | 9000 | 10000 | 19.2 | 12.5 | 10 | 2.1 | 77 | 80 | 211034579
PERFECTAIRE | 3PAMSHH18-SZO | 3PAMSDH18 |  | 17000 | 19000 | 18 | 11.7 | 9.5 | 1.85 | 79 | 93 | 207796633
PERFECTAIRE | 3PAMSHH12-SZO | 3PAMSDH12 |  | 12000 | 12500 | 19.5 | 11.7 | 10 | 1.96 | 85 | 97 | 207796630
COMFORTSTAR | CHF18CD(O) | CPA-18B |  | 17000 | 19000 | 18 | 11.7 | 9.5 | 1.85 | 79 | 93 | 207765971
BOSCH | BMS500-AAS009-1CSXRC | BMS500-AAU009-1AHDXB |  | 9000 | 10000 | 19.2 | 12.5 | 10.2 | 2.1 | 77 | 80 | 207760000
DIRECT AIR | DIRM-18HXPRO28-1Z | DIRM-18HP-DUV |  | 17000 | 19000 | 18 | 11.7 | 9.5 | 1.85 | 79 | 93 | 207743758
DIRECT AIR | DIRM-12DA25-1Z | DIRM-12HP-DUV |  | 11500 | 12000 | 19 | 11.7 | 10.3 | 2.26 | 78 | 70 | 207743752
DIRECT AIR | DIRM-09HXPRO28-1Z | DIRM-09HP-DUV |  | 9000 | 10000 | 20.2 | 13.2 | 12 | 1.9 | 101 | 108 | 207743750
MOOVAIR | DMA24HOS28230E8 | DUA24HIDU230X5 |  | 24000 | 25000 | 19.2 | 12 | 10.5 | 2 | 84 | 108 | 207742524
MOOVAIR | DMA09HOS28230E8 | DUA09HIDU230X5 |  | 9000 | 10000 | 20.2 | 13.2 | 12 | 1.9 | 101 | 108 | 207742521
ELIOS | DEA24HOS28230E8 | DUA24HIDU230X5 |  | 24000 | 25000 | 19.2 | 12 | 10.5 | 2 | 84 | 108 | 207742455
ELIOS | DEA12HOS25230E8 | DUA12HIDU230X5 |  | 11500 | 12000 | 19 | 11.7 | 10.3 | 2.26 | 78 | 70 | 207742446
Weathermaker | 38MARBQ09AA3 | 40MBDAQ09XH3 |  | 9000 | 9800 | 20.5 | 13.6 | 10 | 1.9 | 88 | 110 | 211132954
PAYNE | 38MARBQ12AA3 | 40MBDAQ12XH3 |  | 12000 | 12000 | 20 | 12 | 9.5 | 1.85 | 81 | 100 | 211132948
CARRIER | 38MARBQ24AA3 | 40MBDAQ24XH3 |  | 24000 | 25000 | 19.2 | 12 | 11.1 | 2 | 84 | 96 | 211132923
AIRQUEST | DLCSRBH24AAK | DLFSDAH24XHK |  | 24000 | 25000 | 19.2 | 12 | 11.1 | 2 | 84 | 96 | 211132748
SMART COMFORT | DLCSRBH24AAK | DLFSDAH24XHK |  | 24000 | 25000 | 19.2 | 12 | 11.1 | 2 | 84 | 96 | 211132744
MIDEA | DLCSRBH24AAK | DLFSDAH24XHK |  | 24000 | 25000 | 19.2 | 12 | 11.1 | 2 | 84 | 96 | 211132736
AIRQUEST | DLCSRBH18AAK | DLFSDAH18XHK |  | 17500 | 19000 | 18 | 12.1 | 10.8 | 2.2 | 83 | 95 | 211132706
SMART COMFORT | DLCSRBH18AAK | DLFSDAH18XHK |  | 17500 | 19000 | 18 | 12.1 | 10.8 | 2.2 | 83 | 95 | 211132703
TEMPSTAR | DLCSRBH18AAK | DLFSDAH18XHK |  | 17500 | 19000 | 18 | 12.1 | 10.8 | 2.2 | 83 | 95 | 211132700
HEIL | DLCSRBH09AAK | DLFSDAH09XHK |  | 9000 | 9800 | 20.5 | 13.6 | 10 | 1.9 | 88 | 110 | 211132689
HEIL | DLCSRBH18AAK | DLFSDAH18XHK |  | 17500 | 19000 | 18 | 12.1 | 10.8 | 2.2 | 83 | 95 | 211132688
DAY & NIGHT | DLCSRBH09AAK | DLFSDAH09XHK |  | 9000 | 9800 | 20.5 | 13.6 | 10 | 1.9 | 88 | 110 | 211132686
COMFORTMAKER | DLCSRBH09AAK | DLFSDAH09XHK |  | 9000 | 9800 | 20.5 | 13.6 | 10 | 1.9 | 88 | 110 | 211132683
ARCOAIRE | DLCSRBH12AAK | DLFSDAH12XHK |  | 12000 | 12000 | 20 | 12 | 9.5 | 1.85 | 81 | 100 | 211132681
NOVAIR PLUS | 24EVANVO | 24EVDNVI |  | 23000 | 24400 | 19 | 11.7 | 10 | 2 | 74 | 75 | 205281393
C&H | CH-24SPH-230VO | CH-M24DTUI |  | 23000 | 24400 | 19 | 11.7 | 10 | 2 | 74 | 75 | 205263859
WABBAN | BBOD3024HFN1MT0-W | BBMTIU24HWFN1-M |  | 24000 | 24000 | 19.2 | 11.7 | 10.5 | 1.9 | 96 | 100 | 204543106
MRCOOL | O-HH-12-HP-C-230 | DUCT-12HP-230 |  | 12000 | 12000 | 19 | 11.7 | 10 | 1.75 | 88 | 98 | 204469769
MRCOOL | O-ES-24-HP-C-230 | DUCT-24HP-230 |  | 23000 | 24400 | 19 | 11.7 | 10 | 2 | 74 | 75 | 204469764
MRCOOL | O-ES-12-HP-C-230 | DUCT-12HP-230 |  | 11500 | 12000 | 19 | 11.7 | 10 | 1.9 | 78 | 70 | 204469762
CIAC | CM43BX024-H3N2H | CC43BX024-E3N1H |  | 23000 | 25000 | 19 | 12.5 | 11.2 | 2.3 | 80 | 80 | 213927687
BOSCH | BMS500-AAS024-1CSXRA | BMS500-AAU024-1AHDXB |  | 23000 | 24400 | 19 | 11.7 | 10 | 2 | 74 | 75 | 203991162
COMFORTSTAR | CZP12CD(O) | CPA-12B |  | 11500 | 12000 | 19 | 11.7 | 10.3 | 2.26 | 78 | 70 | 207658931
Durastar | DRA1H18S1A | DRAD18F1A |  | 17000 | 19000 | 18 | 11.7 | 9.5 | 1.85 | 79 | 93 | 210568117
Durastar | DRA1H12S1A | DRAD12F1A |  | 12000 | 12500 | 19.5 | 11.7 | 10 | 1.96 | 85 | 97 | 210568116
KLIMAIRE | KSIH018-H220-O-2 | KDIP18-H2 |  | 17000 | 19000 | 18 | 11.7 | 9.5 | 1.85 | 79 | 93 | 209862172
KLIMAIRE | KSIH012-H222-O-2 | KDIP12-H2 |  | 12000 | 12500 | 19.5 | 11.7 | 10 | 1.96 | 85 | 97 | 209862171
LBG Products | LBHB12DVWO | LMHB12DFI |  | 12000 | 12500 | 19.5 | 11.7 | 10 | 1.96 | 85 | 97 | 208130838
LBG Products | LBHB24DUWO | LMHB24DFI |  | 23000 | 25000 | 19 | 12.5 | 11.2 | 2.3 | 80 | 80 | 208130816
LBG Products | LBHB18DUWO | LMHB18DFI |  | 17000 | 20000 | 20 | 12.5 | 10.6 | 2.4 | 63 | 65 | 208130815
AirEase | 4DHP2S09S-1P | DMD209S4-1P |  | 9000 | 10000 | 19.2 | 12.5 | 10.2 | 2.1 | 77 | 80 | 208128187
Cooper&Hunter | CH-HPR09-230VO | CH-M09DTUI |  | 9000 | 10000 | 20.2 | 13.2 | 12 | 1.9 | 101 | 108 | 210799592
Cooper&Hunter | CH-ES09-230VO | CH-M09DTUI |  | 9000 | 10000 | 19.2 | 12.5 | 10.2 | 2.1 | 77 | 80 | 210799581
KLIMAIRE | KSIE024-H220-O | KDIP24-H2 |  | 23000 | 24400 | 19 | 11.7 | 10 | 2 | 74 | 75 | 201796640
KLIMAIRE | KSIE009-H221-O | KDIP09-H2 |  | 9000 | 10000 | 18.7 | 12.1 | 9.8 | 1.98 | 80 | 80 | 201796637
MDV | MOB30-12HFN1-MT0W | MTIU-12HWFN1-M |  | 11500 | 12000 | 19 | 11.7 | 10 | 1.9 | 78 | 70 | 200059295
Airlux | ASZ12O | AMD12I |  | 11500 | 12000 | 19 | 11.7 | 10 | 1.9 | 78 | 70 | 203401045
DIRECT AIR | MOB30-12HFN1-MT0W | MTIU-12HWFN1-M |  | 11500 | 12000 | 19 | 11.7 | 10 | 1.9 | 78 | 70 | 203269799
DIRECT AIR | MOB30-09HFN1-MX0W | MTIU-09HWFN1-M |  | 9000 | 10000 | 18.5 | 12.1 | 11.5 | 1.9 | 101 | 108 | 203269792
ELIOS | DE12HOS23230E2 | DE12HIDU230X5 |  | 11500 | 12000 | 19 | 11.7 | 10 | 1.9 | 78 | 70 | 203238494
KERR | A-KMH24SU-1 | B-KMH24DU-1 |  | 24000 | 24000 | 19.2 | 11.7 | 10.5 | 1.9 | 96 | 100 | 202111000
CENTURY | A-VMH24SU-1 | B-VMH24DU-1 |  | 24000 | 24000 | 19.2 | 11.7 | 10.5 | 1.9 | 96 | 100 | 202110996
COMFORT-AIRE | A-VMH12SU-1 | B-VMH12DU-1 |  | 12000 | 12000 | 19 | 11.7 | 10 | 1.75 | 88 | 98 | 202110991
DUCANE | 4DHP1S09S-1P | DMD209S4-1P |  | 9000 | 10000 | 18.7 | 12.1 | 9.8 | 1.98 | 80 | 80 | 202110461
KOOLKING | MOB30-12HFN1-MV0W | MEHSU-12CHD2 |  | 12000 | 12000 | 19 | 11.7 | 10 | 1.75 | 88 | 98 | 201863411
MRCOOL | O-ES-09-HP-C-230 | DUCT-09HP-230 |  | 9000 | 10000 | 18.7 | 12.1 | 9.8 | 1.98 | 80 | 80 | 204469761
Armstrong Air | 4DHP1S24S-1P | DMD224S4-1P |  | 23000 | 24400 | 19 | 11.7 | 10 | 2 | 74 | 75 | 204462443
C&H | CH-09DKT230VO | CH-09LCDTU/I |  | 9000 | 10000 | 18.5 | 12.1 | 11.5 | 1.9 | 101 | 108 | 204098424
BOSCH | BMS500-AAS012-1CSXHB | BMS500-AAU012-1AHDXB |  | 12000 | 12000 | 19 | 11.7 | 10 | 1.75 | 88 | 98 | 204014468
ECO-AIR | MOD30-24HFN1-MU0W | MTIU-24HWFN1-M |  | 24000 | 25000 | 19.2 | 12 | 10.5 | 2 | 84 | 108 | 211644065
ECO-AIR | MOX330-12HFN1-MW5W | MTIU-12HWFN1-M |  | 12000 | 12500 | 19.5 | 11.7 | 10 | 1.96 | 85 | 97 | 211644063
ECO-AIR | MOD33-24HFN1-MT0W | MTIU-24HWFN1-M |  | 23000 | 25000 | 19 | 12.5 | 11.2 | 2.3 | 80 | 80 | 211644052
ECO-AIR | MOX230-09HFN1-MW5W | MTIU-09HWFN1-M |  | 9000 | 10000 | 19.2 | 12.5 | 10.2 | 2.1 | 77 | 80 | 211644049
Alsetria | MOX430-17HFN1-MT0W | MTIU-18HWFN1-M |  | 17000 | 19000 | 18 | 11.7 | 9.5 | 1.85 | 79 | 93 | 211644039
Alsetria | MOX330-12HFN1-MW5W | MTIU-12HWFN1-M |  | 12000 | 12500 | 19.5 | 11.7 | 10 | 1.96 | 85 | 97 | 211644038
Alsetria | MOX330-09HFN1-MY5W | MTIU-09HWFN1-M |  | 9000 | 10000 | 20.2 | 13.2 | 12 | 1.9 | 101 | 108 | 211644037
Alsetria | MOX230-09HFN1-MW5W | MTIU-09HWFN1-M |  | 9000 | 10000 | 19.2 | 12.5 | 10.2 | 2.1 | 77 | 80 | 211644024
KANIONco | KD-18IR410AHSODU | KD-18IR410AHSIDU |  | 17000 | 19000 | 18 | 11.7 | 9.5 | 1.85 | 79 | 93 | 212615050
KANIONco | KD-09IR410AHSODU | KD-09IR410AHSIDU |  | 9000 | 10000 | 20.2 | 13.2 | 12 | 1.9 | 101 | 108 | 212615045
Custom Comfort | CCOXHASZ17HP | CCOXHASD18 |  | 17000 | 19000 | 18 | 11.7 | 9.5 | 1.85 | 79 | 93 | 212365417
Custom Comfort | CCOXHASZ09HP | CCOXHASD09 |  | 9000 | 10000 | 20.2 | 13.2 | 12 | 1.9 | 101 | 108 | 212365415
COMFORTSTAR | CHF24CD(O) | CPA-24C |  | 24000 | 25000 | 19.2 | 12 | 10.5 | 2 | 84 | 108 | 207658940
COMFORTSTAR | CHF12CD(O) | CPA-12C |  | 12000 | 12500 | 19.5 | 11.7 | 10 | 1.96 | 85 | 97 | 207658938
COMFORTSTAR | CZP18CD(O) | CPA-18B |  | 17000 | 20000 | 20 | 12.5 | 10.6 | 2.4 | 63 | 65 | 207658932
MDV | MOX330-09HFN1-MY5W-L | MTIU-09HWFN1-M |  | 8800 | 10000 | 20.2 | 13.2 | 12 | 1.9 | 101 | 108 | 207658608
MDV | MOD33-24HFN1-MT0W-L | MTIU-24HWFN1-M |  | 23000 | 25000 | 19 | 12.3 | 11 | 2.3 | 80 | 80 | 207658595
MDV | MOX230-12HFN1-MV5W-L | MTIU-12HWFN1-M |  | 11500 | 12000 | 18.8 | 11.7 | 10.3 | 2.26 | 78 | 70 | 207658593
Airlux | ASZ24O/2022 | AMD24I |  | 23000 | 25000 | 19 | 12.5 | 11.2 | 2.3 | 80 | 80 | 208119668
Star Air Kontrol | SAK-12-DTMS/220V | SAK-12-DTMS/220V |  | 11500 | 12000 | 19 | 11.7 | 10.3 | 2.26 | 78 | 70 | 213081463
ZERO | ZSOV-24HDM-US | ZDV-24HDM-US |  | 23000 | 25000 | 19 | 12.5 | 11.2 | 2.3 | 80 | 80 | 212928560
KANIONco | KD-24IR410AHSODU | KD-24IR410AHSIDU |  | 24000 | 25000 | 19.2 | 12 | 10.5 | 2 | 84 | 108 | 212615048
SEA BREEZE+ | HSZ18H424ZMO | D18H424ZMI |  | 17000 | 19000 | 18 | 11.7 | 9.5 | 1.85 | 79 | 93 | 212595651
SEA BREEZE+ | HSZ9H424ZMO | D9H424ZMI |  | 9000 | 10000 | 20.2 | 13.2 | 12 | 1.9 | 101 | 108 | 212595646
ECO AC | EHH-O12BB | EHH-D12BA |  | 11500 | 12000 | 19 | 11.7 | 10.3 | 2.26 | 78 | 70 | 207825495
MDV | MOX430-17HFN1-MT0W | MTIU-24HWFN1-M-CA |  | 17500 | 19000 | 18 | 12.1 | 10.5 | 2 | 83 | 84 | 207801583
AIRQUEST | DLCSRBH18AAK | DLFSDAH24XAK |  | 17500 | 19000 | 18 | 12.1 | 10.5 | 2 | 83 | 84 | 207801577
MIDEA | DLCSRBH18AAK | DLFSDAH24XAK |  | 17500 | 19000 | 18 | 12.1 | 10.5 | 2 | 83 | 84 | 207801574
DAY & NIGHT | DLCSRBH18AAK | DLFSDAH24XAK |  | 17500 | 19000 | 18 | 12.1 | 10.5 | 2 | 83 | 84 | 207801570
COMFORTMAKER | DLCSRBH18AAK | DLFSDAH24XAK |  | 17500 | 19000 | 18 | 12.1 | 10.5 | 2 | 83 | 84 | 207801569
KARDA | 3KARDA24SZO | 3KARDA24UVD |  | 24000 | 25000 | 19.2 | 12 | 10.5 | 2 | 84 | 108 | 207796644
KARDA | 3KARDA18SZO | 3KARDA18UVD |  | 17000 | 19000 | 18 | 11.7 | 9.5 | 1.85 | 79 | 93 | 207796642
Durastar | DRA1U24S1B | DRAD24F1A |  | 23000 | 25000 | 19 | 12.5 | 11.2 | 2.3 | 80 | 80 | 207787145
Durastar | DRA1U12S1B | DRAD12F1A |  | 11500 | 12000 | 19 | 11.7 | 10.3 | 2.26 | 78 | 70 | 207787137
Durastar | DRA1U09S1B | DRAD09F1A |  | 9000 | 10000 | 19.2 | 12.5 | 10.2 | 2.1 | 77 | 80 | 207787135
COMFORTSTAR | CHF24CD(O) | CPA-24B |  | 24000 | 25000 | 19.2 | 12 | 10.5 | 2 | 84 | 108 | 207765972
COMFORTSTAR | CHF09CD(O) | CPA-09B |  | 9000 | 10000 | 20.2 | 13.2 | 12 | 1.9 | 101 | 108 | 207765969
BOSCH | BMS500-AAS024-1CSXRC | BMS500-AAU024-1AHDXB |  | 23000 | 25000 | 19 | 12.5 | 11.2 | 2.3 | 80 | 80 | 207760006
BOSCH | BMS500-AAS018-1CSXHC | BMS500-AAU018-1AHDXB |  | 17000 | 19000 | 18 | 11.7 | 9.5 | 1.85 | 79 | 93 | 207760005
BOSCH | BMS500-AAS018-1CSXRC | BMS500-AAU018-1AHDXB |  | 17000 | 20000 | 20 | 12.5 | 10.6 | 2.4 | 63 | 65 | 207760004
DIRECT AIR | DIRM-24DA25-1Z | DIRM-24HP-DU |  | 23000 | 25000 | 19 | 12.5 | 11.2 | 2.3 | 80 | 80 | 207743759
DIRECT AIR | DIRM-18DA25-1Z | DIRM-18HP-DUV |  | 17000 | 20000 | 20 | 12.5 | 10.6 | 2.4 | 63 | 65 | 207743756
DIRECT AIR | DIRM-12HXPRO28-1Z | DIRM-12HP-DUH |  | 12000 | 12500 | 19.5 | 11.7 | 10 | 1.96 | 85 | 97 | 207743753
DIRECT AIR | DIRM-12DA25-1Z | DIRM-12HP-DUH |  | 11500 | 12000 | 19 | 11.7 | 10.3 | 2.26 | 78 | 70 | 207743751
DIRECT AIR | DIRM-09DA25-1Z | DIRM-09HP-DUH |  | 9000 | 10000 | 19.2 | 12.5 | 10.2 | 2.1 | 77 | 80 | 207743747
Cooper&Hunter | CH-HPR09-230VO | CH-09MDT-W |  | 9000 | 10000 | 20.2 | 13.2 | 12 | 1.9 | 101 | 108 | 213265573
Multi MFG | MSH-12HD-A | 12HCHP0-C-M-A |  | 12000 | 12500 | 19.5 | 11.7 | 10 | 1.96 | 85 | 97 | 214609245
SLIMAIR | SHC24VE2AG | SHD24VC2AG |  | 23000 | 25000 | 19 | 12.5 | 11.2 | 2.3 | 80 | 80 | 214606459
FRANKLIN | MSH243F25MCAA | MST243E21ADAA |  | 24000 | 25000 | 19.2 | 12 | 10.5 | 2 | 84 | 108 | 214594909
FRANKLIN | MSH183F25MCAA | MST183E21ADAA |  | 17000 | 19000 | 18 | 11.7 | 9.5 | 1.85 | 79 | 93 | 214594908
FRANKLIN | MSH123F25MCAA | MST123E21ADAA |  | 12000 | 12500 | 19.5 | 11.7 | 10 | 1.96 | 85 | 97 | 214594907
ICONIC AIR SOLUTION | ICOZ18AK | IFOV18IK |  | 17500 | 19000 | 18 | 12.1 | 10.8 | 2.2 | 83 | 95 | 214389555
TEMPSTAR | DLCSRBH24AAK | DLFSDAH24XHK |  | 24000 | 25000 | 19.2 | 12 | 11.1 | 2 | 84 | 96 | 211132740
KENMORE | DLCSRBH24AAK | DLFSDAH24XHK |  | 24000 | 25000 | 19.2 | 12 | 11.1 | 2 | 84 | 96 | 211132732
BOSCH | BMS500-AAS024-1CSXXA | BMS500-AAU024-1AHDXB |  | 23000 | 24400 | 19 | 11.7 | 10 | 2 | 74 | 75 | 204014476
MOOVAIR | DM12HOS25230E3 | DM12HIDU230X5 |  | 12000 | 12000 | 19 | 11.7 | 10 | 1.75 | 88 | 98 | 204005741
BOSCH | BMS500-AAS009-1CSXRA | BMS500-AAU009-1AHDXB |  | 9000 | 10000 | 18.7 | 12.1 | 9.8 | 1.98 | 80 | 80 | 203991159
Allied | 4DHP1S24S-1P | DMD224S4-1P |  | 23000 | 24400 | 19 | 11.7 | 10 | 2 | 74 | 75 | 203966554
FRANKLIN | MSH093E23MCAA | MST093E21ADAA |  | 9000 | 10000 | 20.2 | 13.2 | 12 | 1.9 | 101 | 108 | 206900427
PERFECTAIRE | 1PAMSHH12-SZO-22.5 | 2PAMSDH12 |  | 12000 | 12000 | 19 | 11.7 | 10 | 1.75 | 88 | 98 | 207192289
Cooper&Hunter | CH-09SPH-230VO | CH-M09DTUI |  | 9000 | 10000 | 18.7 | 12.1 | 9.8 | 1.98 | 80 | 80 | 210799487
Cooper&Hunter | CH-24DKT230VO | CH-24LCDTU/I |  | 24000 | 24000 | 19.2 | 11.7 | 10.5 | 1.9 | 96 | 100 | 210799462
LENNOX | MPC024S4S-1P | MMDB024S4-*P |  | 23000 | 25000 | 19 | 12.3 | 11 | 2.3 | 80 | 80 | 211034426
LENNOX | LISH012000P431-C | LIFHC012180P431-C |  | 11500 | 12000 | 19 | 11.7 | 10 | 1.9 | 78 | 70 | 201796621
C&H | CH-24LCU/O | CH-24LCDTU/I |  | 24000 | 24000 | 19.2 | 11.7 | 10.5 | 1.9 | 96 | 100 | 201755335
CONCORD | 4DHP2S18S-1P | DMD218S4-*P |  | 17000 | 20000 | 20 | 12.3 | 10.5 | 2.4 | 63 | 65 | 211034555
Armstrong Air | 4DHPS209S-1P | DMD209S4-*P |  | 9000 | 10000 | 19.2 | 12.5 | 10 | 2.1 | 77 | 80 | 211034527
Allied | 4DHPS209S-1P | DMD209S4-*P |  | 9000 | 10000 | 19.2 | 12.5 | 10 | 2.1 | 77 | 80 | 211034501
AirEase | 4DHP2S18S-1P | DMD218S4-*P |  | 17000 | 20000 | 20 | 12.3 | 10.5 | 2.4 | 63 | 65 | 211034477
LENNOX | MLB024S4S-1P | MMDB024S4-*P |  | 23800 | 25000 | 19.2 | 12 | 10.5 | 2 | 84 | 108 | 211034447
LENNOX | MPC012S4S-1P | MMDB012S4-*P |  | 11500 | 12000 | 18.8 | 11.7 | 10.3 | 2.26 | 78 | 70 | 211034424
Alsetria | MOX230-12HFN1-MV5W | MTIU-12HWFN1-M |  | 11500 | 12000 | 19 | 11.7 | 10.3 | 2.26 | 78 | 70 | 211644025
Armstrong Air | 4DHP1S12S-1P | DMD212S4-1P |  | 11500 | 12000 | 19 | 11.7 | 10 | 1.9 | 78 | 70 | 204462441
AirEase | 4DHP1S12S-1P | DMD212S4-1P |  | 11500 | 12000 | 19 | 11.7 | 10 | 1.9 | 78 | 70 | 204462430
C&H | CH-24SPH-230VO | CH-24LCDTU/I |  | 23000 | 24400 | 19 | 11.7 | 10 | 2 | 74 | 75 | 204098423
Breeze33 | BZ33-HYP09HPOUT2 | BZ33-DIDU9 |  | 9000 | 10000 | 18.5 | 12.1 | 11.5 | 1.9 | 101 | 108 | 204030303
BOSCH | BMS500-AAS009-1CSXHB | BMS500-AAU009-1AHDXB |  | 9000 | 10000 | 18.5 | 12.1 | 11.5 | 1.9 | 101 | 108 | 204014467
ELIOS | DE12HOS25230E3 | DE12HIDU230X5 |  | 12000 | 12000 | 19 | 11.7 | 10 | 1.75 | 88 | 98 | 204005779
MOOVAIR | DM24HOS25230E3 | DM24HIDU230X5 |  | 24000 | 24000 | 19.2 | 11.7 | 10.5 | 1.9 | 96 | 100 | 204005743
MOOVAIR | DM24HOS23230E2 | DM24HIDU230X5 |  | 23000 | 24400 | 19 | 11.7 | 10 | 2 | 74 | 75 | 204005739
MOOVAIR | DM09HOS23230E2 | DM09HIDU230X5 |  | 9000 | 10000 | 18.7 | 12.1 | 9.8 | 1.98 | 80 | 80 | 204005736
DIRECT AIR | MOX430-17HFN1-MT0W | MTIU-18HWFN1-M |  | 17000 | 19000 | 18 | 11.7 | 9.5 | 1.85 | 79 | 93 | 206377760
Durastar | DRA1U12S1A | DRAD12F1A |  | 11500 | 12000 | 19 | 11.7 | 10 | 1.9 | 78 | 70 | 206369522
Durastar | DRA1U09S1A | DRAD09F1A |  | 9000 | 10000 | 18.7 | 12.1 | 9.8 | 1.98 | 80 | 80 | 206369520
Mitsutomo | HO-SZ24-AB-Q | HD-UZ24-AB-Q |  | 24000 | 25000 | 19.2 | 12 | 10.5 | 2 | 84 | 108 | 214056569
Mitsutomo | HO-SZ09-AB-Q | HD-UZ09-AB-Q |  | 9000 | 10000 | 20.2 | 13.2 | 12 | 1.9 | 101 | 108 | 214056566
CIAC | CM43BX018-H3N2H | CC43BX018-E3N1H |  | 17000 | 20000 | 20 | 12.5 | 10.6 | 2.4 | 63 | 65 | 213927686
ICONIC AIR SOLUTION | ICOO18AK | IFOD18IK |  | 17000 | 20000 | 20 | 12.5 | 10.6 | 2.4 | 63 | 65 | 214640128
Kepler | ODUMOX430-18HFN1-MU0W | IDUMTIU-18HWFN1-M |  | 17000 | 20000 | 20 | 12.5 | 10.6 | 2.4 | 63 | 65 | 214610366
Multi MFG | MSH-18HD-A | 18HCHP0-C-M-A |  | 17000 | 19000 | 18 | 11.7 | 9.5 | 1.85 | 79 | 93 | 214609246
Multi MFG | MSH-09HD-A | 9HCHP0-C-M-A |  | 9000 | 10000 | 20.2 | 13.2 | 12 | 1.9 | 101 | 108 | 214609244
SLIMAIR | SHC09VH2AG | SHD09VC2AG |  | 9000 | 10000 | 20.2 | 13.2 | 12 | 1.9 | 101 | 108 | 214606463
Cooper&Hunter | CH-24SPH-230VO | CH-24LCDTU/I |  | 23000 | 24400 | 19 | 11.7 | 10 | 2 | 74 | 75 | 210799458
Cooper&Hunter | CH-09SPH-230VO | CH-09LCDTU/I |  | 9000 | 10000 | 18.7 | 12.1 | 9.8 | 1.98 | 80 | 80 | 210799455
Cooper&Hunter | CH-12LCU/O | CH-12LCDTU/I |  | 11500 | 12000 | 19 | 11.7 | 10 | 1.9 | 78 | 70 | 210799436
LENNOX | MLB024S4S-1P | MMDB024S4* |  | 23800 | 25000 | 19.2 | 12 | 10.5 | 2 | 84 | 108 | 210665634
LENNOX | MLB009S4S-1P | MMDB009S4* |  | 8800 | 10000 | 20.2 | 13.2 | 12 | 1.9 | 101 | 108 | 210665631
MDV | MOX230-09HFN1-MW5W-L | MTIU-09HWFN1-M |  | 9000 | 10000 | 19.2 | 12.5 | 10 | 2.1 | 77 | 80 | 210644033
C&H | CH-24LCU/O | CH-M24DTUI |  | 24000 | 24000 | 19.2 | 11.7 | 10.5 | 1.9 | 96 | 100 | 205263857
C&H | CH-12SPH-230VO | CH-M12DTUI |  | 11500 | 12000 | 19 | 11.7 | 10 | 1.9 | 78 | 70 | 205263854
C&H | CH-09SPH-230VO | CH-M09DTUI |  | 9000 | 10000 | 18.7 | 12.1 | 9.8 | 1.98 | 80 | 80 | 205263852
YORK | YUJE24BYTMCMO-X | YEJE24BXTMCM-WX |  | 23000 | 24400 | 19 | 11.7 | 10 | 2 | 74 | 75 | 204835498
MRCOOL | O-HH-24-HP-C-230 | DUCT-24HP-230 |  | 24000 | 24000 | 19.2 | 11.7 | 10.5 | 1.9 | 96 | 100 | 204469771
MRCOOL | O-HH-09-HP-C-230 | DUCT-09HP-230 |  | 9000 | 10000 | 18.5 | 12.1 | 11.5 | 1.9 | 101 | 108 | 204469768
BRYANT | 38MAQB24R--3 | 40MBDQ24---3 |  | 24000 | 24000 | 19.2 | 11.7 | 10.5 | 1.9 | 96 | 100 | 200059144
Breeze33 | HSZ18H424ZMO | D18H424ZMI |  | 17000 | 19000 | 18 | 11.7 | 9.5 | 1.85 | 79 | 93 | 211277590
MIDEA | 38MARBQ09AA3 | 40MBDAQ09XH3 |  | 9000 | 9800 | 20.5 | 13.6 | 10 | 1.9 | 88 | 110 | 211132965
Weathermaker | 38MARBQ24AA3 | 40MBDAQ24XH3 |  | 24000 | 25000 | 19.2 | 12 | 11.1 | 2 | 84 | 96 | 211132957
PAYNE | 38MARBQ09AA3 | 40MBDAQ09XH3 |  | 9000 | 9800 | 20.5 | 13.6 | 10 | 1.9 | 88 | 110 | 211132943
BRYANT | 38MARBQ24AA3 | 40MBDAQ24XH3 |  | 24000 | 25000 | 19.2 | 12 | 11.1 | 2 | 84 | 96 | 211132935
CARRIER | 38MARBQ12AA3 | 40MBDAQ12XH3 |  | 12000 | 12000 | 20 | 12 | 9.5 | 1.85 | 81 | 100 | 211132925
KEEPRITE | DLCSRBH24AAK | DLFSDAH24XHK |  | 24000 | 25000 | 19.2 | 12 | 11.1 | 2 | 84 | 96 | 211132728
HEIL | DLCSRBH24AAK | DLFSDAH24XHK |  | 24000 | 25000 | 19.2 | 12 | 11.1 | 2 | 84 | 96 | 211132724
DAY & NIGHT | DLCSRBH24AAK | DLFSDAH24XHK |  | 24000 | 25000 | 19.2 | 12 | 11.1 | 2 | 84 | 96 | 211132720
AIRQUEST | DLCSRBH12AAK | DLFSDAH12XHK |  | 12000 | 12000 | 20 | 12 | 9.5 | 1.85 | 81 | 100 | 211132708
SMART COMFORT | DLCSRBH12AAK | DLFSDAH12XHK |  | 12000 | 12000 | 20 | 12 | 9.5 | 1.85 | 81 | 100 | 211132705
TEMPSTAR | DLCSRBH12AAK | DLFSDAH12XHK |  | 12000 | 12000 | 20 | 12 | 9.5 | 1.85 | 81 | 100 | 211132702
KENMORE | DLCSRBH12AAK | DLFSDAH12XHK |  | 12000 | 12000 | 20 | 12 | 9.5 | 1.85 | 81 | 100 | 211132696
KEEPRITE | DLCSRBH09AAK | DLFSDAH09XHK |  | 9000 | 9800 | 20.5 | 13.6 | 10 | 1.9 | 88 | 110 | 211132692
DAY & NIGHT | DLCSRBH18AAK | DLFSDAH18XHK |  | 17500 | 19000 | 18 | 12.1 | 10.8 | 2.2 | 83 | 95 | 211132685
SLIMAIR | SHC09VE2AG | SHD09VC2AG |  | 9000 | 10000 | 19.2 | 12.5 | 10.2 | 2.1 | 77 | 80 | 214606456
GOODMAN | MSH243G22MCAA | MST243E21ADAA |  | 24000 | 25000 | 19.2 | 12 | 10.5 | 2 | 84 | 108 | 214594904
GOODMAN | MSH183G22MCAA | MST183E21ADAA |  | 17000 | 19000 | 18 | 11.7 | 9.5 | 1.85 | 79 | 93 | 214594903
ICONIC AIR SOLUTION | ICOZ09AK | IFOV09IK |  | 9000 | 9800 | 20.5 | 13.6 | 10 | 1.9 | 88 | 110 | 214389553
Kepler | ODUMOD30-24HFN1MU0W | IDUMTIU-24HWFN1-M |  | 24000 | 25000 | 19.2 | 12 | 10.5 | 2 | 84 | 108 | 214377770
ELIOS | DEA12HOS25230E8 | DM12HIDU230X5 |  | 11500 | 12000 | 19 | 11.7 | 10.3 | 2.26 | 78 | 70 | 214810646
C&H | CH-24LCDTU/O | CH-24LCDTU/I |  | 24000 | 24000 | 19.2 | 11.7 | 10.5 | 1.9 | 96 | 100 | 10443490
MIDEA | 38MAQB24R--3 | 40MBDQ24---3 |  | 24000 | 24000 | 19.2 | 11.7 | 10.5 | 1.9 | 96 | 100 | 201846998
MIDEA | 38MAQB12R--3 | 40MBDQ12---3 |  | 12000 | 12000 | 19 | 11.7 | 10 | 1.75 | 88 | 98 | 201846996
BRYANT | 38MAQB12R--3 | 40MBDQ12---3 |  | 12000 | 12000 | 19 | 11.7 | 10 | 1.75 | 88 | 98 | 201846964
CARRIER | 38MAQB12R--3 | 40MBDQ12---3 |  | 12000 | 12000 | 19 | 11.7 | 10 | 1.75 | 88 | 98 | 201846961
CARRIER | 38MAQB09R--3 | 40MBDQ09---3 |  | 9000 | 10000 | 18.5 | 12.1 | 11.5 | 1.9 | 101 | 108 | 201846960
COMFORTSTAR | CXH024CD(O) | CPA-24B |  | 24000 | 24000 | 19.2 | 11.7 | 10.5 | 1.9 | 96 | 100 | 202575869
KERR | A-KMH09SU-1 | B-KMH09DU-1 |  | 9000 | 10000 | 18.5 | 12.1 | 11.5 | 1.9 | 101 | 108 | 202110997
COMFORT-AIRE | A-VMH24SU-1 | B-VMH24DU-1 |  | 24000 | 24000 | 19.2 | 11.7 | 10.5 | 1.9 | 96 | 100 | 202110995
DUCANE | 4DHP1S24S-1P | DMD224S4-1P |  | 23000 | 24400 | 19 | 11.7 | 10 | 2 | 74 | 75 | 202110467
CONCORD | 4DHP1S24S-1P | DMD224S4-1P |  | 23000 | 24400 | 19 | 11.7 | 10 | 2 | 74 | 75 | 202110466
C&H | CH-12LCU/O | CH-12LCDTU/I |  | 11500 | 12000 | 19 | 11.7 | 10 | 1.9 | 78 | 70 | 201992973
SLIMAIR | SHCD12VB2 | SHD12VB2-1 |  | 12000 | 12000 | 19 | 11.7 | 10 | 1.75 | 88 | 98 | 201863356
KERR | A-KMH12SU-1 | B-KMH12DU-1 |  | 12000 | 12000 | 19 | 11.7 | 10 | 1.75 | 88 | 98 | 202110998
CENTURY | A-VMH12SU-1 | B-VMH12DU-1 |  | 12000 | 12000 | 19 | 11.7 | 10 | 1.75 | 88 | 98 | 202110992
CONCORD | 4DHP1S12S-1P | DMD212S4-1P |  | 11500 | 12000 | 19 | 11.7 | 10 | 1.9 | 78 | 70 | 202110462
CONCORD | 4DHP1S09S-1P | DMD209S4-1P |  | 9000 | 10000 | 18.7 | 12.1 | 9.8 | 1.98 | 80 | 80 | 202110460
C&H | CH-09LCU/O | CH-09LCDTU/I |  | 9000 | 10000 | 18.7 | 12.1 | 9.8 | 1.98 | 80 | 80 | 201992972
KOOLKING | MOD30-24HFN1-MT0W | MEU-24MPH2 |  | 24000 | 24000 | 19.2 | 11.7 | 10.5 | 1.9 | 96 | 100 | 201863413
SLIMAIR | SHCD24VB2 | SHD24VB2 |  | 24000 | 24000 | 19.2 | 11.7 | 10.5 | 1.9 | 96 | 100 | 201863355
Cooper&Hunter | CH-ES18-230VO | CH-M18DTUI |  | 17000 | 20000 | 20 | 12.5 | 10.6 | 2.4 | 63 | 65 | 210799586
Alsetria | MOD30-24HFN1-MU0W | MTIU-24HWFN1-M |  | 24000 | 25000 | 19.2 | 12 | 10.5 | 2 | 84 | 108 | 211644040
Alsetria | MOX430-18HFN1-MU0W | MTIU-18HWFN1-M |  | 17000 | 20000 | 20 | 12.5 | 10.6 | 2.4 | 63 | 65 | 211644026
STEALTH | ACIQ-18ZPL-HP230B | ACIQ-18CD-HH-MB |  | 17000 | 19000 | 18 | 11.7 | 9.5 | 1.85 | 79 | 93 | 212316166
STEALTH | ACIQ-09ZPL-HP230B | ACIQ-09CD-HH-MB |  | 9000 | 10000 | 20.2 | 13.2 | 12 | 1.9 | 101 | 108 | 212316164
PolarWave | ACIQ-24ZPL-HP230B | ACIQ-24CD-HH-MB |  | 24000 | 25000 | 19.2 | 12 | 10.5 | 2 | 84 | 108 | 212316081
Cooper&Hunter | CH-HPR18-230VO | CH-18MDT-W |  | 17000 | 19000 | 18 | 11.7 | 9.5 | 1.85 | 79 | 93 | 213265577
Cooper&Hunter | CH-ES09-230VO | CH-09MDT-W |  | 9000 | 10000 | 19.2 | 12.5 | 10.2 | 2.1 | 77 | 80 | 213265572
KARDA | 1PAMSHH24-SZO-20.5 | 2KARDA24UVD |  | 24000 | 24000 | 19.2 | 11.7 | 10.5 | 1.9 | 96 | 100 | 205921401
SENVILLE | SENA/12HF/OZ | SENA/12HF/ID |  | 12000 | 12000 | 19 | 11.7 | 10 | 1.75 | 88 | 98 | 205921391
CIAC | CM43BX024-H3N1H | CC43BX024-E3N1H |  | 23000 | 24400 | 19 | 11.7 | 10 | 2 | 74 | 75 | 205778933
CIAC | CM43BX012-H3N1H | CC43BX012-E3N1H |  | 11500 | 12000 | 19 | 11.7 | 10 | 1.9 | 78 | 70 | 205778931
Airlux | ASZ24O | AMD24I |  | 23000 | 24400 | 19 | 11.7 | 10 | 2 | 74 | 75 | 203401043
TRUST AIR CONDITIONERS | OAH12H/O4S4P | IUMDL12H/I43P |  | 12000 | 12500 | 19.5 | 11.7 | 10 | 1.96 | 85 | 97 | 208816931
TRUST AIR CONDITIONERS | OUS09H/O4S4P | IUMDL09H/I43P |  | 9000 | 10000 | 19.2 | 12.5 | 10.2 | 2.1 | 77 | 80 | 208816926
KLIMAIRE | KSIH009-H225-O-2 | KDIP09-H2 |  | 9000 | 10000 | 20.2 | 13.2 | 12 | 1.9 | 101 | 108 | 209862170
KLIMAIRE | KSIH024-H220-O-2 | KDIP24-H2 |  | 24000 | 25000 | 19.2 | 12 | 10.5 | 2 | 84 | 108 | 209862169
KLIMAIRE | KSIE018-H220-O-2 | KDIP18-H2 |  | 17000 | 20000 | 20 | 12.5 | 10.6 | 2.4 | 63 | 65 | 209862162
KLIMAIRE | KSIE012-H220-O-2 | KDIP12-H2 |  | 11500 | 12000 | 19 | 11.7 | 10.3 | 2.26 | 78 | 70 | 209862161
KLIMAIRE | KSIE009-H221-O-2 | KDIP09-H2 |  | 9000 | 10000 | 19.2 | 12.5 | 10.2 | 2.1 | 77 | 80 | 209862160
KANIONco | KD-24R410AH | KD-24R410AH |  | 23000 | 24400 | 19 | 11.7 | 10 | 2 | 74 | 75 | 204760847
Weathermaker | 38MAQB24R--3 | 40MBDQ24---3 |  | 24000 | 24000 | 19.2 | 11.7 | 10.5 | 1.9 | 96 | 100 | 205772838
Weathermaker | 38MAQB12R--3 | 40MBDQ12---3 |  | 12000 | 12000 | 19 | 11.7 | 10 | 1.75 | 88 | 98 | 205772836
DIRECT AIR | MOD31-24HFN1-MT0W | MTIU-24HWFN1-M |  | 23000 | 24400 | 19 | 11.7 | 10 | 2 | 74 | 75 | 203360780
DIRECT AIR | MOBA30-09HFN1-MT0W | MTIU-09HWFN1-M |  | 9000 | 10000 | 18.7 | 12.1 | 9.8 | 1.98 | 80 | 80 | 203269798
DIRECT AIR | MOB30-12HFN1-MV0W | MTIU-12HWFN1-M |  | 12000 | 12000 | 19 | 11.7 | 10 | 1.75 | 88 | 98 | 203269793
ELIOS | DE24HOS23230E2 | DE24HIDU230X5 |  | 23000 | 24400 | 19 | 11.7 | 10 | 2 | 74 | 75 | 203238496
ELIOS | DE09HOS23230E2 | DE09HIDU230X5 |  | 9000 | 10000 | 18.7 | 12.1 | 9.8 | 1.98 | 80 | 80 | 203238492
PERFECTAIRE | 2KARDA18SZO20 | 2PAMSDH18 |  | 17000 | 19000 | 18 | 11.7 | 9.5 | 1.85 | 79 | 93 | 206348126
PERFECTAIRE | 1KARDA09SZO25 | 2PAMSDH09 |  | 9000 | 10000 | 18.5 | 12.1 | 11.5 | 1.9 | 101 | 108 | 206348124
Kepler | ODUMOX430-17HFN1MT0W | IDUMTIU-18HWFN1-M |  | 17000 | 19000 | 18 | 11.7 | 9.5 | 1.85 | 79 | 93 | 214377769
Mitsutomo | HO-SZ12-AB-Q | HD-UZ12-AB-Q |  | 12000 | 12500 | 19.5 | 11.7 | 10 | 1.96 | 85 | 97 | 214056567
CIAC | CM43BX009-H3N2H | CC43BX009-E3N1H |  | 9000 | 10000 | 19.2 | 12.5 | 10.2 | 2.1 | 77 | 80 | 213927684
DUOHOME | DOD33-24HFN1-MT0W | DTIU-24HWFN1-M |  | 23000 | 25000 | 19 | 12.5 | 11.2 | 2.3 | 80 | 80 | 214797741
ICONIC AIR SOLUTION | ICOO12AK | IFOD12IK |  | 11500 | 12000 | 19 | 11.7 | 10.3 | 2.26 | 78 | 70 | 214640127
Kepler | ODUMOX230-09HFN1-MW5W | IDUMTIU-09HWFN1-M |  | 9000 | 10000 | 19.2 | 12.5 | 10.2 | 2.1 | 77 | 80 | 214610364
NOVAIR PLUS | 12EVONVO | 12EVDNVI |  | 12000 | 12000 | 19 | 11.7 | 10 | 1.75 | 88 | 98 | 205281388
SENVILLE | SENA/24HF/OZ | SENA/24HF/ID |  | 24000 | 24000 | 19.2 | 11.7 | 10.5 | 1.9 | 96 | 100 | 205921393
SENVILLE | SENA/09HF/OZ | SENA/09HF/ID |  | 9000 | 10000 | 18.5 | 12.1 | 11.5 | 1.9 | 101 | 108 | 205921390
Weathermaker | 38MAQB09R--3 | 40MBDQ09---3 |  | 9000 | 10000 | 18.5 | 12.1 | 11.5 | 1.9 | 101 | 108 | 205772835
TGM | MRSVHT24AS | MFCHT24S |  | 23000 | 25000 | 19 | 12.5 | 11.2 | 2.3 | 80 | 80 | 209843019
TGM | MRSVHT12AS | MFCHT12S |  | 11500 | 12000 | 19 | 11.7 | 10.3 | 2.26 | 78 | 70 | 209843017
CLASSIC | MRSVHC12AS | MFCHC12S |  | 11500 | 12000 | 19 | 11.7 | 10.3 | 2.26 | 78 | 70 | 209843001
AC PRO.COM | AOX430-18HFN1-MT8W | ATIU-18HWFN1-M |  | 17000 | 20000 | 20 | 12.5 | 10.6 | 2.4 | 63 | 65 | 209748105
LENNOX | MLB018S4S-1P | MMDB018S4* |  | 17000 | 19000 | 18 | 11.7 | 9.2 | 1.85 | 79 | 93 | 210665633
LENNOX | MPC012S4S-1P | MMDB012S4* |  | 11500 | 12000 | 18.8 | 11.7 | 10.3 | 2.26 | 78 | 70 | 210665611
MDV | MOD30-24HFN1-MU0W-L | MTIU-24HWFN1-M |  | 23800 | 25000 | 19.2 | 12 | 10.5 | 2 | 84 | 108 | 210644039
Armstrong Air | 4DHP2S09S-1P | DMD209S4-1P |  | 9000 | 10000 | 19.2 | 12.5 | 10.2 | 2.1 | 77 | 80 | 208128190
SEA BREEZE+ | HSZ12H424ZMO | D12H424ZMI |  | 12000 | 12500 | 19.5 | 11.7 | 10 | 1.96 | 85 | 97 | 208128269
SEA BREEZE+ | SZ9H424ZMO | D9H424ZMI |  | 9000 | 10000 | 19.2 | 12.5 | 10.2 | 2.1 | 77 | 80 | 208128276
COMFORTMAKER | DLCSRBH18AAK | DLFSDAH18XHK |  | 17500 | 19000 | 18 | 12.1 | 10.8 | 2.2 | 83 | 95 | 211132682
DAY & NIGHT | DLCSRBH12AAK | DLFSDAH12XHK |  | 12000 | 12000 | 20 | 12 | 9.5 | 1.85 | 81 | 100 | 211132687
KEEPRITE | DLCSRBH18AAK | DLFSDAH18XHK |  | 17500 | 19000 | 18 | 12.1 | 10.8 | 2.2 | 83 | 95 | 211132691
KENMORE | DLCSRBH18AAK | DLFSDAH18XHK |  | 17500 | 19000 | 18 | 12.1 | 10.8 | 2.2 | 83 | 95 | 211132694
MIDEA | DLCSRBH18AAK | DLFSDAH18XHK |  | 17500 | 19000 | 18 | 12.1 | 10.8 | 2.2 | 83 | 95 | 211132697
AIRQUEST | DLCSRBH09AAK | DLFSDAH09XHK |  | 9000 | 9800 | 20.5 | 13.6 | 10 | 1.9 | 88 | 110 | 211132707
ARCOAIRE | DLCSRBH24AAK | DLFSDAH24XHK |  | 24000 | 25000 | 19.2 | 12 | 11.1 | 2 | 84 | 96 | 211132712
COMFORTMAKER | DLCSRBH24AAK | DLFSDAH24XHK |  | 24000 | 25000 | 19.2 | 12 | 11.1 | 2 | 84 | 96 | 211132716
CARRIER | 38MARBQ18AA3 | 40MBDAQ18XH3 |  | 17500 | 19000 | 18 | 12.1 | 10.8 | 2.2 | 83 | 95 | 211132918
CARRIER | 38MARBQ09AA3 | 40MBDAQ09XH3 |  | 9000 | 9800 | 20.5 | 13.6 | 10 | 1.9 | 88 | 110 | 211132920
BRYANT | 38MARBQ18AA3 | 40MBDAQ18XH3 |  | 17500 | 19000 | 18 | 12.1 | 10.8 | 2.2 | 83 | 95 | 211132930
BRYANT | 38MARBQ09AA3 | 40MBDAQ09XH3 |  | 9000 | 9800 | 20.5 | 13.6 | 10 | 1.9 | 88 | 110 | 211132932
BRYANT | 38MARBQ12AA3 | 40MBDAQ12XH3 |  | 12000 | 12000 | 20 | 12 | 9.5 | 1.85 | 81 | 100 | 211132937
PAYNE | 38MARBQ24AA3 | 40MBDAQ24XH3 |  | 24000 | 25000 | 19.2 | 12 | 11.1 | 2 | 84 | 96 | 211132946
Weathermaker | 38MARBQ18AA3 | 40MBDAQ18XH3 |  | 17500 | 19000 | 18 | 12.1 | 10.8 | 2.2 | 83 | 95 | 211132952
MIDEA | 38MARBQ18AA3 | 40MBDAQ18XH3 |  | 17500 | 19000 | 18 | 12.1 | 10.8 | 2.2 | 83 | 95 | 211132964
MIDEA | 38MARBQ24AA3 | 40MBDAQ24XH3 |  | 24000 | 25000 | 19.2 | 12 | 11.1 | 2 | 84 | 96 | 211132968
Breeze33 | HSZ9H424ZMO | D9H424ZMI |  | 9000 | 10000 | 20.2 | 13.2 | 12 | 1.9 | 101 | 108 | 211277583
Breeze33 | HSZ12H424ZMO | D12H424ZMI |  | 12000 | 12500 | 19.5 | 11.7 | 10 | 1.96 | 85 | 97 | 211277586
PAYNE | 38MAQB09R--3 | 40MBDQ09---3 |  | 9000 | 10000 | 18.5 | 12.1 | 11.5 | 1.9 | 101 | 108 | 201846975
PAYNE | 38MAQB12R--3 | 40MBDQ12---3 |  | 12000 | 12000 | 19 | 11.7 | 10 | 1.75 | 88 | 98 | 201846976
PAYNE | 38MAQB24R--3 | 40MBDQ24---3 |  | 24000 | 24000 | 19.2 | 11.7 | 10.5 | 1.9 | 96 | 100 | 201846978
MIDEA | 38MAQB09R--3 | 40MBDQ09---3 |  | 9000 | 10000 | 18.5 | 12.1 | 11.5 | 1.9 | 101 | 108 | 201846995
LENNOX | MPB024S4S-1P | MMDB024S4-2P |  | 23000 | 24400 | 19 | 11.7 | 10 | 2 | 74 | 75 | 10528566
LENNOX | MLA009S4S-1P | MMDB009S4-2P |  | 9000 | 10000 | 18.5 | 12.1 | 11.5 | 1.9 | 101 | 108 | 10528569
LENNOX | MLA024S4S-1P | MMDB024S4-2P |  | 24000 | 24000 | 19.2 | 11.7 | 10.5 | 1.9 | 96 | 100 | 10528572
YORK BY JOHNSON CONTROLS | YUJE12BYJ6AMO-X | YEJE12BXJ6AM-W1 |  | 11500 | 12000 | 19 | 11.7 | 10 | 1.9 | 78 | 70 | 10580861
Cooper&Hunter | CH-12DKT230VO | CH-12LCDTU/I |  | 12000 | 12000 | 19 | 11.7 | 10 | 1.75 | 88 | 98 | 210799460
Cooper&Hunter | CH-HYP12SPH230VO | CH-M12DTUI |  | 12000 | 12000 | 19 | 11.7 | 10 | 1.75 | 88 | 98 | 210799488
Cooper&Hunter | CH-12SPH-230VO | CH-M12DTUI |  | 11500 | 12000 | 19 | 11.7 | 10 | 1.9 | 78 | 70 | 210799489
Cooper&Hunter | CH-HYP24SPH230VO | CH-M24DTUI |  | 24000 | 24000 | 19.2 | 11.7 | 10.5 | 1.9 | 96 | 100 | 210799493
CLASSIC | MRSVHC24AS | MFCHC24S |  | 23000 | 25000 | 19 | 12.5 | 11.2 | 2.3 | 80 | 80 | 209843003
CTMorley | MOU-A18H-2 | MIU-A18D-2 |  | 17000 | 19000 | 18 | 11.7 | 9.5 | 1.85 | 79 | 93 | 209843062
CTMorley | MOU-A24H-2 | MIU-A24D-2 |  | 24000 | 25000 | 19.2 | 12 | 10.5 | 2 | 84 | 108 | 209843065
KLIMAIRE | KSIE024-H220-O-2 | KDIP24-H2 |  | 23000 | 25000 | 19 | 12.5 | 11.2 | 2.3 | 80 | 80 | 209862163
AirEase | 4DHPS209S-1P | DMD209S4-*P |  | 9000 | 10000 | 19.2 | 12.5 | 10 | 2.1 | 77 | 80 | 211034475
Allied | 4DHP2S12S-1P | DMD212S4-*P |  | 11500 | 12000 | 18.8 | 11.7 | 10.3 | 2.26 | 78 | 70 | 211034502
Allied | 4DHP2S18S-1P | DMD218S4-*P |  | 17000 | 20000 | 20 | 12.3 | 10.5 | 2.4 | 63 | 65 | 211034503
Armstrong Air | 4DHP2S18S-1P | DMD218S4-*P |  | 17000 | 20000 | 20 | 12.3 | 10.5 | 2.4 | 63 | 65 | 211034529
Armstrong Air | 4DHP2S24S-1P | DMD224S4-*P |  | 23000 | 25000 | 19 | 12.3 | 11 | 2.3 | 80 | 80 | 211034530
CONCORD | 4DHP2S12S-1P | DMD212S4-*P |  | 11500 | 12000 | 18.8 | 11.7 | 10.3 | 2.26 | 78 | 70 | 211034554
CONCORD | 4DHP2S24S-1P | DMD224S4-*P |  | 23000 | 25000 | 19 | 12.3 | 11 | 2.3 | 80 | 80 | 211034556
DUCANE | 4DHP2S12S-1P | DMD212S4-*P |  | 11500 | 12000 | 18.8 | 11.7 | 10.3 | 2.26 | 78 | 70 | 211034580
ARCOAIRE | DLCSRBH09AAK | DLFSDAH09XHK |  | 9000 | 9800 | 20.5 | 13.6 | 10 | 1.9 | 88 | 110 | 211132680
HEIL | DLCSRBH12AAK | DLFSDAH12XHK |  | 12000 | 12000 | 20 | 12 | 9.5 | 1.85 | 81 | 100 | 211132690
KEEPRITE | DLCSRBH12AAK | DLFSDAH12XHK |  | 12000 | 12000 | 20 | 12 | 9.5 | 1.85 | 81 | 100 | 211132693
KENMORE | DLCSRBH09AAK | DLFSDAH09XHK |  | 9000 | 9800 | 20.5 | 13.6 | 10 | 1.9 | 88 | 110 | 211132695
MIDEA | DLCSRBH09AAK | DLFSDAH09XHK |  | 9000 | 9800 | 20.5 | 13.6 | 10 | 1.9 | 88 | 110 | 211132698
MIDEA | DLCSRBH12AAK | DLFSDAH12XHK |  | 12000 | 12000 | 20 | 12 | 9.5 | 1.85 | 81 | 100 | 211132699
TEMPSTAR | DLCSRBH09AAK | DLFSDAH09XHK |  | 9000 | 9800 | 20.5 | 13.6 | 10 | 1.9 | 88 | 110 | 211132701
SMART COMFORT | DLCSRBH09AAK | DLFSDAH09XHK |  | 9000 | 9800 | 20.5 | 13.6 | 10 | 1.9 | 88 | 110 | 211132704
C&H | CH-09SPH-230VO | CH-09LCDTU/I |  | 9000 | 10000 | 18.7 | 12.1 | 9.8 | 1.98 | 80 | 80 | 204098420
C&H | CH-12DKT230VO | CH-12LCDTU/I |  | 12000 | 12000 | 19 | 11.7 | 10 | 1.75 | 88 | 98 | 204098425
AirEase | 4DHP1S09S-1P | DMD209S4-1P |  | 9000 | 10000 | 18.7 | 12.1 | 9.8 | 1.98 | 80 | 80 | 204462429
CARRIER | 38MARBQ09AA3 | 40MBDQ09---3 |  | 9000 | 10000 | 20.2 | 13.2 | 12 | 1.9 | 101 | 108 | 206350328
BRYANT | 38MARBQ09AA3 | 40MBDQ09---3 |  | 9000 | 10000 | 20.2 | 13.2 | 12 | 1.9 | 101 | 108 | 206350339
BRYANT | 38MARBQ18AA3 | 40MBDQ18---3 |  | 17000 | 19000 | 18 | 11.7 | 9.5 | 1.85 | 79 | 93 | 206350344
PAYNE | 38MARBQ09AA3 | 40MBDQ09---3 |  | 9000 | 10000 | 20.2 | 13.2 | 12 | 1.9 | 101 | 108 | 206350350
PAYNE | 38MARBQ12AA3 | 40MBDQ12---3 |  | 12000 | 12500 | 19.5 | 11.7 | 10 | 1.96 | 85 | 97 | 206350352
PAYNE | 38MARBQ24AA3 | 40MBDQ24---3 |  | 24000 | 25000 | 19.2 | 12 | 10.5 | 2 | 84 | 108 | 206350358
Weathermaker | 38MARBQ12AA3 | 40MBDQ12---3 |  | 12000 | 12500 | 19.5 | 11.7 | 10 | 1.96 | 85 | 97 | 206350363
ARCOAIRE | DLCSRBH09AAK | DLFSDAH09XAK |  | 9000 | 10000 | 20.2 | 13.2 | 12 | 1.9 | 101 | 108 | 206350383
COMFORTMAKER | DLCSRBH18AAK | DLFSDAH18XAK |  | 17000 | 19000 | 18 | 11.7 | 9.5 | 1.85 | 79 | 93 | 206350399
KEEPRITE | DLCSRBH09AAK | DLFSDAH09XAK |  | 9000 | 10000 | 20.2 | 13.2 | 12 | 1.9 | 101 | 108 | 206350427
KENMORE | DLCSRBH18AAK | DLFSDAH18XAK |  | 17000 | 19000 | 18 | 11.7 | 9.5 | 1.85 | 79 | 93 | 206350443
TEMPSTAR | DLCSRBH09AAK | DLFSDAH09XAK |  | 9000 | 10000 | 20.2 | 13.2 | 12 | 1.9 | 101 | 108 | 206350460
TEMPSTAR | DLCSRBH24AAK | DLFSDAH24XAK |  | 24000 | 25000 | 19.2 | 12 | 10.5 | 2 | 84 | 108 | 206350468
SMART COMFORT | DLCSRBH09AAK | DLFSDAH09XAK |  | 9000 | 10000 | 20.2 | 13.2 | 12 | 1.9 | 101 | 108 | 206350471
Cooper&Hunter | CH-ES12-230VO | CH-M12DTUI |  | 11500 | 12000 | 19 | 11.7 | 10.3 | 2.26 | 78 | 70 | 210799583
Cooper&Hunter | CH-ES24-230VO | CH-M24DTUI |  | 23000 | 25000 | 19 | 12.5 | 11.2 | 2.3 | 80 | 80 | 210799589
Cooper&Hunter | CH-HPR12-230VO | CH-M12DTUI |  | 12000 | 12500 | 19.5 | 11.7 | 10 | 1.96 | 85 | 97 | 210799594
Cooper&Hunter | CH-HPR18-230VO | CH-M18DTUI |  | 17000 | 19000 | 18 | 11.7 | 9.5 | 1.85 | 79 | 93 | 210799597
Cooper&Hunter | CH-HPR24-230VO | CH-M24DTUI |  | 24000 | 25000 | 19.2 | 12 | 10.5 | 2 | 84 | 108 | 210799600
Weathermaker | 38MARBQ09AA3 | 40MBDQ09---3 |  | 9000 | 10000 | 20.2 | 13.2 | 12 | 1.9 | 101 | 108 | 206350361
MIDEA | 38MARBQ12AA3 | 40MBDQ12---3 |  | 12000 | 12500 | 19.5 | 11.7 | 10 | 1.96 | 85 | 97 | 206350374
Cooper&Hunter | CH-ES12-230VO | CH-12MDT-W |  | 11500 | 12000 | 19 | 11.7 | 10.3 | 2.26 | 78 | 70 | 213265574
Cooper&Hunter | CH-HPR12-230VO | CH-12MDT-W |  | 12000 | 12500 | 19.5 | 11.7 | 10 | 1.96 | 85 | 97 | 213265575
Cooper&Hunter | CH-ES18-230VO | CH-18MDT-W |  | 17000 | 20000 | 20 | 12.5 | 10.6 | 2.4 | 63 | 65 | 213265576
Cooper&Hunter | CH-ES24-230VO | CH-24MDT-W |  | 23000 | 25000 | 19 | 12.5 | 11.2 | 2.3 | 80 | 80 | 213265578
Cooper&Hunter | CH-HPR24-230VO | CH-24MDT-W |  | 24000 | 25000 | 19.2 | 12 | 10.5 | 2 | 84 | 108 | 213265579
Kepler | ODUMOX330-09HFN1MY5W | IDUMTIU-09HWFN1-M |  | 9000 | 10000 | 20.2 | 13.2 | 12 | 1.9 | 101 | 108 | 214377767
KARDA | 1KARDA12SZO22.5 | 2PAMSDH12 |  | 12000 | 12000 | 19 | 11.7 | 10 | 1.75 | 88 | 98 | 206348121
PERFECTAIRE | 1KARDA12SZO22.5 | 2PAMSDH12 |  | 12000 | 12000 | 19 | 11.7 | 10 | 1.75 | 88 | 98 | 206348125
CARRIER | 38MARBQ12AA3 | 40MBDQ12---3 |  | 12000 | 12500 | 19.5 | 11.7 | 10 | 1.96 | 85 | 97 | 206350330
BRYANT | 38MARBQ24AA3 | 40MBDQ24---3 |  | 24000 | 25000 | 19.2 | 12 | 10.5 | 2 | 84 | 108 | 206350347
Airlux | ASZ12O/2022 | AMD12I |  | 11500 | 12000 | 19 | 11.7 | 10.3 | 2.26 | 78 | 70 | 208119666
MDV | MOX230-09HFN1-MW5W | MTIU-09HWFN1-M |  | 9000 | 10000 | 19.2 | 12.5 | 10.2 | 2.1 | 77 | 80 | 206330121
MDV | MOX330-09HFN1-MY5W | MTIU-09HWFN1-M |  | 9000 | 10000 | 20.2 | 13.2 | 12 | 1.9 | 101 | 108 | 206330123
MDV | MOX230-12HFN1-MV5W | MTIU-12HWFN1-M |  | 11500 | 12000 | 19 | 11.7 | 10.3 | 2.26 | 78 | 70 | 206330124
KERR | A-KMH18SU-1A | B-KMH18DU-1 |  | 17000 | 19000 | 18 | 11.7 | 9.5 | 1.85 | 79 | 93 | 206347320
MDV | MOBA30-09HFN1-MT0W | MTIU-09HWFN1-M |  | 9000 | 10000 | 18.7 | 12.1 | 9.8 | 1.98 | 80 | 80 | 200059291
KLIMAIRE | KSIE012-H220-O | KDIP12-H2 |  | 11500 | 12000 | 19 | 11.7 | 10 | 1.9 | 78 | 70 | 201796638
BRYANT | 38MAQB09R--3 | 40MBDQ09---3 |  | 9000 | 10000 | 18.5 | 12.1 | 11.5 | 1.9 | 101 | 108 | 201846963
DIRECT AIR | MOD30-24HFN1-MT0W | MTIU-24HWFN1-M |  | 24000 | 24000 | 19.2 | 11.7 | 10.5 | 1.9 | 96 | 100 | 203269801
MDV | MOB30-09HFN1-MX0W | MTIU-09HWFN1-M |  | 9000 | 10000 | 18.5 | 12.1 | 11.5 | 1.9 | 101 | 108 | 200059289
MDV | MOD31-24HFN1-MT0W | MTIU-24HWFN1-M |  | 23000 | 24400 | 19 | 11.7 | 10 | 2 | 74 | 75 | 200059299
LENNOX | LISH024000P431-C | LIFHC024180P431-C. |  | 24000 | 24000 | 19.2 | 11.7 | 10.5 | 1.9 | 96 | 100 | 201796625
C&H | CH-ES12-230VO | CH-M12DTUI |  | 11500 | 12000 | 19 | 11.7 | 10.3 | 2.26 | 78 | 70 | 207742319
C&H | CH-HPR12-230VO | CH-M12DTUI |  | 12000 | 12500 | 19.5 | 11.7 | 10 | 1.96 | 85 | 97 | 207742330
C&H | CH-HPR18-230VO | CH-M18DTUI |  | 17000 | 19000 | 18 | 11.7 | 9.5 | 1.85 | 79 | 93 | 207742333
MIDEA | MOX230-12HFN1-MV5W | MTIU-12HWFN1-M |  | 11500 | 12000 | 19 | 11.7 | 10.3 | 2.26 | 78 | 70 | 207742396
ELIOS | DEA18HOS25230E8 | DUA18HIDU230X5 |  | 17000 | 20000 | 20 | 12.5 | 10.6 | 2.4 | 63 | 65 | 207742447
ELIOS | DEA12HOS28230E8 | DUA12HIDU230X5 |  | 12000 | 12500 | 19.5 | 11.7 | 10 | 1.96 | 85 | 97 | 207742453
MDV | MOX430-17HFN1-MT0W-L | MTIU-18HWFN1-M |  | 17000 | 19000 | 18 | 11.7 | 9.2 | 1.85 | 79 | 93 | 207658610
COMFORTSTAR | CHF09CD(O) | CPA-09C |  | 9000 | 10000 | 20.2 | 13.2 | 12 | 1.9 | 101 | 108 | 207658937
COMFORTSTAR | CHF18CD(O) | CPA-18C |  | 17000 | 19000 | 18 | 11.7 | 9.5 | 1.85 | 79 | 93 | 207658939
PIONEER | YN009GMFI22RPD | RB009GMFILDFHD |  | 9000 | 10000 | 18.7 | 12.1 | 9.8 | 1.98 | 80 | 80 | 10597350
PIONEER | YN012GMFI22RPD | RB012GMFILDFHD |  | 11500 | 12000 | 19 | 11.7 | 10 | 1.9 | 78 | 70 | 10597351
Durastar | DRA1H09S1A | DRAD09F1A |  | 9000 | 10000 | 20.2 | 13.2 | 12 | 1.9 | 101 | 108 | 210568115
COMFORT-AIRE | A-VMH18SV-1 | B-VMH18DU-1 |  | 17000 | 19000 | 18 | 11.7 | 9.5 | 1.85 | 79 | 93 | 210568239
KERR | A-KMH18SV-1 | B-KMH18DU-1 |  | 17000 | 19000 | 18 | 11.7 | 9.5 | 1.85 | 79 | 93 | 210568253
KERR | A-KMH12SV-1 | B-KMH12DU-1 |  | 12000 | 12500 | 19.5 | 11.7 | 10 | 1.96 | 85 | 97 | 210568257
LENNOX | MPC018S4S-1P | MMDB018S4* |  | 17000 | 20000 | 20 | 12.3 | 10.5 | 2.4 | 63 | 65 | 210665612
LENNOX | MLB012S4S-1P | MMDB012S4* |  | 11800 | 12500 | 19.5 | 11.7 | 10 | 1.96 | 85 | 97 | 210665632
GOODMAN | MSH093E23MCAA | MST093E21ADAA |  | 9000 | 10000 | 20.2 | 13.2 | 12 | 1.9 | 101 | 108 | 206900419
GOODMAN | MSH183E23MCAA | MST183E21ADAA |  | 17000 | 19000 | 18 | 11.7 | 9.5 | 1.85 | 79 | 93 | 206900421
FRANKLIN | MSH123E23MCAA | MST123E21ADAA |  | 12000 | 12500 | 19.5 | 11.7 | 10 | 1.96 | 85 | 97 | 206900428
FRANKLIN | MSH093E21MCAA | MST093E21ADAA |  | 9000 | 10000 | 18.7 | 12.1 | 9.8 | 1.98 | 80 | 80 | 206900439
ECO AC | EHH-O09BA | EHH-D09BA |  | 9000 | 10000 | 18.7 | 12.1 | 9.8 | 1.98 | 80 | 80 | 206902024
ECO AC | EHH-O24BA | EHH-D24BA |  | 23000 | 25000 | 19 | 12.5 | 11.2 | 2.3 | 80 | 80 | 206902027
PERFECTAIRE | 1PAMSHH24-SZW-20.5 | 2PAMSDH24 |  | 24000 | 25000 | 19.2 | 12 | 10.5 | 2 | 84 | 108 | 207192291
PIONEER | YN018GMFI22RPE | RB018GMFILDFHD |  | 17000 | 20000 | 20 | 12.5 | 10.6 | 2.4 | 63 | 65 | 208141953
SUNCHILLERS | 12WODU-UL | 12DIDU-UL |  | 11500 | 12000 | 19 | 11.7 | 10.3 | 2.26 | 78 | 70 | 208447612
SUNCHILLERS | 24WODU-UL | 24DIDU-UL |  | 23000 | 25000 | 19 | 12.5 | 11.2 | 2.3 | 80 | 80 | 208447613
MDV | MOX330-09HFN1-MY5W | MTI-09HWFN1-MSS8 |  | 9000 | 9800 | 20.5 | 13.6 | 10 | 1.9 | 88 | 110 | 210299303
MDV | MOX430-17HFN1-MT0W | MTI-18HWFN1-MSP0 |  | 17500 | 19000 | 18 | 12.1 | 10.8 | 2.2 | 83 | 95 | 210299845
COMFORT-AIRE | A-VMH24SV-1 | B-VMH24DU-1 |  | 24000 | 25000 | 19.2 | 12 | 10.5 | 2 | 84 | 108 | 210568243
COMFORT-AIRE | A-VMH09SV-1 | B-VMH09DU-1 |  | 9000 | 10000 | 20.2 | 13.2 | 12 | 1.9 | 101 | 108 | 210568245
KERR | A-KMH24SV-1 | B-KMH24DU-1 |  | 24000 | 25000 | 19.2 | 12 | 10.5 | 2 | 84 | 108 | 210568247
KERR | A-KMH09SV-1 | B-KMH09DU-1 |  | 9000 | 10000 | 20.2 | 13.2 | 12 | 1.9 | 101 | 108 | 210568255
PIONEER | YN009GMFI22RPE | RB009GMFILDFHD |  | 9000 | 10000 | 19.2 | 12.5 | 10.2 | 2.1 | 77 | 80 | 208141951
CTMorley | MOU-A12H-2 | MIU-A12D-2 |  | 12000 | 12500 | 19.5 | 11.7 | 10 | 1.96 | 85 | 97 | 209843059
TGM | MRSVHT18AS | MFCHT18S |  | 17000 | 20000 | 20 | 12.5 | 10.6 | 2.4 | 63 | 65 | 209843018
CLASSIC | MRSVHC18AS | MFCHC18S |  | 17000 | 20000 | 20 | 12.5 | 10.6 | 2.4 | 63 | 65 | 209843002
AC PRO.COM | AOX230-12HFN1-MV5W | ATIU-12HWFN1-M |  | 11500 | 12000 | 19 | 11.7 | 10.3 | 2.26 | 78 | 70 | 209748104
AC PRO.COM | AOX230-09HFN1-MW5W | ATIU-09HWFN1-M |  | 9000 | 10000 | 19.2 | 12.5 | 10.2 | 2.1 | 77 | 80 | 209748103
TRUST AIR CONDITIONERS | OAH24H/O4S4P | IUMDL24H/I43P |  | 24000 | 25000 | 19.2 | 12 | 10.5 | 2 | 84 | 108 | 208816933
TRUST AIR CONDITIONERS | OUS18H/O4S4P | IUMDL18H/I43P |  | 17000 | 20000 | 20 | 12.5 | 10.6 | 2.4 | 63 | 65 | 208816928
COMFORT-AIRE | A-VMH12SV-1 | B-VMH12DU-1 |  | 12000 | 12500 | 19.5 | 11.7 | 10 | 1.96 | 85 | 97 | 210568246
Cooper&Hunter | CH-24LCU/O | CH-M24DTUI |  | 24000 | 24000 | 19.2 | 11.7 | 10.5 | 1.9 | 96 | 100 | 210799492
Cooper&Hunter | CH-09DKT230VO | CH-09LCDTU/I |  | 9000 | 10000 | 18.5 | 12.1 | 11.5 | 1.9 | 101 | 108 | 210799459
Cooper&Hunter | CH-12SPH-230VO | CH-12LCDTU/I |  | 11500 | 12000 | 19 | 11.7 | 10 | 1.9 | 78 | 70 | 210799456
Cooper&Hunter | CH-09LCU/O | CH-09LCDTU/I |  | 9000 | 10000 | 18.7 | 12.1 | 9.8 | 1.98 | 80 | 80 | 210799435
Cooper&Hunter | CH-24LCU/O | CH-24LCDTU/I |  | 24000 | 24000 | 19.2 | 11.7 | 10.5 | 1.9 | 96 | 100 | 210799429
Cooper&Hunter | CH-24LCDTU/O | CH-24LCDTU/I |  | 24000 | 24000 | 19.2 | 11.7 | 10.5 | 1.9 | 96 | 100 | 210799425
LENNOX | MPC024S4S-1P | MMDB024S4* |  | 23000 | 25000 | 19 | 12.3 | 11 | 2.3 | 80 | 80 | 210665613
LENNOX | MPC009S4S-1P | MMDB009S4* |  | 9000 | 10000 | 19.2 | 12.5 | 10 | 2.1 | 77 | 80 | 210665610
PERFECTAIRE | 1PAMSHH09-SZO-25 | 2PAMSDH09 |  | 9000 | 10000 | 18.5 | 12.1 | 11.5 | 1.9 | 101 | 108 | 207192288
COMFORTMAKER | DLCSRBH12AAK | DLFSDAH12XHK |  | 12000 | 12000 | 20 | 12 | 9.5 | 1.85 | 81 | 100 | 211132684
ARCOAIRE | DLCSRBH18AAK | DLFSDAH18XHK |  | 17500 | 19000 | 18 | 12.1 | 10.8 | 2.2 | 83 | 95 | 211132679
DUCANE | 4DHP2S24S-1P | DMD224S4-*P |  | 23000 | 25000 | 19 | 12.3 | 11 | 2.3 | 80 | 80 | 211034582
PolarWave | ACIQ-09ZPL-HP230B | ACIQ-09CD-HH-MB |  | 9000 | 10000 | 20.2 | 13.2 | 12 | 1.9 | 101 | 108 | 212316078
LPS Legacy | DLCSRBH24AAK | DLFSDAH24XAK |  | 24000 | 25000 | 19.2 | 12 | 10.5 | 2 | 84 | 108 | 211756579
Star Air Kontrol | SAK-24-DTMS/220V | SAK-24-DTMS/220V |  | 23000 | 25000 | 19 | 12.5 | 11.2 | 2.3 | 80 | 80 | 211726522
MOOVAIR | DMA09HOS25230E8 | DUA09HIDU230X5 |  | 9000 | 10000 | 19.2 | 12.5 | 10.2 | 2.1 | 77 | 80 | 207742514
ELIOS | DEA09HOS28230E8 | DUA09HIDU230X5 |  | 9000 | 10000 | 20.2 | 13.2 | 12 | 1.9 | 101 | 108 | 207742452
ELIOS | DEA09HOS25230E8 | DUA09HIDU230X5 |  | 9000 | 10000 | 19.2 | 12.5 | 10.2 | 2.1 | 77 | 80 | 207742445
MIDEA | MOD31-24HFN1-MT0W | MTIU-24HWFN1-M |  | 23000 | 24400 | 19 | 11.7 | 10 | 2 | 74 | 75 | 207742398
C&H | CH-ES24-230VO | CH-M24DTUI |  | 23000 | 25000 | 19 | 12.5 | 11.2 | 2.3 | 80 | 80 | 207742325
C&H | CH-ES18-230VO | CH-M18DTUI |  | 17000 | 20000 | 20 | 12.5 | 10.6 | 2.4 | 63 | 65 | 207742322
C&H | CH-ES09-230VO | CH-M09DTUI |  | 9000 | 10000 | 19.2 | 12.5 | 10.2 | 2.1 | 77 | 80 | 207742317
LENNOX | MLB018S4S-1P | MMDB018S4-2P |  | 17000 | 19000 | 18 | 11.7 | 9.2 | 1.85 | 79 | 93 | 207683526
LENNOX | MLB012S4S-1P | MMDB012S4-2P |  | 11800 | 12500 | 19.5 | 11.7 | 10 | 1.96 | 85 | 97 | 207683525
YONAN | YOX-12HFN1 | YTI-12HWFN1 |  | 11500 | 12000 | 19 | 11.7 | 10.3 | 2.26 | 78 | 70 | 208106975
CONCORD | 4DHPS209S-1P | DMD209S4-1P |  | 9000 | 10000 | 19.2 | 12.5 | 10.2 | 2.1 | 77 | 80 | 208106750
AirEase | 4DHP2S24S-1P | DMD224S4-1P |  | 23000 | 25000 | 19 | 12.3 | 11 | 2.3 | 80 | 80 | 208106689
Armstrong Air | 4DHP2S24S-1P | DMD224S4-1P |  | 23000 | 25000 | 19 | 12.3 | 11 | 2.3 | 80 | 80 | 208106680
DUCANE | 4DHP2S12S-1P | DMD212S4-1P |  | 11500 | 12000 | 18.8 | 11.7 | 10.3 | 2.26 | 78 | 70 | 208106669
BOSCH | BMS500-AAS012-1CSXHC | BMS500-AAU012-1AHDXB |  | 12000 | 12500 | 19.5 | 11.7 | 10 | 1.96 | 85 | 97 | 207760003
BOSCH | BMS500-AAS009-1CSXHC | BMS500-AAU009-1AHDXB |  | 9000 | 10000 | 20.2 | 13.2 | 12 | 1.9 | 101 | 108 | 207760001
Armstrong Air | 4DHPS209S-1P | DMD209S4-1P |  | 9000 | 10000 | 19.2 | 12.5 | 10.2 | 2.1 | 77 | 80 | 208106739
Allied | 4DHPS209S-1P | DMD209S4-1P |  | 9000 | 10000 | 19.2 | 12.5 | 10.2 | 2.1 | 77 | 80 | 208106706
CONCORD | 4DHP2S24S-1P | DMD224S4-1P |  | 23000 | 25000 | 19 | 12.3 | 11 | 2.3 | 80 | 80 | 208106698
CONCORD | 4DHP2S18S-1P | DMD218S4-1P |  | 17000 | 20000 | 20 | 12.3 | 10.5 | 2.4 | 63 | 65 | 208106697
AirEase | 4DHP2S12S-1P | DMD212S4-1P |  | 11500 | 12000 | 18.8 | 11.7 | 10.3 | 2.26 | 78 | 70 | 208106687
DUCANE | 4DHP2S18S-1P | DMD218S4-1P |  | 17000 | 20000 | 20 | 12.3 | 10.5 | 2.4 | 63 | 65 | 208106670
AC PRO.COM | AOD32-24HFN1-MT0W | ATIU-24HWFN1-M |  | 23000 | 25000 | 19 | 12.5 | 11.2 | 2.3 | 80 | 80 | 207827157
AC PRO.COM | AOX330-12HFN1-MW5W | ATIU-12HWFN1-M |  | 12000 | 12500 | 19.5 | 11.7 | 10 | 1.96 | 85 | 97 | 207827155
MIDEA | MOX430-18HFN1-MU0W | MTIU-18HWFN1-M |  | 17000 | 20000 | 20 | 12.5 | 10.6 | 2.4 | 63 | 65 | 207826702
STEALTH | ACIQ-24ZPL-HP230B | ACIQ-24CD-HH-MB |  | 24000 | 25000 | 19.2 | 12 | 10.5 | 2 | 84 | 108 | 212316167
STEALTH | ACIQ-12ZPL-HP230B | ACIQ-12CD-HH-MB |  | 12000 | 12500 | 19.5 | 11.7 | 10 | 1.96 | 85 | 97 | 212316165
PolarWave | ACIQ-18ZPL-HP230B | ACIQ-18CD-HH-MB |  | 17000 | 19000 | 18 | 11.7 | 9.5 | 1.85 | 79 | 93 | 212316080
MIDEA | MOD30-24HFN1-MT0W | MTIU-24HWFN1-M |  | 24000 | 24000 | 19.2 | 11.7 | 10.5 | 1.9 | 96 | 100 | 201863408
DIRECT AIR | DIRM-24HXPRO28-1Z | DIRM-24HP-DU |  | 24000 | 25000 | 19.2 | 12 | 10.5 | 2 | 84 | 108 | 207743760
DIRECT AIR | DIRM-09HXPRO28-1Z | DIRM-09HP-DUH |  | 9000 | 10000 | 20.2 | 13.2 | 12 | 1.9 | 101 | 108 | 207743749
MOOVAIR | DMA18HOS28230E8 | DUA18HIDU230X5 |  | 17000 | 19000 | 18 | 11.7 | 9.5 | 1.85 | 79 | 93 | 207742523
MOOVAIR | DMA24HOS25230E8 | DUA24HIDU230X5 |  | 23000 | 25000 | 19 | 12.5 | 11.2 | 2.3 | 80 | 80 | 207742517
MOOVAIR | DMA12HOS25230E8 | DUA12HIDU230X5 |  | 11500 | 12000 | 19 | 11.7 | 10.3 | 2.26 | 78 | 70 | 207742515
ELIOS | DEA18HOS28230E8 | DUA18HIDU230X5 |  | 17000 | 19000 | 18 | 11.7 | 9.5 | 1.85 | 79 | 93 | 207742454
ELIOS | DEA24HOS25230E8 | DUA24HIDU230X5 |  | 23000 | 25000 | 19 | 12.5 | 11.2 | 2.3 | 80 | 80 | 207742448
C&H | CH-HPR09-230VO | CH-M09DTUI |  | 9000 | 10000 | 20.2 | 13.2 | 12 | 1.9 | 101 | 108 | 207742328
LENNOX | MLB024S4S-1P | MMDB024S4-2P |  | 24000 | 25000 | 19.2 | 12 | 10.5 | 2 | 84 | 108 | 207683527
LENNOX | MPC018S4S-1P | MMDB018S4-2P |  | 17000 | 20000 | 20 | 12.3 | 10.5 | 2.4 | 63 | 65 | 207683505
1HVAC | ACIQ-24ZPL-HP230B | ACIQ-24CD-HH-MB |  | 24000 | 25000 | 19.2 | 12 | 10.5 | 2 | 84 | 108 | 207825522
1HVAC | ACIQ-12ZPL-HP230B | ACIQ-12CD-HH-MB |  | 12000 | 12500 | 19.5 | 11.7 | 10 | 1.96 | 85 | 97 | 207825520
Weathermaker | 38MARBQ18AA3 | 40MBDQ24---3 |  | 17500 | 19000 | 18 | 12.1 | 10.5 | 2 | 83 | 84 | 207801581
BRYANT | 38MARBQ18AA3 | 40MBDQ24---3 |  | 17500 | 19000 | 18 | 12.1 | 10.5 | 2 | 83 | 84 | 207801579
TEMPSTAR | DLCSRBH18AAK | DLFSDAH24XAK |  | 17500 | 19000 | 18 | 12.1 | 10.5 | 2 | 83 | 84 | 207801575
KENMORE | DLCSRBH18AAK | DLFSDAH24XAK |  | 17500 | 19000 | 18 | 12.1 | 10.5 | 2 | 83 | 84 | 207801573
KEEPRITE | DLCSRBH18AAK | DLFSDAH24XAK |  | 17500 | 19000 | 18 | 12.1 | 10.5 | 2 | 83 | 84 | 207801572
KARDA | 3KARDA12SZO | 3KARDA12UVD |  | 12000 | 12500 | 19.5 | 11.7 | 10 | 1.96 | 85 | 97 | 207796639
PERFECTAIRE | 3PAMSHH24-SZO | 3PAMSDH24 |  | 24000 | 25000 | 19.2 | 12 | 10.5 | 2 | 84 | 108 | 207796636
PERFECTAIRE | 3PAMSHH09-SZO | 3PAMSDH09 |  | 9000 | 10000 | 20.2 | 13.2 | 12 | 1.9 | 101 | 108 | 207796628
Armstrong Air | 4DHP1S09S-1P | DMD209S4-1P |  | 9000 | 10000 | 18.7 | 12.1 | 9.8 | 1.98 | 80 | 80 | 204462440
AirEase | 4DHP1S24S-1P | DMD224S4-1P |  | 23000 | 24400 | 19 | 11.7 | 10 | 2 | 74 | 75 | 204462432
C&H | CH-24DKT230VO | CH-24LCDTU/I |  | 24000 | 24000 | 19.2 | 11.7 | 10.5 | 1.9 | 96 | 100 | 204098427
C&H | CH-12SPH-230VO | CH-12LCDTU/I |  | 11500 | 12000 | 19 | 11.7 | 10 | 1.9 | 78 | 70 | 204098421
Breeze33 | BZ33-HYP12HPOUT2 | BZ33-DIDU12 |  | 12000 | 12000 | 19 | 11.7 | 10 | 1.75 | 88 | 98 | 204030304
BOSCH | BMS500-AAS024-1CSXHB | BMS500-AAU024-1AHDXB |  | 24000 | 24000 | 19.2 | 11.7 | 10.5 | 1.9 | 96 | 100 | 204014470
ELIOS | DE24HOS25230E3 | DE24HIDU230X5 |  | 24000 | 24000 | 19.2 | 11.7 | 10.5 | 1.9 | 96 | 100 | 204005781
MOOVAIR | DM09HOS25230E3 | DM09HIDU230X5 |  | 9000 | 10000 | 18.5 | 12.1 | 11.5 | 1.9 | 101 | 108 | 204005740
MOOVAIR | DM12HOS23230E2 | DM12HIDU230X5 |  | 11500 | 12000 | 19 | 11.7 | 10 | 1.9 | 78 | 70 | 204005737
TEMP SHIFT | TSMOX33012HFN1MW5W | TSMTIU12HWFN1M |  | 12000 | 12500 | 19.5 | 11.7 | 10 | 1.96 | 85 | 97 | 213479386
DUOHOME | DOX430-18HFN1-MU0W | DTIU-18HWFN1-M |  | 17000 | 20000 | 20 | 12.5 | 10.6 | 2.4 | 63 | 65 | 214797740
LBG Products | LBHB24DVWO | LMHB24DFI |  | 24000 | 25000 | 19.2 | 12 | 10.5 | 2 | 84 | 108 | 208130840
LBG Products | LBHB09DUWO | LMHB09DFI |  | 9000 | 10000 | 19.2 | 12.5 | 10.2 | 2.1 | 77 | 80 | 208130813
SEA BREEZE+ | SZ12H424ZMO | D12H424ZMI |  | 11500 | 12000 | 19 | 11.7 | 10.3 | 2.26 | 78 | 70 | 208128277
CONCORD | 4DHP2S09S-1P | DMD209S4-1P |  | 9000 | 10000 | 19.2 | 12.5 | 10.2 | 2.1 | 77 | 80 | 208128193
Allied | 4DHP2S09S-1P | DMD209S4-1P |  | 9000 | 10000 | 19.2 | 12.5 | 10.2 | 2.1 | 77 | 80 | 208128184
AIRQUEST | DLCSRBH24AAK | DLFSDAH24XAK |  | 24000 | 25000 | 19.2 | 12 | 10.5 | 2 | 84 | 108 | 206350490
AIRQUEST | DLCSRBH18AAK | DLFSDAH18XAK |  | 17000 | 19000 | 18 | 11.7 | 9.5 | 1.85 | 79 | 93 | 206350487
SMART COMFORT | DLCSRBH18AAK | DLFSDAH18XAK |  | 17000 | 19000 | 18 | 11.7 | 9.5 | 1.85 | 79 | 93 | 206350476
MIDEA | DLCSRBH18AAK | DLFSDAH18XAK |  | 17000 | 19000 | 18 | 11.7 | 9.5 | 1.85 | 79 | 93 | 206350454
KENMORE | DLCSRBH12AAK | DLFSDAH12XAK |  | 12000 | 12500 | 19.5 | 11.7 | 10 | 1.96 | 85 | 97 | 206350440
KENMORE | DLCSRBH09AAK | DLFSDAH09XAK |  | 9000 | 10000 | 20.2 | 13.2 | 12 | 1.9 | 101 | 108 | 206350438
KEEPRITE | DLCSRBH24AAK | DLFSDAH24XAK |  | 24000 | 25000 | 19.2 | 12 | 10.5 | 2 | 84 | 108 | 206350435
KEEPRITE | DLCSRBH12AAK | DLFSDAH12XAK |  | 12000 | 12500 | 19.5 | 11.7 | 10 | 1.96 | 85 | 97 | 206350429
DAY & NIGHT | DLCSRBH09AAK | DLFSDAH09XAK |  | 9000 | 10000 | 20.2 | 13.2 | 12 | 1.9 | 101 | 108 | 206350405
ARCOAIRE | DLCSRBH24AAK | DLFSDAH24XAK |  | 24000 | 25000 | 19.2 | 12 | 10.5 | 2 | 84 | 108 | 206350391
MIDEA | 38MARBQ24AA3 | 40MBDQ24---3 |  | 24000 | 25000 | 19.2 | 12 | 10.5 | 2 | 84 | 108 | 206350380
MIDEA | 38MARBQ09AA3 | 40MBDQ09---3 |  | 9000 | 10000 | 20.2 | 13.2 | 12 | 1.9 | 101 | 108 | 206350372
Weathermaker | 38MARBQ24AA3 | 40MBDQ24---3 |  | 24000 | 25000 | 19.2 | 12 | 10.5 | 2 | 84 | 108 | 206350369
PAYNE | 38MARBQ18AA3 | 40MBDQ18---3 |  | 17000 | 19000 | 18 | 11.7 | 9.5 | 1.85 | 79 | 93 | 206350355
CARRIER | 38MARBQ24AA3 | 40MBDQ24---3 |  | 24000 | 25000 | 19.2 | 12 | 10.5 | 2 | 84 | 108 | 206350336
PERFECTAIRE | 1KARDA24SZO20.5 | 2PAMSDH24 |  | 24000 | 25000 | 19.2 | 12 | 10.5 | 2 | 84 | 108 | 206348127
KARDA | 2KARDA18SZO20 | 2PAMSDH18 |  | 17000 | 19000 | 18 | 11.7 | 9.5 | 1.85 | 79 | 93 | 206348122
AIRQUEST | DLCSRBH12AAK | DLFSDAH12XAK |  | 12000 | 12500 | 19.5 | 11.7 | 10 | 1.96 | 85 | 97 | 206350484
SMART COMFORT | DLCSRBH24AAK | DLFSDAH24XAK |  | 24000 | 25000 | 19.2 | 12 | 10.5 | 2 | 84 | 108 | 206350479
SMART COMFORT | DLCSRBH12AAK | DLFSDAH12XAK |  | 12000 | 12500 | 19.5 | 11.7 | 10 | 1.96 | 85 | 97 | 206350473
TEMPSTAR | DLCSRBH18AAK | DLFSDAH18XAK |  | 17000 | 19000 | 18 | 11.7 | 9.5 | 1.85 | 79 | 93 | 206350465
TEMPSTAR | DLCSRBH12AAK | DLFSDAH12XAK |  | 12000 | 12500 | 19.5 | 11.7 | 10 | 1.96 | 85 | 97 | 206350462
MIDEA | DLCSRBH24AAK | DLFSDAH24XAK |  | 24000 | 25000 | 19.2 | 12 | 10.5 | 2 | 84 | 108 | 206350457
KEEPRITE | DLCSRBH18AAK | DLFSDAH18XAK |  | 17000 | 19000 | 18 | 11.7 | 9.5 | 1.85 | 79 | 93 | 206350432
HEIL | DLCSRBH24AAK | DLFSDAH24XAK |  | 24000 | 25000 | 19.2 | 12 | 10.5 | 2 | 84 | 108 | 206350424
DAY & NIGHT | DLCSRBH12AAK | DLFSDAH12XAK |  | 12000 | 12500 | 19.5 | 11.7 | 10 | 1.96 | 85 | 97 | 206350407
COMFORTMAKER | DLCSRBH12AAK | DLFSDAH12XAK |  | 12000 | 12500 | 19.5 | 11.7 | 10 | 1.96 | 85 | 97 | 206350396
COMFORTMAKER | DLCSRBH09AAK | DLFSDAH09XAK |  | 9000 | 10000 | 20.2 | 13.2 | 12 | 1.9 | 101 | 108 | 206350394
ECO AC | EHH-O12BA | EHH-D12BA |  | 11500 | 12000 | 19 | 11.7 | 10 | 1.9 | 78 | 70 | 206902025
FRANKLIN | MSH123E21MCAA | MST123E21ADAA |  | 11500 | 12000 | 19 | 11.7 | 10 | 1.9 | 78 | 70 | 206900440
FRANKLIN | MSH243E23MCAA | MST243E21ADAA |  | 24000 | 25000 | 19.2 | 12 | 10.5 | 2 | 84 | 108 | 206900430
GOODMAN | MSH243E23MCAA | MST243E21ADAA |  | 24000 | 25000 | 19.2 | 12 | 10.5 | 2 | 84 | 108 | 206900422
FRANKLIN | MSH243E21MCAA | MST243E21ADAA |  | 23000 | 24400 | 19 | 11.7 | 10 | 2 | 74 | 75 | 206900442
MDV | MOX330-12HFN1-MW5W-L | MTIU-12HWFN1-M |  | 11800 | 12500 | 19.5 | 11.7 | 10 | 1.96 | 85 | 97 | 207658609
Breeze33 | BZ33-HYP12HPOUT2-P | BZ33-DIDU12-P |  | 12000 | 12000 | 19 | 11.7 | 10 | 1.75 | 88 | 98 | 205470430
NORTON AIR CONDITIONERS | OHP14-12-12-22 | DHP14-12-12-U |  | 11500 | 12000 | 19 | 11.7 | 10 | 1.9 | 78 | 70 | 205300196
COMFORTSTAR | CPP012CD(O) | CPA-12B |  | 11500 | 12000 | 19 | 11.7 | 10 | 1.9 | 78 | 70 | 10595504
YORK BY JOHNSON CONTROLS | YUJE09BYJ6AMO-X | YEJE09BXJ6AM-W1 |  | 9000 | 10000 | 18.7 | 12.1 | 9.8 | 1.98 | 80 | 80 | 10580860
MDV | MOD30-24HFN1-MT0W* | MTIU-24HWFN1-M |  | 24000 | 24000 | 19.2 | 11.7 | 10.5 | 1.9 | 96 | 100 | 10028966
Star Air Kontrol | SAK-18-DTMS/220V | SAK-18-DTMS/220V |  | 17000 | 20000 | 20 | 12.5 | 10.6 | 2.4 | 63 | 65 | 211726521
MDV | MOB30-12HFN1-MV0W | MTIU-12HWFN1-M |  | 12000 | 12000 | 19 | 11.7 | 10 | 1.75 | 88 | 98 | 200059293
GOODMAN | MSH243E21MCAA | MST243E21ADAA |  | 23000 | 24400 | 19 | 11.7 | 10 | 2 | 74 | 75 | 202196602
GOODMAN | MSH123E21MCAA | MST123E21ADAA |  | 11500 | 12000 | 19 | 11.7 | 10 | 1.9 | 78 | 70 | 202196600
CENTURY | A-VMH09SU-1 | B-VMH09DU-1 |  | 9000 | 10000 | 18.5 | 12.1 | 11.5 | 1.9 | 101 | 108 | 202110990
COMFORT-AIRE | A-VMH09SU-1 | B-VMH09DU-1 |  | 9000 | 10000 | 18.5 | 12.1 | 11.5 | 1.9 | 101 | 108 | 202110989
DUCANE | 4DHP1S12S-1P | DMD212S4-1P |  | 11500 | 12000 | 19 | 11.7 | 10 | 1.9 | 78 | 70 | 202110463
Trane / Mitsubishi Electric | NTXSKS12A112AA | NTXAMT12A112AA |  | 12000 | 15000 | 20.7 | 12.7 | 10.5 | 2.02 | 66 | 52 | 202392223
Trane / Mitsubishi Electric | NTXSKS18A112AA | NTXAMT18A112AA |  | 18000 | 21600 | 21 | 13.2 | 10.7 | 2.29 | 65 | 50 | 202392239
Mitsubishi Electric | SUZ-KA18NAHZ | SVZ-KP18NA* |  | 18000 | 21600 | 18.7 | 12.4 | 9.2 | 1.75 | 66 | 100 | 211289256
Mitsubishi Electric | SUZ-KA12NA2 | SVZ-KP12NA* |  | 12000 | 15000 | 20.7 | 12.7 | 10.5 | 2.02 | 66 | 52 | 211289257
Mitsubishi Electric | SUZ-KA18NA2 | SVZ-KP18NA* |  | 18000 | 21600 | 21 | 13.2 | 10.7 | 2.29 | 65 | 50 | 211289259
Trane / Mitsubishi Electric | TRUZH0301KA00NA | TPVA0A0301AA*** |  | 30000 | 34000 | 18 | 13 | 8.7 | 2.1 | 62 | 94 | 211497057
Trane / Mitsubishi Electric | TRUZH0361KA00NA | TPVA0A0361AA*** |  | 33000 | 40000 | 18.2 | 13.2 | 10 | 2 | 62 | 95 | 211497058
Trane / Mitsubishi Electric | NTXSKS12A112AA | NAXAMT12A112** |  | 12000 | 15000 | 20.7 | 12.7 | 10.5 | 2.02 | 66 | 52 | 211497069
Trane / Mitsubishi Electric | NTXSKS18A112AA | NAXAMT18A112** |  | 18000 | 21600 | 21 | 13.2 | 10.7 | 2.29 | 65 | 50 | 211497070
Trane / Mitsubishi Electric | NTXSKH12A112AA | NAXAMT12A112** |  | 12000 | 15000 | 20 | 13.9 | 9.5 | 2.01 | 59 | 43 | 211497071
Trane / Mitsubishi Electric | NTXSKH18A112AA | NAXAMT18A112** |  | 18000 | 21600 | 18.7 | 12.4 | 9.2 | 1.75 | 66 | 100 | 211497072
Trane / Mitsubishi Electric | NTXSKH30A112AA | NAXAMT30A112** |  | 27000 | 34000 | 15.2 | 12.8 | 8.5 | 1.75 | 63 | 94 | 211497073
Trane / Mitsubishi Electric | NTXSKH30A112AA | NTXAMT30A112** |  | 27000 | 34000 | 15.2 | 12.8 | 8.5 | 1.75 | 63 | 94 | 211497077
Trane / Mitsubishi Electric | NTXSKH12A112AA | NTXAMT12A112** |  | 12000 | 15000 | 20 | 13.9 | 9.5 | 2.01 | 59 | 43 | 211497087
Trane / Mitsubishi Electric | NTXSKH18A112AA | NTXAMT18A112** |  | 18000 | 21600 | 18.7 | 12.4 | 9.2 | 1.75 | 66 | 100 | 211497093
Mitsubishi Electric | SUZ-KA12NA2 | NTXAMT12A112A* |  | 12000 | 15000 | 20.7 | 12.7 | 10.5 | 2.02 | 66 | 52 | 204629214
Mitsubishi Electric | SUZ-KA18NA2 | NTXAMT18A112A* |  | 18000 | 21600 | 21 | 13.2 | 10.7 | 2.29 | 65 | 50 | 204629215
Mitsubishi Electric | SUZ-KA12NA2 | NAXAMT12A112A* |  | 12000 | 15000 | 20.7 | 12.7 | 10.5 | 2.02 | 66 | 52 | 204629247
Mitsubishi Electric | SUZ-KA18NA2 | NAXAMT18A112A* |  | 18000 | 21600 | 21 | 13.2 | 10.7 | 2.29 | 65 | 50 | 204629248
Mitsubishi Electric | NTXSKS12A112A* | SVZ-KP12NA |  | 12000 | 15000 | 20.7 | 12.7 | 10.5 | 2.02 | 66 | 52 | 204629301
Mitsubishi Electric | NTXSKS18A112A* | SVZ-KP18NA |  | 18000 | 21600 | 21 | 13.2 | 10.7 | 2.29 | 65 | 50 | 204629302
Trane / Mitsubishi Electric | NTXSKH18A112AA | NTXAMT18A112AA |  | 18000 | 21600 | 18.7 | 12.4 | 9.2 | 1.75 | 66 | 100 | 204793353
Trane / Mitsubishi Electric | NTXSKH30A112AA | NTXAMT30A112AA |  | 27000 | 34000 | 15.2 | 12.8 | 8.5 | 1.75 | 63 | 94 | 206223012
Mitsubishi Electric | SUZ-KA12NAHZ | NTXAMT12A112AA |  | 12000 | 15000 | 20 | 13.9 | 9.5 | 2.01 | 59 | 43 | 206328101
Mitsubishi Electric | SUZ-KA18NAHZ | NTXAMT18A112AA |  | 18000 | 21600 | 18.7 | 12.4 | 9.2 | 1.75 | 66 | 100 | 206328102
Mitsubishi Electric | SUZ-KA12NAHZ | NAXAMT12A112AA |  | 12000 | 15000 | 20 | 13.9 | 9.5 | 2.01 | 59 | 43 | 206328120
Mitsubishi Electric | SUZ-KA18NAHZ | NAXAMT18A112AA |  | 18000 | 21600 | 18.7 | 12.4 | 9.2 | 1.75 | 66 | 100 | 206328121
Trane / Mitsubishi Electric | NTXSKH12A112AA | SVZ-KP12NA |  | 12000 | 15000 | 20 | 13.9 | 9.5 | 2.01 | 59 | 43 | 206331354
Mitsubishi Electric | SUZ-KA30NAHZ | NAXAMT30A112AA |  | 27000 | 34000 | 15.2 | 12.8 | 8.5 | 1.75 | 63 | 94 | 206331446
Mitsubishi Electric | SUZ-KA30NAHZ | NTXAMT30A112AA |  | 27000 | 34000 | 15.2 | 12.8 | 8.5 | 1.75 | 63 | 94 | 206331452
Trane / Mitsubishi Electric | NTXSKH30A112AA | SVZ-KP30NA |  | 27000 | 34000 | 15.2 | 12.8 | 8.5 | 1.75 | 63 | 94 | 206331458
Mitsubishi Electric | SUZ-KA09NA* | PEAD-A09AA9 |  | 9000 | 12000 | 19.9 | 12.1 | 11.1 | 3.12 | 63 | 43 | 213362128
Mitsubishi Electric | SUZ-KA09NAHZ* | PEAD-A09AA9 |  | 9000 | 12000 | 19 | 13.4 | 9.9 | 3.28 | 57 | 73 | 213362132
Mitsubishi Electric | SUZ-KA12NA* | PEAD-A12AA9 |  | 12000 | 15000 | 22 | 12.7 | 11.9 | 3 | 67 | 45 | 213362136
Mitsubishi Electric | SUZ-KA12NAHZ* | PEAD-A12AA9 |  | 12000 | 15000 | 20.6 | 14.1 | 10 | 2.08 | 61 | 100 | 213362140
Mitsubishi Electric | SUZ-KA15NA* | PEAD-A15AA9 |  | 15000 | 18000 | 19.6 | 13 | 10.8 | 2.73 | 63 | 38 | 213362142
Mitsubishi Electric | SUZ-KA15NAHZ* | PEAD-A15AA9 |  | 15000 | 18000 | 18.3 | 12.5 | 9.2 | 1.83 | 66 | 100 | 213362146
Trane / Mitsubishi Electric | PUZ-HA30NKA | TPVA0A0301AA70A |  | 30000 | 34000 | 18 | 13 | 8.7 | 2.1 | 62 | 94 | 206717846
Trane / Mitsubishi Electric | PUZ-HA36NKA | TPVA0A0361AA70A |  | 33000 | 40000 | 18.2 | 13.2 | 10 | 2 | 62 | 95 | 206717855
Trane / Mitsubishi Electric | TRUZH0301KA00** | PEAD-A30AA**** |  | 30000 | 34000 | 17.4 | 12.1 | 8.3 | 1.8 | 62 | 94 | 206717875
Trane / Mitsubishi Electric | TRUZH0301KA00** | PVA-A30AA**** |  | 30000 | 34000 | 18 | 13 | 8.7 | 2.1 | 62 | 94 | 206717887
Mitsubishi Electric | SUZ-KA24NAHZ* | PEAD-A24AA9 |  | 24000 | 28000 | 16.7 | 11.7 | 9.4 | 1.75 | 65 | 89 | 213362161
Trane / Mitsubishi Electric | TRUZH0241HA**** | PEAD-A24AA9 |  | 24000 | 28000 | 16.7 | 11.7 | 9.4 | 2.08 | 65 | 89 | 213362165
Mitsubishi Electric | PUZ-HA30NKA* | PEAD-A30AA9 |  | 30000 | 34000 | 17.8 | 12.5 | 8.6 | 1.93 | 63 | 94 | 213362171
Mitsubishi Electric | SUZ-KA30NAHZ* | PEAD-A30AA9 |  | 30000 | 34000 | 17.8 | 12.5 | 8.6 | 1.75 | 63 | 94 | 213362173
Trane / Mitsubishi Electric | TRUZH0301KA**** | PEAD-A30AA9 |  | 30000 | 34000 | 17.8 | 12.5 | 8.6 | 1.93 | 63 | 94 | 213362176
Mitsubishi Electric | SUZ-KA36NAHZ* | PEAD-A36AA9 |  | 33000 | 40000 | 15.2 | 12.5 | 9.3 | 1.75 | 65 | 95 | 213362177
Mitsubishi Electric | PUZ-HA36NKA* | PEAD-A36AA9 |  | 36000 | 40000 | 17.6 | 12.7 | 9.3 | 2.01 | 65 | 95 | 213362186
Trane / Mitsubishi Electric | TRUZH0361KA**** | PEAD-A36AA9 |  | 36000 | 40000 | 17.6 | 12.7 | 9.3 | 2.01 | 65 | 95 | 213362190
Mitsubishi Electric | PUZ-HA24NHA**** | PEAD-A24AA9 |  | 24000 | 28000 | 16.7 | 11.7 | 9.4 | 2.08 | 65 | 89 | 213362200
Mitsubishi Electric | PUZ-A24NHA7*** | PAA-A18BA1 |  | 18000 | 22600 | 18.9 | 12.5 | 9 | 1.76 | 61 | 46 | 209447979
Mitsubishi Electric | PUZ-A24NHA7*** | PAA-A18AA1 |  | 18000 | 22600 | 18.9 | 12.5 | 9 | 1.76 | 61 | 46 | 209447978
Trane / Mitsubishi Electric | TRUZH0361KA00** | TPEADA0361AA*** |  | 36000 | 40000 | 16.5 | 12.2 | 8.7 | 1.8 | 62 | 95 | 207702852
Trane / Mitsubishi Electric | TRUZH0301KA00** | TPEADA0301AA*** |  | 30000 | 34000 | 17.4 | 12.1 | 8.3 | 1.8 | 62 | 94 | 207702850
Trane / Mitsubishi Electric | SUZ-KA18NAHZ | TPEADA0181AA*** |  | 18000 | 21600 | 18.3 | 12 | 9.2 | 1.79 | 66 | 52 | 207702814
Trane / Mitsubishi Electric | SUZ-KA18NA2 | TPEADA0181AA*** |  | 18000 | 21600 | 20.7 | 13.2 | 10.8 | 2.38 | 65 | 50 | 207702813
Trane / Mitsubishi Electric | SUZ-KA15NA2 | TPEADA0151AA*** |  | 15000 | 18000 | 18 | 12 | 9.6 | 1.96 | 58 | 42 | 207702810
Trane / Mitsubishi Electric | SUZ-KA12NAHZ | TPEADA0121AA*** |  | 12000 | 15000 | 19.3 | 12.9 | 9.4 | 1.91 | 59 | 100 | 207702807
Trane / Mitsubishi Electric | SUZ-KA12NA2 | TPEADA0121AA*** |  | 12000 | 15000 | 20 | 11.8 | 10.9 | 2.28 | 65 | 50 | 207702805
Trane / Mitsubishi Electric | PUZ-HA36NKA | TPEADA0361AA*** |  | 36000 | 40000 | 16.5 | 12.2 | 8.7 | 1.8 | 62 | 95 | 207702795
Trane / Mitsubishi Electric | PUZ-HA30NKA | TPEADA0301AA*** |  | 30000 | 34000 | 17.4 | 12.1 | 8.3 | 1.8 | 62 | 94 | 207702792
Trane / Mitsubishi Electric | NTXSKS18A112** | TPEADA0181AA*** |  | 18000 | 21600 | 20.7 | 13.2 | 10.8 | 2.38 | 65 | 50 | 207702767
Trane / Mitsubishi Electric | NTXSKS18A112** | PEAD-A18AA* |  | 18000 | 21600 | 20.7 | 13.2 | 10.8 | 2.38 | 65 | 50 | 207702765
Trane / Mitsubishi Electric | NTXSKS15A112** | TPEADA0151AA*** |  | 15000 | 18000 | 18 | 12 | 9.6 | 1.96 | 58 | 42 | 207702763
Trane / Mitsubishi Electric | NTXSKS15A112** | PEAD-A15AA* |  | 15000 | 18000 | 18 | 12 | 9.6 | 1.96 | 58 | 42 | 207702761
Trane / Mitsubishi Electric | NTXSKS12A112** | TPEADA0121AA*** |  | 12000 | 15000 | 20 | 11.8 | 10.9 | 2.28 | 65 | 50 | 207702760
Trane / Mitsubishi Electric | NTXSKS12A112** | PEAD-A12AA* |  | 12000 | 15000 | 20 | 11.8 | 10.9 | 2.28 | 65 | 50 | 207702759
Trane / Mitsubishi Electric | NTXSKH36A112** | TPEADA0361AA*** |  | 33000 | 40000 | 15.2 | 12.5 | 8.9 | 1.75 | 62 | 93 | 207702754
Trane / Mitsubishi Electric | NTXSKH36A112** | PEAD-A36AA* |  | 33000 | 40000 | 15.2 | 12.5 | 8.9 | 1.75 | 62 | 93 | 207702753
Trane / Mitsubishi Electric | NTXSKH30A112** | TPEADA0301AA*** |  | 30000 | 34000 | 17.4 | 12.1 | 8.3 | 1.75 | 62 | 94 | 207702752
Trane / Mitsubishi Electric | NTXSKH18A112** | TPEADA0181AA*** |  | 18000 | 21600 | 18.3 | 12 | 9.2 | 1.79 | 66 | 52 | 207702745
Trane / Mitsubishi Electric | NTXSKH18A112** | PEAD-A18AA* |  | 18000 | 21600 | 18.3 | 12 | 9.2 | 1.79 | 66 | 52 | 207702743
Trane / Mitsubishi Electric | NTXSKH12A112** | TPEADA0121AA*** |  | 12000 | 15000 | 19.3 | 12.9 | 9.4 | 1.91 | 59 | 100 | 207702736
Trane / Mitsubishi Electric | NTXSKH12A112** | PEAD-A12AA* |  | 12000 | 15000 | 19.3 | 12.9 | 9.4 | 1.91 | 59 | 100 | 207702735
Mitsubishi Electric | SUZ-KA36NAHZ | PEAD-A36AA* |  | 33000 | 40000 | 15.2 | 12.5 | 8.9 | 1.75 | 62 | 93 | 207702726
Mitsubishi Electric | SUZ-KA30NAHZ | PEAD-A30AA* |  | 30000 | 34000 | 17.4 | 12.1 | 8.3 | 1.75 | 62 | 94 | 207702722
Mitsubishi Electric | SUZ-KA18NAHZ | PEAD-A18AA* |  | 18000 | 21600 | 18.3 | 12 | 9.2 | 1.79 | 66 | 52 | 207702713
Mitsubishi Electric | SUZ-KA18NA2 | PEAD-A18AA* |  | 18000 | 21600 | 20.7 | 13.2 | 10.8 | 2.38 | 65 | 50 | 207702711
Mitsubishi Electric | SUZ-KA15NA2 | PEAD-A15AA* |  | 15000 | 18000 | 18 | 12 | 9.6 | 1.96 | 58 | 42 | 207702707
Mitsubishi Electric | SUZ-KA12NAHZ | PEAD-A12AA* |  | 12000 | 15000 | 19.3 | 12.9 | 9.4 | 1.91 | 59 | 100 | 207702706
Mitsubishi Electric | SUZ-KA12NA2 | PEAD-A12AA* |  | 12000 | 15000 | 20 | 11.8 | 10.9 | 2.28 | 65 | 50 | 207702701
Mitsubishi Electric | PUZ-HA36NKA | PEAD-A36AA* |  | 36000 | 40000 | 16.5 | 12.2 | 8.7 | 1.8 | 62 | 95 | 207702691
Mitsubishi Electric | PUZ-HA30NKA | PEAD-A30AA* |  | 30000 | 34000 | 17.4 | 12.1 | 8.3 | 1.8 | 62 | 94 | 207702688
Trane / Mitsubishi Electric | NTXSKS15A112** | PEAD-A15AA9 |  | 15000 | 18000 | 19.6 | 13 | 10.8 | 2.73 | 63 | 38 | 213363181
Trane / Mitsubishi Electric | NTXSKS12A112** | PEAD-A12AA9 |  | 12000 | 15000 | 22 | 12.7 | 11.9 | 3 | 67 | 45 | 213363180
Trane / Mitsubishi Electric | NTXSKS09A112** | PEAD-A09AA9 |  | 9000 | 12000 | 19.9 | 12.1 | 11.1 | 3.12 | 63 | 43 | 213363179
Trane / Mitsubishi Electric | NTXSKH36A112** | PEAD-A36AA9 |  | 33000 | 40000 | 15.2 | 12.5 | 9.3 | 1.75 | 65 | 95 | 213362288
Trane / Mitsubishi Electric | NTXSKH30A112** | PEAD-A30AA9 |  | 30000 | 34000 | 17.8 | 12.5 | 8.6 | 1.75 | 63 | 94 | 213362284
Trane / Mitsubishi Electric | NTXSKH24A112** | PEAD-A24AA9 |  | 24000 | 28000 | 16.7 | 11.7 | 9.4 | 1.75 | 65 | 89 | 213362280
Trane / Mitsubishi Electric | NTXSKH15A112** | PEAD-A15AA9 |  | 15000 | 18000 | 18.3 | 12.5 | 9.2 | 1.83 | 66 | 100 | 213362272
Trane / Mitsubishi Electric | NTXSKH12A112** | PEAD-A12AA9 |  | 12000 | 15000 | 20.6 | 14.1 | 10 | 2.08 | 61 | 100 | 213362267
Trane / Mitsubishi Electric | TRUZH0361KA00** | PVA-A36AA**** |  | 33000 | 40000 | 18.2 | 13.2 | 10 | 2 | 62 | 95 | 206720356
Trane / Mitsubishi Electric | TRUZH0361KA00** | PEAD-A36AA**** |  | 36000 | 40000 | 16.5 | 12.2 | 8.7 | 1.8 | 62 | 95 | 206720353
Trane / Mitsubishi Electric | NTXSKH09A112** | PEAD-A09AA9 |  | 9000 | 12000 | 19 | 13.4 | 9.9 | 3.28 | 57 | 73 | 213362260
Mitsubishi Electric | SUZ-KA12NAHZ | SVZ-KP12NA* |  | 12000 | 15000 | 20 | 13.9 | 9.5 | 2.01 | 59 | 43 | 211289250
Mitsubishi Electric | SUZ-KA30NAHZ | SVZ-KP30NA* |  | 27000 | 34000 | 15.2 | 12.8 | 8.5 | 1.75 | 63 | 94 | 211273652
Mitsubishi Electric | PUZ-HA36NKA | PVA-A36AA* |  | 33000 | 40000 | 18.2 | 13.2 | 10 | 2 | 62 | 95 | 211259279
Mitsubishi Electric | PUZ-HA30NKA | PVA-A30AA* |  | 30000 | 34000 | 18 | 13 | 8.7 | 2.1 | 62 | 94 | 211259274
Trane / Mitsubishi Electric | TRUZH0301KA00NA | PAA-A30BA* |  | 30000 | 35400 | 18 | 12 | 8.9 | 1.75 | 66 | 100 | 211150930
Trane / Mitsubishi Electric | TRUZH0301KA00NA | PAA-A30AA* |  | 30000 | 35400 | 18 | 12 | 8.9 | 1.8 | 66 | 100 | 211150929
Trane / Mitsubishi Electric | TRUZA0241HA70** | PAA-A18BA* |  | 18000 | 22600 | 18.9 | 12.5 | 9 | 1.76 | 61 | 46 | 211150918
Trane / Mitsubishi Electric | TRUZA0241HA70** | PAA-A18AA* |  | 18000 | 22600 | 18.9 | 12.5 | 9 | 1.76 | 61 | 46 | 211150917
Mitsubishi Electric | PUZ-HA30NKA* | PAA-A30BA1 |  | 30000 | 35400 | 18 | 12 | 8.9 | 1.75 | 66 | 100 | 210435438
Mitsubishi Electric | PUZ-HA30NKA* | PAA-A30AA1 |  | 30000 | 35400 | 18 | 12 | 8.9 | 1.75 | 66 | 100 | 210435437
TEMPSTAR | TVH837GKA2*+TSTAT | EN(A,D)4X48L24** | *80VSL0902120A* | 31600 | 47500 | 17.5 | 11.7 | 8.1 | 1.94 | 64 | 51 | 210464665
TEMPSTAR | N4H7T60*K*AAA* | EA*4X61L21A* | *96VTN1002122B* | 54500 | 57500 | 15.5 | 12 | 8.1 | 2.26 | 64 | 51 | 213179393
COMFORTMAKER | CVH837GKA2*+TSTAT | EA*4X37L21A* | *96VTN1002122A* | 32200 | 47500 | 17.5 | 11.7 | 8.5 | 1.98 | 65 | 51 | 210458483
COMFORTMAKER | C4H7T24*K*AAA* | EA*4X37L21A* | *97CMN1002122A* | 24400 | 24800 | 17 | 12.5 | 8.1 | 2.28 | 59 | 43 | 210702833
TEMPSTAR | N4H7T48*K*AAA* | EVD4X61M21A* | *95MSU1002122A* | 46500 | 50500 | 16 | 11.7 | 8.1 | 2.32 | 61 | 49 | 213639992
TEMPSTAR | T4H7T24*K*AAA* | EA*4X37L21A* | *80CTL0702120A* | 24200 | 24800 | 17 | 12.5 | 8.1 | 2.26 | 59 | 43 | 210704004
KEEPRITE | R4H5S30*K*AAA* | FMA4X30**AL* |  | 28200 | 28200 | 15.2 | 12.5 | 8.1 | 2.18 | 61 | 46 | 209692120
KEEPRITE | CVH837GKA2* | EA*4X60L24A*+WALLCON | *97CMN1002122B* | 32800 | 31800 | 17.5 | 11.7 | 8.5 | 2 | 97 | 78 | 213781502
KEEPRITE | CVH837GKA** | EA*4X37L21A*+WALLCON | *80CTL0902120A* | 32800 | 33000 | 17.5 | 11.7 | 8.5 | 1.98 | 96 | 76 | 205751022
ARCOAIRE | N4H7T24*K*AAA* | EA*4X24L17A* | *96VSN0601716B* | 22000 | 23600 | 15.5 | 12 | 8.1 | 2.24 | 60 | 44 | 213167723
ARCOAIRE | N4H7T24*K*AAA* | EA*4X36L21A* | *80VTL1102122B* | 22800 | 24000 | 16.5 | 12.5 | 8.1 | 2.28 | 60 | 44 | 213168699
ARCOAIRE | R5H5S24*K*AAA* | FMA5L30**AL* |  | 23600 | 23800 | 15.2 | 12 | 8.1 | 2.16 | 64 | 50 | 214424018
KENMORE | N4H7T24*K*AAA* | EA*4X25L17A* | *96CTN0401410B* | 22800 | 24200 | 16 | 12 | 8.1 | 2.3 | 60 | 45 | 213892840
KENMORE | (C,H,T)VH837GKA2*+TSTAT | EN(A,D,W)4X48L21** | *80VSL0702120A* | 31600 | 47500 | 17 | 11.7 | 8.1 | 1.94 | 64 | 51 | 210464252
KENMORE | (C,H,T)VH837GKA2*+TSTAT | EA*4X61L24A* | *96VSN0802120A* | 32600 | 46500 | 17.5 | 11.7 | 8.1 | 1.96 | 65 | 52 | 210461732
KENMORE | (C,H,T)VH837GKA2*+TSTAT | EA*4X61L21A* | *96VTN1002122A* | 32800 | 46500 | 18 | 11.7 | 8.1 | 1.96 | 65 | 52 | 210461332
KENMORE | (C,H,T)VH837GKA2*+TSTAT | EA*4X61L21A* | *96VSN1002120A* | 32400 | 46000 | 17.5 | 11.7 | 8.1 | 1.96 | 66 | 53 | 210461309
COMFORTMAKER | C4H7T36*K*AAA* | EA*4X43L21A*+WALLCON | *97CMN0802120B* | 34200 | 35000 | 16 | 11.7 | 8.1 | 2.22 | 62 | 50 | 213745390
KEEPRITE | CVH837GKA** | EA*4X60L24A*+WALLCON | *80CTL0902120A* | 32800 | 31800 | 17.5 | 11.7 | 8.5 | 1.98 | 97 | 78 | 210597373
ARCOAIRE | HVH837GKA** | EA*4X61L24A*+WALLCON | *96CTN1002122A* | 33200 | 32000 | 18 | 12 | 8.5 | 2 | 98 | 78 | 210599301
KENMORE | (C,H,T)4H7T36*K*AAA* | EA*4X43L21A*+WALLCON | *80CTL0451712B* | 34200 | 35400 | 15.5 | 11.7 | 8.1 | 2.2 | 62 | 51 | 213745297
MARATHERM | N4H7T24*K*AAA* | EA*4X37L21A* | *97CMN0801714B* | 22800 | 24000 | 16.5 | 12.5 | 8.1 | 2.32 | 60 | 45 | 213753910
CARRIER | 25TPA748A**30* | CVPVA6121XMC* | GG96VTAA60100C | 47000 | 50500 | 16 | 11.7 | 8.1 | 2.32 | 61 | 49 | 213640064
TEMPSTAR | N4H7T36*K*AAA* | FTMA4B60L0D* |  | 36000 | 35600 | 17 | 12.5 | 8.1 | 2.34 | 62 | 50 | 213925468
TEMPSTAR | N4H7T36*K*AAA* | EA*4X43L21A* | *80CTL0451712B* | 34200 | 35400 | 15.5 | 11.7 | 8.1 | 2.2 | 62 | 51 | 213742754
KEEPRITE | C4H7T24*K*AAA* | EA*4X25L17A*+WALLCON | *97CMN0801714B* | 22800 | 24000 | 16.5 | 12.5 | 8.1 | 2.32 | 60 | 44 | 213754961
KEEPRITE | C4H7T36*K*AAA* | EA*4X48L24A* | *96CTN0802120A* | 34800 | 35600 | 16 | 11.7 | 8.1 | 2.14 | 61 | 49 | 210708496
AIRQUEST | HVH837GKA2* | EA*4X48L24A*+WALLCON | *80CTL1352422B* | 32400 | 32400 | 17.5 | 11.7 | 8.5 | 2 | 97 | 77 | 213781418
AIRQUEST | HVH837GKA2* | EA*4X48L24A*+WALLCON | *97CMN1202422B* | 32200 | 32600 | 17.5 | 11.7 | 8.5 | 2 | 96 | 77 | 213781438
AIRQUEST | N5H5S24*K*AAA* | FMA5L30**AL* |  | 23600 | 23800 | 15.2 | 12 | 8.1 | 2.16 | 64 | 50 | 214424015
KEEPRITE | N4H7T36*K*AAA* | FTMA4B60L0D* |  | 36000 | 35600 | 17 | 12.5 | 8.1 | 2.34 | 62 | 50 | 213925465
KEEPRITE | N4H7T36*K*AAA* | EA*4X37L21A* | *96VTN0802120B* | 34400 | 35200 | 15.5 | 12 | 8.1 | 2.22 | 62 | 50 | 213172957
BROCK | PH7TAN424**AA* | CAP**2417AL* | PG96VTAB48080B** | 22200 | 23800 | 16 | 12 | 8.1 | 2.26 | 60 | 45 | 213167665
BROCK | PH7TAN424**AA* | CAP**2517AL* | PG80VTLB36070A** | 23200 | 24200 | 16.5 | 12.5 | 8.1 | 2.34 | 60 | 44 | 213167766
BROCK | PH7TAN424**AA* | CAP**3621AL* | PG80VTLB66110C** | 22800 | 24000 | 16.5 | 12.5 | 8.1 | 2.28 | 60 | 44 | 213168695
ARCOAIRE | N4H7T24*K*AAA* | EA*4X36L17A* | *80CTL0701716B* | 22400 | 23800 | 16 | 12 | 8.1 | 2.26 | 60 | 45 | 213753092
CARRIER | 25VNA424A*031* | CSPH*4212AL*+UI | 59MN7C080C17**14 | 23800 | 26600 | 19.5 | 12.5 | 9.5 | 2.52 | 93 | 74 | 213785261
CARRIER | 25VNA424A*031* | CSPH*4212AL*+UI | 58TN*B135C24**22 | 23800 | 26400 | 19.5 | 13 | 10 | 2.54 | 93 | 74 | 213785257
CARRIER | 25VNA424A*031* | CSPH*3012AL*+UI | 59MN7C080C17**14 | 23400 | 27200 | 19 | 12.5 | 10 | 2.44 | 92 | 74 | 213785201
CARRIER | 25VNA424A*031* | CSPH*3012AL*+UI | 59MN7C060C17**14 | 23400 | 27000 | 18.5 | 12.5 | 10 | 2.42 | 93 | 74 | 213785199
CARRIER | 25VNA424A*031* | CAP**4321AL*+UI | 59TN6C060C17**14 | 24000 | 26600 | 20 | 13 | 10.5 | 2.52 | 93 | 74 | 213785179
CARRIER | 25VNA424A*031* | CAP**4321AL*+UI | 58TN*B045C17**12 | 24000 | 26600 | 20 | 13 | 10.5 | 2.52 | 93 | 75 | 213785163
CARRIER | 25VNA424A*031* | CAP**4221AL*+UI | 58TN*B110C21**20 | 23400 | 26600 | 20.5 | 13 | 10.5 | 2.48 | 93 | 74 | 213785137
CARRIER | 25VNA424A*031* | CAP**2517AL*+UI | 59MN7C060C17**14 | 24000 | 26600 | 19.5 | 13 | 10.5 | 2.5 | 94 | 75 | 213785035
CARRIER | 25VNA424A*031* | CAP**2417AL*+UI | 58TN*B090C17**16 | 23000 | 27000 | 20 | 13 | 10 | 2.3 | 93 | 74 | 213785015
CARRIER | 25VNA424A*031* | CSPH*4212AL*+UI | 58TN*B070C21**20 | 23800 | 26400 | 19.5 | 13 | 10.5 | 2.52 | 94 | 75 | 214569372
CARRIER | 25VNA424A*031* | CAP**4321AL*+UI | 59CU5B100C21**22 | 24200 | 26400 | 20.5 | 13.5 | 11 | 2.56 | 93 | 74 | 214569352
MARATHERM | N4H7T24*K*AAA* | EA*4X36L21A* | *96CTN1002122A* | 23600 | 24200 | 16 | 12 | 8.1 | 2.2 | 58 | 43 | 207865371
MARATHERM | N4H7T24*K*AAA* | EA*4X37L21A* | *96CTN1002122A* | 24400 | 24800 | 17 | 12.5 | 8.1 | 2.28 | 59 | 43 | 207873928
MARATHERM | N4H7T48*K*AAA* | EVD4X61M21A* | *95CSU1002122B* | 46500 | 50500 | 15.5 | 11.7 | 8.1 | 2.32 | 61 | 49 | 213639823
TEMPSTAR | TVH837GKA** | EN(A,D,W)4X48L21**+WALLCON | *80CTL0901716B* | 32400 | 32800 | 18 | 11.7 | 8.5 | 1.96 | 96 | 76 | 214239872
TEMPSTAR | T4H7T36*K*AAA* | EA*4X48L24A*+WALLCON | *80CTL1102120B* | 33800 | 34800 | 15.5 | 11.7 | 8.1 | 2.22 | 62 | 50 | 213745603
COMFORTMAKER | N4H7T24*K*AAA* | EA*4X25L17A* | *96VTN0801716A* | 23600 | 24000 | 16.5 | 12.5 | 8.1 | 2.22 | 58 | 43 | 207864324
TEMPSTAR | N4H7T24*K*AAA* | FVM4X24***L |  | 22600 | 23400 | 16.5 | 12.5 | 8.1 | 2.18 | 58 | 42 | 207867925
KEEPRITE | N4H7T48*K*AAA* | EVM4X60M21A* | *80VTL1102122B* | 46000 | 50500 | 16 | 11.7 | 8.1 | 2.3 | 61 | 49 | 213637239
COMFORTMAKER | CVH837GKA** | EA*4X61L24A*+WALLCON | *97CMN1202422A* | 33200 | 32000 | 17.5 | 11.7 | 8.5 | 2 | 98 | 78 | 210597482
TEMPSTAR | T4H7T36*K*AAA* | F5MA4*36L*B* |  | 34400 | 35400 | 15.2 | 11.7 | 8.1 | 2.18 | 62 | 51 | 213310400
TEMPSTAR | T4H5S42*K*AAA* | FCMB4B60L0D*+WALLCON |  | 41000 | 41500 | 15.5 | 12.5 | 8.1 | 2.3 | 62 | 49 | 213301772
TEMPSTAR | T4H7T24*K*AAA* | FTMA4X24L0B* |  | 23200 | 24400 | 16.5 | 12.5 | 8.1 | 2.36 | 60 | 45 | 214056791
TEMPSTAR | T4H7T24*K*AAA* | EA*4X25L17A*+WALLCON | *80CTL0451712B* | 23000 | 24000 | 16.5 | 12 | 8.1 | 2.32 | 60 | 45 | 213754884
TEMPSTAR | N4H7T36*K*AAA* | EA*4X37L21A* | *97CMN0802120A* | 35400 | 36000 | 16 | 11.7 | 8.1 | 2.14 | 62 | 49 | 207876340
ARCOAIRE | H4H7T24*K*AAA* | EA*4X25L17A*+WALLCON | *96CTN0601714B* | 23000 | 24000 | 16.5 | 12.5 | 8.1 | 2.32 | 60 | 45 | 213754982
ARCOAIRE | HVH837GKA2* | EN(A,D,W)4X48L21**+WALLCON | *95CSU0802120A* | 32400 | 32800 | 17.5 | 11.7 | 8.1 | 1.96 | 96 | 76 | 206773602
KENMORE | (C,H,T)4H7T24*K*AAA* | EA*4X37L21A* | *95MSU1002122A* | 23600 | 24600 | 17 | 12.5 | 8.1 | 2.4 | 60 | 45 | 212321116
CARRIER | 25VNA837A*030* | CNPV*4217AL*+UI | 58TN*B090C17**16 | 32000 | 33000 | 17.5 | 11.7 | 8.1 | 1.92 | 96 | 75 | 214239663
MARATHERM | N5H5S30*K*AAA* | FMA5X30**AL* |  | 29000 | 29000 | 15.2 | 12.5 | 8.1 | 2.26 | 61 | 48 | 214424187
COMFORTMAKER | CVH837GKA** | EA*4X48L21A*+WALLCON | *80CTL0901716B* | 32400 | 32600 | 17.5 | 11.7 | 8.5 | 1.98 | 96 | 77 | 213779390
COMFORTMAKER | CVH837GKA** | EA*4X48L21A*+WALLCON | *97CMN1002122B* | 32400 | 32600 | 17.5 | 11.7 | 8.5 | 2 | 96 | 77 | 213779450
TEMPSTAR | N4H5S30*K*AAA* | FMA4X36**AL* |  | 28200 | 28200 | 15.2 | 12.5 | 8.1 | 2.18 | 61 | 46 | 209692168
TEMPSTAR | N4H7T24*K*AAA* | EA*4X37L21A* | *80CTL0702120A* | 24200 | 24800 | 17 | 12.5 | 8.1 | 2.26 | 59 | 43 | 207873845
AIRQUEST | N4H7T24*K*AAA* | EA*4X37L17A* | *96VTN0401410A* | 23600 | 24600 | 16.5 | 12 | 8.1 | 2.16 | 59 | 43 | 207873779
AIRQUEST | N4H7T24*K*AAA* | EA*4X37L21A* | *96VTN0601714A* | 23800 | 24400 | 16.5 | 12.5 | 8.1 | 2.22 | 59 | 43 | 207866150
AIRQUEST | HVH837GKA2*+TSTAT | EN(A,D,W)4X48L21** | *96VTN0802120A* | 32000 | 48000 | 17.5 | 11.7 | 8.1 | 1.94 | 65 | 51 | 210464460
AIRQUEST | HVH837GKA2*+TSTAT | EN(A,D)4X48L24** | *96VSN1202422A* | 32000 | 48000 | 17.5 | 11.7 | 8.1 | 1.96 | 65 | 51 | 210464603
COMFORTMAKER | N4H7T24*K*AAA* | EA*4X36L21A* | *96VSN1002120B* | 22400 | 23600 | 16 | 12 | 8.1 | 2.26 | 60 | 44 | 213168895
COMFORTMAKER | N4H7T24*K*AAA* | EA*4X36L21A* | *80VSL1102122B* | 22400 | 23800 | 16 | 12.5 | 8.1 | 2.26 | 60 | 44 | 213168754
COMFORTMAKER | N4H7T24*K*AAA* | EA*4X36L17A* | *80VSL0701716B* | 22400 | 23600 | 16 | 12 | 8.1 | 2.26 | 60 | 44 | 213168472
COMFORTMAKER | N4H7T24*K*AAA* | EA*4X24L17A* | *96VSN0601716B* | 22000 | 23600 | 15.5 | 12 | 8.1 | 2.24 | 60 | 44 | 213167724
KENMORE | (C,H,T)VH837GKA** | EA*4X48L24A*+WALLCON | *97CMN1202422A* | 32200 | 32600 | 17.5 | 11.7 | 8.5 | 1.98 | 96 | 77 | 204299413
ACIQ | HVH837GKA2*+TSTAT | EN(A,D)4X48L24** | *96VTN1002122A* | 32000 | 47500 | 17.5 | 12 | 8.1 | 1.96 | 65 | 51 | 213066974
ARCOAIRE | HVH837GKA** | EA*4X61L21A*+WALLCON | *80CTL0901716A* | 33200 | 32000 | 18 | 12 | 8.5 | 2 | 98 | 78 | 210599237
ARCOAIRE | N4H7T24*K*AAA* | EA*4X36L21A* | OLV112A16A | 23600 | 24600 | 16 | 12 | 8.1 | 2.16 | 59 | 43 | 207873696
ACIQ | HVH837GKA2*+TSTAT | EA*4X61L24A* | *80VSL1102422A* | 32600 | 46500 | 17.5 | 11.7 | 8.5 | 1.96 | 65 | 52 | 213066901
ACIQ | HVH837GKA2*+TSTAT | EA*4X61L24A* | *96VSN1202422A* | 32800 | 46500 | 18 | 11.7 | 8.1 | 1.98 | 66 | 52 | 213066896
ACIQ | HVH837GKA2*+TSTAT | EA*4X61L24A* | *96VSN0802120A* | 32600 | 46500 | 17.5 | 11.7 | 8.1 | 1.96 | 65 | 52 | 213066894
ACIQ | HVH837GKA2*+TSTAT | EA*4X60L24A* | *80VSL1102422A* | 32400 | 46000 | 17.5 | 11.7 | 8.1 | 1.96 | 66 | 52 | 213066876
ARCOAIRE | HVH837GKA2* | EA*4X61L21A*+WALLCON | *80CTL0902120A* | 33200 | 32000 | 18 | 11.7 | 8.5 | 2 | 98 | 78 | 210470445
ARCOAIRE | HVH837GKA2*+TSTAT | EA*4X37L21A* | *96VTN1002122A* | 32200 | 47500 | 17.5 | 11.7 | 8.5 | 1.98 | 65 | 51 | 210458482
COMFORTMAKER | CVH837GKA** | EA*4X48L24A*+WALLCON | *97CMN1202422A* | 32200 | 32600 | 17.5 | 11.7 | 8.5 | 1.98 | 96 | 77 | 204299410
KEEPRITE | N4H7T24*K*AAA* | EA*4X36L17A* | *96VTN0801716B* | 22200 | 23600 | 16 | 12.5 | 8.1 | 2.24 | 60 | 44 | 213168577
KENMORE | (C,H,T)VH837GKA2* | EA*4X60L24A*+WALLCON | *96CTN1002122B* | 32800 | 31800 | 17.5 | 11.7 | 8.5 | 2 | 97 | 78 | 213781523
KENMORE | (C,H,T)VH837GKA** | EA*4X48L21A*+WALLCON | *97CMN1002122B* | 32400 | 32600 | 17.5 | 11.7 | 8.5 | 2 | 96 | 77 | 213779453
ACIQ | H4H7T24*K*AAA* | EA*4X25L17A* | *96VTN0801716A* | 23600 | 24000 | 16.5 | 12.5 | 8.1 | 2.22 | 58 | 43 | 213072449
TEMPSTAR | T4H7T36*K*AAA* | EA*4X43L21A* | *96CTN0802120A* | 35400 | 36000 | 16 | 11.7 | 8.1 | 2.14 | 62 | 49 | 210709446
TEMPSTAR | N4H7T24*K*AAA* | EA*4X24L17A* | *80VTL0701716B* | 22000 | 23800 | 16 | 12 | 8.1 | 2.24 | 60 | 44 | 213167522
TEMPSTAR | N4H7T24*K*AAA* | EA*4X24L17A* | *96VSN0801716B* | 22200 | 23800 | 16 | 12 | 8.1 | 2.26 | 60 | 45 | 213167741
TEMPSTAR | N4H7T24*K*AAA* | EA*4X25L17A* | *80VSL0901716B* | 23200 | 24200 | 16.5 | 12.5 | 8.1 | 2.34 | 60 | 45 | 213167847
COMFORTMAKER | CVH837GKA2*+TSTAT | EN(A,D)4X48L24** | *96VSN0802120A* | 31800 | 47500 | 17.5 | 11.7 | 8.1 | 1.94 | 65 | 51 | 210464583
TEMPSTAR | TVH837GKA** | EA*4X61L24A*+WALLCON | *80CTL1352422A* | 33200 | 32000 | 18 | 12 | 8.5 | 2.02 | 98 | 78 | 210600111
AIRQUEST | HVH837GKA** | EA*4X61L24A*+WALLCON | *97CMN1202422A* | 33200 | 32000 | 17.5 | 11.7 | 8.5 | 2 | 98 | 78 | 210599320
KEEPRITE | C4H7T24*K*AAA* | EA*4X37L21A* | *80CTL0702120A* | 24200 | 24800 | 17 | 12.5 | 8.1 | 2.26 | 59 | 43 | 210703614
KENMORE | N4H5S24*K*AAA* | FMA4X30**AL* |  | 25000 | 23600 | 15.2 | 12.5 | 8.1 | 2.24 | 64 | 48 | 210099416
KENMORE | (C,H,T)4H7T24*K*AAA* | EA*4X25L17A*+WALLCON | *96CTN0801714B* | 23000 | 24000 | 16.5 | 12.5 | 8.1 | 2.32 | 60 | 45 | 213755002
ARCOAIRE | HVH837GKA2* | EA*4X48L24A*+WALLCON | *80CTL1352422B* | 32400 | 32400 | 17.5 | 11.7 | 8.5 | 2 | 97 | 77 | 213781419
ARCOAIRE | N5H5S24*K*AAA* | FMA5X30**AL* |  | 24000 | 23600 | 16.5 | 13 | 8.5 | 2.26 | 64 | 49 | 214424081
KENMORE | N4H7T36*K*AAA* | EA*4X43L21A* | *96VTN0601714A* | 35000 | 36000 | 15.5 | 11.7 | 8.1 | 2.1 | 62 | 49 | 207869640
ARCOAIRE | HVH837GKA2*+TSTAT | EA*4X61L21A* | *96VTN1002120A* | 32600 | 46500 | 17.5 | 11.7 | 8.1 | 1.96 | 66 | 52 | 210461618
ARCOAIRE | HVH837GKA2*+TSTAT | EA*4X61L21A* | *80VTL0902120A* | 33000 | 47000 | 18 | 11.7 | 8.1 | 1.98 | 65 | 52 | 210461429
AIRQUEST | HVH837GKA** | EA*4X43L21A*+WALLCON | *97CMN1002122A* | 33000 | 33000 | 17.5 | 11.7 | 8.5 | 2 | 96 | 76 | 205751195
KEEPRITE | C4H5S30*K*AAA* | FMA4X36**AL* |  | 28200 | 28200 | 15.2 | 12.5 | 8.1 | 2.18 | 61 | 46 | 209692157
KEEPRITE | CVH837GKA2* | EA*4X60L24A*+WALLCON | *96CTN1002122A* | 32800 | 31800 | 17.5 | 11.7 | 8.5 | 2 | 97 | 78 | 210470349
AIRQUEST | H5H6S24*K*AAA* | FMA5X30**AL* |  | 24000 | 23600 | 16.5 | 13 | 8.5 | 2.26 | 64 | 49 | 214424124
KEEPRITE | C4H7T48*K*AAA* | EVD4X61M21A*+WALLCON | *80CTL0902120B* | 47000 | 51000 | 16 | 11.7 | 8.1 | 2.3 | 61 | 50 | 213677276
KEEPRITE | C4H7T48*K*AAA* | EVD4X61M21A* | *80VSL1102122B* | 47000 | 51000 | 16 | 11.7 | 8.1 | 2.32 | 60 | 49 | 213677212
KEEPRITE | C4H7T48*K*AAA* | EVD4X60M21A* | *80VTL1102122B* | 46000 | 50500 | 16 | 11.7 | 8.1 | 2.28 | 61 | 49 | 213676988
KEEPRITE | C4H7T48*K*AAA* | EVM4X60M21A*+WALLCON | *80CTL0902120B* | 46000 | 50000 | 16 | 11.7 | 8.1 | 2.3 | 61 | 49 | 213676100
KEEPRITE | C4H7T48*K*AAA* | EVM4X60M21A* | *80VSL1102122B* | 46000 | 50000 | 16 | 11.7 | 8.1 | 2.3 | 61 | 49 | 213676036
ARCOAIRE | HVH837GKA2* | EN(A,D,W)4X60L24**+WALLCON | *96CTN1202422A* | 32800 | 32200 | 18 | 12 | 8.1 | 1.98 | 97 | 76 | 210470935
KENMORE | (C,H,T)VH837GKA2* | EA*4X42L21A*+WALLCON | *80CTL0901716A* | 31800 | 33000 | 17.5 | 11.7 | 8.5 | 1.9 | 95 | 74 | 206997683
KENMORE | N4H7T24*K*AAA* | EA*4X36L21A* | *80VSL1102122B* | 22400 | 23800 | 16 | 12.5 | 8.1 | 2.26 | 60 | 44 | 213168757
KENMORE | N4H7T24*K*AAA* | EA*4X36L17A* | *96VTN0601716B* | 22400 | 23800 | 16 | 12 | 8.1 | 2.26 | 60 | 44 | 213168558
ARCOAIRE | N4H7T36*K*AAA* | EA*4X48L24A* | *96CTN0802120B* | 33400 | 34600 | 15.5 | 11.7 | 8.1 | 2.2 | 62 | 50 | 213743484
ACIQ | N4H7T24*K*AAA* | EA*4X37L21A* | *95MSU0401712A* | 23000 | 24200 | 16.5 | 12 | 8.1 | 2.34 | 60 | 45 | 213081129
ACIQ | H4H7T48*K*AAA* | EA*4X61L21A* | *96VTN1002122A* | 47000 | 47500 | 16.5 | 12.5 | 8.1 | 2.3 | 64 | 52 | 213081040
ACIQ | HVH837GKA** | EA*4X61L24A*+WALLCON | *80CTL0902120A* | 33200 | 32000 | 18 | 12 | 8.5 | 2 | 98 | 78 | 213081020
ACIQ | HVH837GKA2* | EN(A,D,W)4X60L24**+WALLCON | *80CTL1352422A* | 32800 | 32200 | 18 | 12 | 8.1 | 1.98 | 97 | 76 | 213081000
ACIQ | HVH837GKA2* | EN(A,D)4X48L24**+WALLCON | *80CTL0902120A* | 32400 | 33000 | 17.5 | 11.7 | 8.1 | 1.96 | 96 | 75 | 213080950
COMFORTMAKER | CVH837GKA** | EA*4X61L21A*+WALLCON | *80CTL0901716A* | 33200 | 32000 | 18 | 12 | 8.5 | 2 | 98 | 78 | 210597419
KENMORE | (C,H,T)VH837GKA2* | EN(A,D)4X48L24**+WALLCON | *80CTL0902120A* | 32400 | 33000 | 17.5 | 11.7 | 8.1 | 1.96 | 96 | 75 | 206997780
ACIQ | H4H7T24*K*AAA* | EA*4X37L21A* | OLV098A12* | 23800 | 24400 | 16 | 12.5 | 8.1 | 2.22 | 59 | 43 | 213068010
ACIQ | N4H7T36*K*AAA* | EA*4X43L21A* | *80CSU0802120A* | 35600 | 35800 | 16 | 12 | 8.1 | 2.16 | 62 | 49 | 213063766
ACIQ | H4H7T24*K*AAA* | EA*4X37L21A* | *95MSU1002122A* | 23600 | 24600 | 17 | 12.5 | 8.1 | 2.4 | 60 | 45 | 213081138
COMFORTMAKER | CVH837GKA2* | EN(A,D,W)4X60L24**+WALLCON | *96CTN1002122B* | 32800 | 32200 | 18.5 | 12 | 8.1 | 1.98 | 97 | 76 | 214239408
COMFORTMAKER | N4H7T36*K*AAA* | EA*4X48L24A* | *96CTN0802120B* | 33400 | 34600 | 15.5 | 11.7 | 8.1 | 2.2 | 62 | 50 | 213743485
COMFORTMAKER | N4H7T36*K*AAA* | EA*4X43L21A* | *80VTL0902120B* | 34600 | 35200 | 16 | 12 | 8.1 | 2.24 | 62 | 51 | 213173564
COMFORTMAKER | N4H7T36*K*AAA* | EA*4X37L21A* | *96VTN0802120B* | 34400 | 35200 | 15.5 | 12 | 8.1 | 2.22 | 62 | 50 | 213172955
AIRQUEST | N4H7T24*K*AAA* | EA*4X37L21A* | *96CTN0801714B* | 23000 | 24000 | 16 | 13 | 8.1 | 2.34 | 60 | 45 | 213753952
AIRQUEST | H4H7T36*K*AAA* | EA*4X37L21A* | *96CTN0802120A* | 35400 | 36000 | 16 | 11.7 | 8.1 | 2.14 | 62 | 49 | 210704846
KEEPRITE | N4H7T24*K*AAA* | EA*4X36L21A* | *80CTL0701716B* | 22400 | 23800 | 16 | 12.5 | 8.1 | 2.26 | 60 | 44 | 213753328
KEEPRITE | N4H7T24*K*AAA* | EA*4X37L21A* | *96CTN0601714B* | 23000 | 24200 | 16.5 | 12.5 | 8.1 | 2.34 | 60 | 45 | 213753933
KEEPRITE | C4H7T48*K*AAA* | F5MA4*48L*C* |  | 46500 | 47500 | 16 | 12.5 | 8.1 | 2.34 | 62 | 51 | 213310420
COMFORTMAKER | CVH837GKA2* | EA*4X48L24A*+WALLCON | *96CTN1202422B* | 32400 | 32400 | 17.5 | 11.7 | 8.5 | 2 | 97 | 77 | 213781460
COMFORTMAKER | CVH837GKA2* | EA*4X48L24A*+WALLCON | *97CMN1202422B* | 32200 | 32600 | 17.5 | 11.7 | 8.5 | 2 | 96 | 77 | 213781440
TEMPSTAR | T4H7T48*K*AAA* | F5MA4*48L*C* |  | 46500 | 47500 | 16 | 12.5 | 8.1 | 2.34 | 62 | 51 | 213310422
TEMPSTAR | T4H7T48*K*AAA* | EVD4X61M21A* | *80VTL1102122B* | 46500 | 50500 | 16 | 11.7 | 8.1 | 2.32 | 61 | 49 | 213677310
TEMPSTAR | TVH837GKA** | EA*4X60L24A*+WALLCON | *96CTN1002122B* | 32800 | 31800 | 17.5 | 11.7 | 8.5 | 2 | 97 | 78 | 213779614
TEMPSTAR | TVH837GKA** | EA*4X48L24A*+WALLCON | *96CTN1202422B* | 32400 | 32400 | 17.5 | 11.7 | 8.5 | 2 | 97 | 77 | 213779554
TEMPSTAR | TVH837GKA** | EA*4X48L24A*+WALLCON | *80CTL1352422B* | 32400 | 32400 | 17.5 | 11.7 | 8.5 | 2 | 97 | 77 | 213779514
TEMPSTAR | TVH837GKA** | EA*4X48L21A*+WALLCON | *80CTL0901716B* | 32400 | 32600 | 17.5 | 11.7 | 8.5 | 1.98 | 96 | 77 | 213779394
TEMPSTAR | TVH837GKA2* | EA*4X48L21A*+WALLCON | *96CTN1002122B* | 32400 | 32600 | 17.5 | 11.7 | 8.5 | 2 | 96 | 77 | 213781394
DAY & NIGHT | C4H7T24*K*AAA* | EA*4X25L17A*+WALLCON | *80CTL0701716B* | 23200 | 24200 | 16.5 | 12.5 | 8.1 | 2.34 | 60 | 45 | 213754906
DAY & NIGHT | C4H7T24*K*AAA* | EA*4X25L17A*+WALLCON | *96CTN0601714B* | 23000 | 24000 | 16.5 | 12.5 | 8.1 | 2.32 | 60 | 45 | 213754986
DAY & NIGHT | C4H7T24*K*AAA* | FTMA4X24L0B* |  | 23200 | 24400 | 16.5 | 12.5 | 8.1 | 2.36 | 60 | 45 | 214056788
HEIL | H4H7T24*K*AAA* | EA*4X25L17A*+WALLCON | *97CMN0601714B* | 22800 | 24000 | 16.5 | 12 | 8.1 | 2.3 | 60 | 45 | 213754939
DAY & NIGHT | C4H7T48*K*AAA* | EVM4X49M21A* | *96VTN1002122B* | 46500 | 50500 | 16 | 11.7 | 8.1 | 2.3 | 61 | 49 | 213675995
BRYANT HEATING AND COOLING SYSTEMS | 284ANV036*0**B* | CSPH*3612AL*+UI | 88*TA48090C17*** | 33800 | 35200 | 19 | 12 | 9 | 2.02 | 89 | 74 | 206790441
BRYANT HEATING AND COOLING SYSTEMS | 284ANV036*0**B* | CSPH*3612AL*+UI | 88*TA36070C14*** | 33600 | 35400 | 19 | 11.7 | 9 | 2.02 | 89 | 74 | 206790583
BRYANT HEATING AND COOLING SYSTEMS | 284ANV036*0**B* | CAP**4221AL*+UI | 935CA60080C21*** | 33000 | 35400 | 19.45 | 12 | 9.5 | 2 | 90 | 75 | 206790535
BRYANT HEATING AND COOLING SYSTEMS | 288BNV037*0**B*+TSTAT | CNPV*4824AL* | 926SA66120V24*** | 32000 | 48000 | 17.5 | 11.7 | 8.1 | 1.96 | 65 | 51 | 210464600
CARRIER | 25VNA837A*031* | CAP**4321AL*+UI | 59MN7B100C21**22 | 33000 | 33000 | 17.5 | 11.7 | 8.5 | 2 | 96 | 76 | 206764958
CARRIER | 25VNA837A*031* | CAP**6024AL*+UI | 59MN7B100C21**22 | 32800 | 31800 | 17.5 | 11.7 | 8.5 | 2 | 97 | 78 | 210470308
AIRQUEST | H4H7T24*K*AAA* | EA*4X25L17A*+WALLCON | *96CTN0401410B* | 22800 | 24200 | 16 | 12 | 8.1 | 2.3 | 60 | 45 | 213892923
CARRIER | 25VNA436A*031* | CSPH*3612AL*+UI | 58TN*B135C24**22 | 33200 | 37000 | 18.5 | 12 | 8.5 | 2.02 | 90 | 76 | 213785646
CARRIER | GH7TAN436**AA* | CAP**4321AL* | GG96VTAB48060B** | 34000 | 35000 | 15.5 | 11.7 | 8.1 | 2.2 | 62 | 51 | 213173658
BRYANT HEATING AND COOLING SYSTEMS | PH7TAN424**AA* | CAP**2417AL* | 82*SB48070V17*** | 22000 | 23600 | 16 | 12 | 8.1 | 2.24 | 60 | 44 | 213167563
BRYANT HEATING AND COOLING SYSTEMS | PH7TAN424**AA* | CAP**3617AL* | 926SB48080V17*** | 22200 | 23600 | 16 | 12 | 8.1 | 2.24 | 60 | 44 | 213168638
BRYANT HEATING AND COOLING SYSTEMS | PH7TAN424**AA* | CAP**3721AL* | 926SB60100V21*** | 23400 | 24400 | 17 | 13 | 8.1 | 2.38 | 60 | 45 | 213169436
BRYANT HEATING AND COOLING SYSTEMS | PH7TAN424**AA* | CAP**3721AL* | 926TC60080V21*** | 23200 | 24200 | 16.5 | 12.5 | 8.1 | 2.36 | 60 | 45 | 213169335
BRYANT HEATING AND COOLING SYSTEMS | PH7TAN424**AA* | CAP**2414AL* | 82*TB36045V14*** | 22000 | 23600 | 15.5 | 12 | 8.1 | 2.24 | 60 | 44 | 213353895
BRYANT HEATING AND COOLING SYSTEMS | PH7TAN424**AA* | PF4TNXB24L* |  | 23200 | 23400 | 16.5 | 12.5 | 8.1 | 2.36 | 63 | 47 | 213310674
CARRIER | GH7TAN424**AA* | CAP**3721AL* | 58CU*A100C21**20 | 24000 | 24600 | 17 | 12.5 | 8.1 | 2.24 | 58 | 42 | 207873822
CARRIER | 25TPA724A**30* | CAP**2517AL* | 59TP6C040V17**12 | 23000 | 24200 | 16 | 12 | 8.1 | 2.3 | 60 | 45 | 213167868
CARRIER | 25TPA724A**30* | CAP**2517AL* | 58TP*B090V17**16 | 23200 | 24200 | 16.5 | 12.5 | 8.1 | 2.34 | 60 | 45 | 213167786
CARRIER | 25VNA837A*031* | CAP**4821AL*+UI | 58TN*A090C17**16 | 32400 | 32600 | 18 | 11.7 | 8.5 | 2 | 96 | 76 | 206764976
CARRIER | 25VNA424A*031* | CAP**3621AL*+UI | 58TN*A090C17**16 | 23400 | 26600 | 21.5 | 13.5 | 10.5 | 2.46 | 93 | 74 | 206788341
CARRIER | 25VNA436A*031* | CNPV*4217AL*+UI | 58TN*A090C17**16 | 33600 | 35200 | 20 | 12 | 9 | 2.02 | 90 | 74 | 206788691
CARRIER | 25VNA436A*031* | CNPV*4821AL*+UI | 58TN*A090C17**16 | 34000 | 35000 | 20 | 12.5 | 9 | 2.04 | 89 | 74 | 206788715
CARRIER | 25VNA448A*031* | CAP**6024AL*+UI | 58TN*A135C24**22 | 45000 | 45500 | 21.5 | 12.5 | 9.5 | 2.36 | 95 | 79 | 206788904
CARRIER | 25VNA460A*031* | CAP**6024AL*+UI | 59CU5A100C21**22 | 57000 | 60000 | 19.5 | 12 | 8.5 | 2.08 | 84 | 65 | 206789008
AIRQUEST | HVH837GKA** | EA*4X43L21A*+WALLCON | *97CMN1002122B* | 33000 | 32600 | 17.5 | 11.7 | 8.5 | 2 | 98 | 77 | 213779328
AIRQUEST | HVH837GKA** | EA*4X48L24A*+WALLCON | *96CTN1002122B* | 32400 | 32200 | 17.5 | 11.7 | 8.5 | 2 | 98 | 77 | 213779538
AIRQUEST | HVH837GKA** | EA*4X61L21A*+WALLCON | *80CTL0902120B* | 33200 | 32000 | 18 | 11.7 | 8.5 | 2 | 98 | 78 | 213779658
AIRQUEST | HVH837GKA** | EN(A,D,W)4X48L21**+WALLCON | *80CTL0902120A* | 32400 | 33000 | 17.5 | 11.7 | 8.1 | 1.96 | 96 | 75 | 204299748
CARRIER | GH7TAN448**AA* | CVPMA4921XMC* | 58SP*B110V21**22 | 46000 | 50500 | 16 | 11.7 | 8.1 | 2.3 | 61 | 49 | 213636380
CARRIER | 25VNA460A*031* | CAP**6124AL*+UI | 58TN*B135C24**22 | 58000 | 60500 | 19.5 | 11.7 | 8.5 | 2.1 | 83 | 64 | 213770411
CARRIER | 25VNA460A*031* | CAP**6024AL*+UI | 59MN7C080C21**20 | 56500 | 60000 | 19 | 11.7 | 8.5 | 2.06 | 85 | 65 | 213770373
CARRIER | 25VNA448A*031* | CAP**6121AL*+UI | 58TN*B110C21**20 | 45500 | 46000 | 21.5 | 12 | 9.5 | 2.36 | 95 | 79 | 213770303
CARRIER | 25VNA448A*031* | CAP**6024AL*+UI | 58TN*B110C21**20 | 45000 | 45500 | 21.5 | 12 | 9.5 | 2.36 | 95 | 79 | 213770285
CARRIER | 25VNA448A*031* | CAP**4821AL*+UI | 59MN7C100C21**22 | 43500 | 46500 | 21 | 11.7 | 9.5 | 2.28 | 94 | 78 | 213770265
BRYANT HEATING AND COOLING SYSTEMS | 288BNV037*0**B* | CAP**4824AL*+UI | 88*TB60090C21*** | 32400 | 32200 | 17.5 | 11.7 | 8.5 | 2 | 98 | 77 | 213781396
BRYANT HEATING AND COOLING SYSTEMS | 288BNV037*0**A* | CAP**6024AL*+UI | 88*TB66135C24*** | 32800 | 31800 | 18 | 11.7 | 8.5 | 2 | 97 | 78 | 213779576
BRYANT HEATING AND COOLING SYSTEMS | 284ANV036*0**B* | CAP**4221AL*+UI | 986TD42080C17*** | 32400 | 38000 | 19 | 11.7 | 9 | 1.98 | 89 | 75 | 213785439
BRYANT HEATING AND COOLING SYSTEMS | 284ANV036*0**B* | CAP**3721AL*+UI | 986TD66100C21*** | 33800 | 36400 | 19.5 | 12.5 | 9 | 2.06 | 89 | 75 | 213785417
BRYANT HEATING AND COOLING SYSTEMS | 284ANV024*0**B* | CSPH*3612AL*+UI | 986TD42080C17*** | 23600 | 26600 | 19.5 | 12.5 | 9 | 2.48 | 93 | 74 | 213785240
BRYANT HEATING AND COOLING SYSTEMS | 284ANV024*0**B* | CSPH*3612AL*+UI | 88*TB48070C17*** | 23800 | 26600 | 19.5 | 12.5 | 9 | 2.48 | 93 | 74 | 213785220
BRYANT HEATING AND COOLING SYSTEMS | 284ANV024*0**B* | CSPH*3612AL*+UI | 88*TB36045C17*** | 23600 | 26800 | 19 | 12.5 | 9 | 2.46 | 93 | 74 | 213785216
BRYANT HEATING AND COOLING SYSTEMS | 284ANV024*0**B* | CAP**4321AL*+UI | 987MC66100C21*** | 24200 | 26400 | 20.5 | 13.5 | 10.5 | 2.56 | 93 | 74 | 213785178
BRYANT HEATING AND COOLING SYSTEMS | 284ANV024*0**B* | CAP**4224AL*+UI | 986TD66100C21*** | 23600 | 26600 | 20.5 | 13 | 10.5 | 2.48 | 93 | 74 | 213785160
BRYANT HEATING AND COOLING SYSTEMS | 284ANV024*0**B* | CAP**3721AL*+UI | 987MC42080C17*** | 24000 | 26400 | 20 | 13 | 10.5 | 2.54 | 94 | 75 | 213785120
BRYANT HEATING AND COOLING SYSTEMS | 284ANV024*0**B* | CAP**3721AL*+UI | 987MC42060C17*** | 24000 | 26600 | 20 | 13 | 10.5 | 2.52 | 93 | 74 | 213785118
BRYANT HEATING AND COOLING SYSTEMS | 284ANV024*0**B* | CAP**3621AL*+UI | 987MC66100C21*** | 23400 | 26600 | 20.5 | 13 | 10 | 2.44 | 93 | 74 | 213785100
BRYANT HEATING AND COOLING SYSTEMS | 284ANV024*0**B* | CAP**3017AL*+UI | 987MC42060C17*** | 23000 | 26800 | 19.5 | 12.5 | 10 | 2.36 | 94 | 75 | 213785058
BRYANT HEATING AND COOLING SYSTEMS | 284ANV024*0**B* | CAP**3017AL*+UI | 88*TB48070C17*** | 23200 | 26800 | 20 | 13 | 10 | 2.38 | 93 | 74 | 213785054
BRYANT HEATING AND COOLING SYSTEMS | 288BNV037*0**B* | CAP**6121AL*+UI | 986TD66100C21*** | 33200 | 32000 | 17.5 | 11.7 | 8.5 | 2 | 98 | 78 | 213781646
CARRIER | 25VNA448A*031* | CNPV*6024AL*+UI | 58TN*B070C21**20 | 44500 | 46500 | 21 | 12 | 9.5 | 2.24 | 94 | 78 | 214569504
CARRIER | 25VNA460A*031* | FE4BNBD60L*+UI |  | 58000 | 59500 | 20.5 | 13 | 8.5 | 2.22 | 83 | 63 | 213361593
HEIL | R4H5S30*K*AAA* | FMA4X30**AL* |  | 28200 | 28200 | 15.2 | 12.5 | 8.1 | 2.18 | 61 | 46 | 209692117
BRYANT HEATING AND COOLING SYSTEMS | PH7TAN448**AA* | FV4CN(B,F)005L |  | 46000 | 47000 | 16.5 | 12.5 | 8.1 | 2.24 | 62 | 49 | 207872480
CARRIER | 25VNA837A*031* | CAP**4321AL*+UI | 58TN*B090C21**20 | 32800 | 32600 | 17.5 | 11.7 | 8.5 | 2 | 98 | 77 | 213781185
CARRIER | 25VNA837A*031* | CAP**4821AL*+UI | 59MN7C100C21**22 | 32400 | 32600 | 17.5 | 11.7 | 8.5 | 2 | 96 | 77 | 213781355
CARRIER | 25VNA837A*031* | CAP**6121AL*+UI | 58TN*B090C21**20 | 33200 | 32000 | 18 | 11.7 | 8.5 | 2 | 98 | 78 | 213781565
CARRIER | 25VNA837A*030* | CAP**4321AL*+UI | 58TN*A090C21**20 | 32800 | 33000 | 17.5 | 11.7 | 8.5 | 2 | 96 | 76 | 204299171
CARRIER | 25VNA837A*030* | CAP**4824AL*+UI | 58TN*A090C21**20 | 32400 | 32600 | 17.5 | 11.7 | 8.5 | 1.98 | 96 | 77 | 204299355
CARRIER | 25TPA724A**30* | CAP**3721AL* | 59TP6B060V17**14 | 23800 | 24400 | 16.5 | 12.5 | 8.1 | 2.22 | 59 | 43 | 207866146
BRYANT HEATING AND COOLING SYSTEMS | 227TBN024**AA* | CAP**3717AL* | 926TB36060V14*** | 23600 | 24400 | 16.5 | 12.5 | 8.1 | 2.18 | 58 | 43 | 213382331
BRYANT HEATING AND COOLING SYSTEMS | 227TBN024**AA* | CAP**3717AL* | 82*TA48090V17*** | 23400 | 24000 | 16.5 | 12.5 | 8.1 | 2.2 | 58 | 43 | 213382311
BRYANT HEATING AND COOLING SYSTEMS | 288BNV037*0**B* | CNPV*6024AL*+UI | 987MB66120C24*** | 32800 | 32200 | 17.5 | 11.7 | 8.1 | 1.96 | 98 | 77 | 210470964
BRYANT HEATING AND COOLING SYSTEMS | 284ANV024*0**B* | CNPV*3621AL*+UI | 88*TB60070C21*** | 23200 | 26600 | 20 | 13 | 10 | 2.4 | 94 | 75 | 214569381
BRYANT HEATING AND COOLING SYSTEMS | 284ANV024*0**B* | CAP**3721AL*+UI | 987MC60060C21*** | 24000 | 26400 | 19.5 | 13 | 11 | 2.52 | 94 | 75 | 214569331
BRYANT HEATING AND COOLING SYSTEMS | 284ANV036*0**B* | CNPV*4217AL*+UI | 987MC42060C17*** | 33200 | 37600 | 18.5 | 11.7 | 9 | 1.98 | 85 | 71 | 214389263
BRYANT HEATING AND COOLING SYSTEMS | 284ANV036*0**B* | CNPV*4821AL*+UI | 987MC60080C21*** | 33800 | 36800 | 19.5 | 12.5 | 9 | 2.04 | 85 | 71 | 214569681
BRYANT HEATING AND COOLING SYSTEMS | 284ANV036*0**B* | CSPH*4812AL*+UI | 986TD60080C21*** | 34200 | 36400 | 19 | 12 | 9 | 2.06 | 85 | 71 | 214569655
BRYANT HEATING AND COOLING SYSTEMS | 284ANV036*0**B* | CAP**6024AL*+UI | 88*TB60070C21*** | 34200 | 35800 | 19.5 | 12 | 9 | 2.02 | 84 | 70 | 214569585
BRYANT HEATING AND COOLING SYSTEMS | 284ANV036*0**B* | CAP**4821AL*+UI | 935CB66100C21*** | 33800 | 36400 | 19.5 | 12 | 9.5 | 2.04 | 85 | 71 | 214569565
BRYANT HEATING AND COOLING SYSTEMS | 284ANV036*0**B* | CAP**3721AL*+UI | 935CB66100C21*** | 34400 | 36400 | 19.5 | 12 | 9.5 | 2.06 | 85 | 70 | 214569521
BRYANT HEATING AND COOLING SYSTEMS | 284ANV048*0**B* | CNPV*4821AL*+UI | 935CB66100C21*** | 44000 | 46500 | 21 | 12 | 9 | 2.18 | 94 | 78 | 214569485
CARRIER | 25VNA436A*031* | CNPV*6024AL*+UI | 59TN6C100C21**22 | 34400 | 36200 | 20 | 12.5 | 9 | 2.02 | 85 | 70 | 214389326
CARRIER | 25VNA436A*031* | CNPV*6024AL*+UI | 59CU5B100C21**22 | 34400 | 36200 | 20 | 12.5 | 9 | 2.04 | 85 | 70 | 214569700
CARRIER | 25VNA436A*031* | CNPV*4821AL*+UI | 59MN7C060C21**20 | 33600 | 36800 | 19 | 12 | 9 | 2.02 | 85 | 71 | 214569678
CARRIER | 25VNA436A*031* | CSPH*6012AL*+UI | 59CU5B080C21**20 | 34400 | 36000 | 18.5 | 12 | 9 | 2.04 | 84 | 71 | 214569658
CARRIER | 25VNA436A*031* | CAP**6124AL*+UI | 59TN6C080C21**20 | 34800 | 35800 | 20 | 12.5 | 9.5 | 2.02 | 84 | 70 | 214569618
CARRIER | 25VNA436A*031* | CAP**6121AL*+UI | 59CU5B080C21**20 | 34800 | 35800 | 19.5 | 12 | 9 | 2.02 | 84 | 70 | 214569598
CARRIER | 25VNA436A*031* | CAP**4821AL*+UI | 59MN7C080C21**20 | 33800 | 36600 | 19 | 12 | 9.5 | 2.04 | 85 | 70 | 214569568
CARRIER | 25VNA436A*031* | CAP**3721AL*+UI | 59MN7C080C21**20 | 34400 | 36400 | 19 | 12 | 9.5 | 2.04 | 85 | 70 | 214569524
CARRIER | 25TPB724A**30* | CAP**2517AL* | 59TP6B060V14**12 | 23800 | 24400 | 16.5 | 12 | 8.1 | 2.2 | 59 | 43 | 213382170
CARRIER | 25TPB748A**30* | FV4CNB006L |  | 46500 | 47000 | 16 | 12 | 8.1 | 2.3 | 62 | 49 | 213382084
CARRIER | 25TPB724A**30* | CAP**3717AL* | 59TP6B040V14**10 | 23600 | 24600 | 16.5 | 12 | 8.1 | 2.16 | 59 | 43 | 213383312
HEIL | N4H7T24*K*AAA* | EA*4X36L21A* | *80VTL0902120B* | 22400 | 23800 | 16 | 12.5 | 8.1 | 2.26 | 60 | 44 | 213168681
HEIL | N4H7T24*K*AAA* | EA*4X36L17A* | *96VTN0601716B* | 22400 | 23800 | 16 | 12 | 8.1 | 2.26 | 60 | 44 | 213168552
HEIL | N4H7T24*K*AAA* | EA*4X25L17A* | *80VSL0701716B* | 22800 | 24000 | 16.5 | 12.5 | 8.1 | 2.32 | 60 | 45 | 213167827
HEIL | N4H7T24*K*AAA* | EA*4X24L17A* | *96VTN0801716B* | 22200 | 23800 | 16 | 12 | 8.1 | 2.26 | 60 | 45 | 213167667
HEIL | N4H7T24*K*AAA* | EA*4X24L17A* | *96VTN0601716B* | 22000 | 23600 | 15.5 | 12 | 8.1 | 2.24 | 60 | 44 | 213167647
CARRIER | 25TPA736A**30* | F54AA*B36L* |  | 34400 | 35400 | 15.2 | 11.7 | 8.1 | 2.18 | 62 | 51 | 213310379
CARRIER | 25TPA748A**30* | CVPMA6021XMC* | 58SP*B110V21**22 | 46000 | 50000 | 16 | 11.7 | 8.1 | 2.3 | 61 | 49 | 213637013
CARRIER | 25TPA748A**30* | CVPVA6121XMC* | 58SP*B110V21**22 | 47000 | 51000 | 16 | 11.7 | 8.1 | 2.32 | 60 | 49 | 213639530
CARRIER | 25TPA736A**30* | CAP**4321AL* | 59TP6C060V17**16 | 34000 | 35000 | 15.5 | 11.7 | 8.1 | 2.2 | 62 | 51 | 213173655
CARRIER | 25VNA837A*031*+TSTAT | CAP**6124AL* | 59TP6B100V21**20 | 32800 | 46500 | 18 | 11.7 | 8.1 | 1.96 | 66 | 52 | 210461969
CARRIER | 25VNA837A*031*+TSTAT | CAP**6124AL* | 58TP*A090V21**20 | 33000 | 47000 | 18 | 11.7 | 8.1 | 1.98 | 65 | 17 | 210461834
CARRIER | 25VNA837A*031*+TSTAT | CAP**6124AL* | 58SP*A090V24**20 | 32600 | 46500 | 17.5 | 11.7 | 8.1 | 1.96 | 65 | 52 | 210461812
CARRIER | 25VNA837A*031*+TSTAT | CAP**6124AL* | 59SP6A100V21**20 | 32600 | 46500 | 18 | 11.7 | 8.1 | 1.96 | 65 | 52 | 210461734
CARRIER | 25VNA837A*031*+TSTAT | CAP**6024AL* | 58SP*A110V24**22 | 32400 | 46000 | 17.5 | 11.7 | 8.1 | 1.96 | 66 | 53 | 210461044
CARRIER | 25VNA837A*031*+TSTAT | CAP**6024AL* | 59SP6A120V24**22 | 32600 | 46500 | 17.5 | 11.7 | 8.1 | 1.96 | 65 | 52 | 210460966
CARRIER | 25TPA724A**30* | CAP**3721AL* | OVLAAB048112 | 24400 | 25200 | 16 | 12 | 8.1 | 2.24 | 60 | 43 | 207873945
CARRIER | 25TPA724A**30* | CAP**3721AL* | 58CU*A100C21**20 | 24000 | 24600 | 17 | 12.5 | 8.1 | 2.24 | 58 | 42 | 207873819
CARRIER | 25TPA736A**30* | CAP**4321AL* | 58CU*A080C21**20 | 35600 | 35800 | 16 | 12 | 8.1 | 2.16 | 62 | 49 | 207869255
BRYANT HEATING AND COOLING SYSTEMS | 288BNV037*0**B* | CAP**4821AL*+UI | 986TC66100C21*** | 32400 | 32600 | 17.5 | 11.7 | 8.5 | 1.98 | 96 | 77 | 206771847
BRYANT HEATING AND COOLING SYSTEMS | 288BNV037*0**B* | CAP**4321AL*+UI | 987MB66100C21*** | 33000 | 33000 | 17.5 | 11.7 | 8.5 | 2 | 96 | 76 | 206771694
HEIL | HVH837GKA** | EA*4X60L24A*+WALLCON | *80CTL0902120B* | 32800 | 31800 | 17.5 | 11.7 | 8.5 | 2 | 97 | 78 | 213779557
HEIL | HVH837GKA** | EA*4X48L24A*+WALLCON | *97CMN1002122B* | 32400 | 32200 | 17.5 | 11.7 | 8.5 | 2 | 98 | 77 | 213779517
CARRIER | GH7TAN424**AA* | CAP**3621AL* | 59TP6C100V21**22 | 22800 | 24000 | 16.5 | 12.5 | 8.1 | 2.3 | 60 | 44 | 213168836
CARRIER | GH7TAN424**AA* | CAP**2517AL* | 59TP6C060V17**16 | 23000 | 24000 | 16.5 | 12.5 | 8.1 | 2.32 | 60 | 45 | 213167902
CARRIER | 25VNA460A*031* | CAP**6121AL*+UI | 58TN*A090C21**20 | 57500 | 60500 | 19.5 | 12 | 8.5 | 2.08 | 84 | 64 | 207335597
CARRIER | 25VNA436A*031* | CSPH*6012AL*+UI | 58TN*A090C17**16 | 34600 | 34600 | 19.5 | 12 | 9 | 2.04 | 87 | 73 | 206788801
BRYANT HEATING AND COOLING SYSTEMS | 288BNV037*0**A* | CNPV*4824AL*+UI | 935CA66100C21*** | 32400 | 32800 | 17.5 | 11.7 | 8.1 | 1.98 | 96 | 75 | 210596577
BRYANT HEATING AND COOLING SYSTEMS | 227TAN024**AA* | CAP**3717AL* | 926TB30040V14*** | 23600 | 24600 | 16.5 | 12 | 8.1 | 2.16 | 59 | 43 | 207873776
BRYANT HEATING AND COOLING SYSTEMS | 227TAN024**AA* | CAP**3717AL* | 82*TA48090V17*** | 23400 | 24000 | 16.5 | 12.5 | 8.1 | 2.2 | 58 | 43 | 207865594
DAY & NIGHT | N4H7T48*K*AAA* | EVM4X49M21A* | *96VTN1002122B* | 46500 | 50500 | 16 | 11.7 | 8.1 | 2.3 | 61 | 49 | 213636946
BRYANT HEATING AND COOLING SYSTEMS | 246SAN030**AA* | FMA5X30**AL* |  | 29000 | 29000 | 15.2 | 12.5 | 8.1 | 2.26 | 61 | 48 | 214424167
BRYANT HEATING AND COOLING SYSTEMS | 284ANV036*0**B* | CAP**4224AL*+UI | 935CA66100C21*** | 33200 | 35400 | 19.5 | 12 | 9.5 | 2 | 90 | 75 | 206790538
BRYANT HEATING AND COOLING SYSTEMS | 288BNV037*0**B*+TSTAT | CNPV*4824AL* | 82*TA60090V21*** | 31600 | 47500 | 17.5 | 11.7 | 8.1 | 1.94 | 64 | 51 | 210464689
BRYANT HEATING AND COOLING SYSTEMS | 288BNV037*0**B*+TSTAT | CNPV*4821AL* | 926TB60080V21*** | 32000 | 48000 | 17.5 | 11.7 | 8.1 | 1.94 | 65 | 51 | 210464457
CARRIER | GH7TAN424**AA* | CAP**3721AL* | 58SU*B060M17**16 | 23000 | 24000 | 16.5 | 12.5 | 8.1 | 2.34 | 60 | 44 | 212320874
CARRIER | GH7TAN424**AA* | CAP**3721AL* | OVLAAB048112 | 24400 | 25200 | 16 | 12 | 8.1 | 2.24 | 60 | 43 | 207873948
BRYANT HEATING AND COOLING SYSTEMS | GH7TAN436**AA* | CAP**4824AL* | 987MC60080C21*** | 33400 | 34800 | 15.5 | 11.7 | 8.1 | 2.2 | 61 | 50 | 213743432
BRYANT HEATING AND COOLING SYSTEMS | GH7TAN424**AA* | CAP**3621AL* | 935CB48060C17*** | 22400 | 23600 | 16 | 12 | 8.1 | 2.26 | 60 | 44 | 213753369
BRYANT HEATING AND COOLING SYSTEMS | 288BNV037*0**A* | CAP**4824AL*+UI | 987MB66100C21*** | 32400 | 32600 | 17.5 | 11.7 | 8.5 | 2 | 96 | 76 | 204299396
BRYANT HEATING AND COOLING SYSTEMS | 227TBN024**AA* | CAP**3721AL* | 935CA66100C21*** | 24000 | 24400 | 17 | 12.5 | 8.1 | 2.26 | 59 | 43 | 213382371
HEIL | HVH837GKA2*+TSTAT | EHD4X60AAL | *96VTN1002122A* | 32600 | 47000 | 17 | 11.7 | 8.1 | 1.98 | 65 | 51 | 210468206
HEIL | HVH837GKA2* | EA*4X43L21A*+WALLCON | *97CMN1002122A* | 33000 | 33000 | 17.5 | 11.7 | 8.5 | 2 | 96 | 76 | 206771695
HEIL | H4H7T60*K*AAA* | EA*4X61L21A* | *96VTN1002122A* | 55500 | 59000 | 15.5 | 11.7 | 8.1 | 2.18 | 63 | 51 | 210712502
HEIL | H4H5S24*K*AAA* | FMA4X30**AL* |  | 25000 | 23600 | 15.2 | 12.5 | 8.1 | 2.24 | 64 | 48 | 210099395
AIRQUEST | H4H7T24*K*AAA* | EA*4X37L21A* | OMV098J12* | 23800 | 24400 | 16 | 12.5 | 8.1 | 2.22 | 59 | 43 | 210701902
AIRQUEST | N4H7T24*K*AAA* | EA*4X37L21A* | *96VSN0801716B* | 23200 | 24200 | 16.5 | 12.5 | 8.1 | 2.36 | 60 | 45 | 213169412
CARRIER | 25VNA436A*031* | CAP**4321AL*+UI | 59TN6C080C17**14 | 33800 | 36600 | 19.5 | 12 | 9 | 2.04 | 89 | 75 | 213785476
CARRIER | 25VNA436A*031* | CAP**4221AL*+UI | 59MN7C080C17**14 | 32400 | 38000 | 19 | 11.7 | 9 | 1.98 | 89 | 75 | 213785432
CARRIER | 25VNA436A*031* | CAP**3721AL*+UI | 59TN6C100C21**22 | 33800 | 36400 | 19.5 | 12.5 | 9 | 2.06 | 89 | 75 | 213785416
CARRIER | 25VNA436A*031* | CAP**3721AL*+UI | 59TN6C060C17**14 | 33600 | 36800 | 19.5 | 12 | 9 | 2.02 | 89 | 76 | 213785412
CARRIER | 25VNA436A*031* | CAP**3621AL*+UI | 59MN7C100C21**22 | 32200 | 38500 | 19.5 | 12 | 8.5 | 1.96 | 89 | 75 | 213785368
CARRIER | 25VNA837A*030* | CAP**6024AL*+UI | 58TN*A135C24**22 | 32800 | 31800 | 18 | 12 | 8.5 | 2 | 97 | 78 | 210596171
CARRIER | 25VNA837A*031*+TSTAT | CSPH*6012AL* | 58SP*A110V24**22 | 32400 | 46500 | 17 | 11.7 | 8.1 | 1.98 | 65 | 17 | 210468314
AIRQUEST | N4H7T24*K*AAA* | EA*4X37L21A* | *97CMN0802120A* | 23800 | 24400 | 16 | 12.5 | 8.1 | 2.24 | 58 | 42 | 207873865
AIRQUEST | N4H7T24*K*AAA* | EA*4X36L21A* | *96CTN1002122A* | 23600 | 24200 | 16 | 12 | 8.1 | 2.2 | 58 | 43 | 207865364
BRYANT HEATING AND COOLING SYSTEMS | 227TBN024**AA* | CAP**2417AL* | 88*TB48070C17*** | 22200 | 23800 | 16 | 12 | 8.1 | 2.26 | 60 | 45 | 213752268
BRYANT HEATING AND COOLING SYSTEMS | 227TBN048**AA* | CVPVA6021XMC* | 82*TB66110V21*** | 46000 | 50500 | 16 | 11.7 | 8.1 | 2.28 | 61 | 49 | 213639058
BRYANT HEATING AND COOLING SYSTEMS | 227TBN036**AA* | FT4BNBD60L* |  | 36000 | 35600 | 17 | 12.5 | 8.1 | 2.34 | 62 | 50 | 213925448
HEIL | HVH837GKA2* | EA*4X43L21A*+WALLCON | *96CTN1002122B* | 33000 | 32600 | 17.5 | 11.7 | 8.5 | 2 | 98 | 77 | 213781267
HEIL | HVH837GKA2*+TSTAT | EN(A,D)4X48L24** | *96VTN1002122A* | 32000 | 47500 | 17.5 | 12 | 8.1 | 1.96 | 65 | 51 | 210464613
HEIL | HVH837GKA2*+TSTAT | EA*4X61L21A* | *80VTL0902120A* | 33000 | 47000 | 18 | 11.7 | 8.1 | 1.98 | 65 | 52 | 210461426
CARRIER | 25TPA736A**30* | CAP**3721AL* | 59TP6B080V17**16 | 34800 | 35400 | 15.5 | 12 | 8.1 | 2.12 | 61 | 49 | 207868686
CARRIER | 25VNA448A*031* | CNPV*4821AL*+UI | 58TN*A090C21**20 | 44000 | 46500 | 21 | 12 | 8.5 | 2.18 | 94 | 78 | 210532892
AIRQUEST | N4H7T36*K*AAA* | EA*4X37L21A* | *80CSU0802120A* | 35600 | 36000 | 16 | 12 | 8.1 | 2.16 | 62 | 49 | 207868258
AIRQUEST | HVH837GKA2*+TSTAT | EHD4X60AAL | *80VSL1102422A* | 32400 | 46500 | 17 | 11.7 | 8.1 | 1.98 | 65 | 52 | 210468318
AIRQUEST | HVH837GKA2*+TSTAT | EHD4X60AAL | *96VTN1002122A* | 32600 | 47000 | 17 | 11.7 | 8.1 | 1.98 | 65 | 51 | 210468208
BRYANT HEATING AND COOLING SYSTEMS | 227TBN060**AA* | CAP**6121AL* | 926TB66100V21*** | 55500 | 59000 | 15.5 | 11.7 | 8.1 | 2.18 | 63 | 51 | 213383187
PAYNE HEATING AND COOLING | PH7TAN436**AA* | FV4CNB006L |  | 35600 | 35200 | 17 | 12.5 | 8.1 | 2.22 | 61 | 48 | 207871402
PAYNE HEATING AND COOLING | PH7TAN424**AA* | CAP**2517AL* | PG96VTAB48080B** | 23200 | 24200 | 16.5 | 12.5 | 8.1 | 2.34 | 60 | 45 | 213167927
CARRIER | 25VNA424A*031* | CNPV*4221AL*+UI | 58CU*A060C17**16 | 23400 | 26600 | 20.5 | 13 | 10 | 2.46 | 93 | 74 | 210533080
CARRIER | 25VNA424A*031* | CNPV*3017AL*+UI | 59TN6B080C17**14 | 23200 | 26800 | 20 | 13 | 9.5 | 2.38 | 93 | 75 | 210533058
CARRIER | 25VNA424A*031* | CAP**4321AL*+UI | 59MN7B080C17**14 | 24000 | 26400 | 20 | 13.5 | 10.5 | 2.52 | 94 | 75 | 210533042
CARRIER | 25VNA424A*031* | CAP**4321AL*+UI | 58CU*A060C17**16 | 24200 | 26400 | 20.5 | 13.5 | 10.5 | 2.56 | 93 | 75 | 210533034
CARRIER | 25VNA424A*031* | CAP**4221AL*+UI | 58CU*A060C17**16 | 23400 | 26600 | 20.5 | 13.5 | 10.5 | 2.46 | 93 | 74 | 210533020
CARRIER | 25VNA424A*031* | CAP**3017AL*+UI | 58CU*A060C17**16 | 23200 | 26600 | 20.5 | 13 | 10 | 2.38 | 94 | 75 | 210532974
CARRIER | 25VNA424A*031* | CAP**2517AL*+UI | 58CU*A060C17**16 | 24000 | 26600 | 20.5 | 13.5 | 10.5 | 2.54 | 93 | 74 | 210532954
DAY & NIGHT | CVH837GKA** | EN(A,D,W)4X60L24**+WALLCON | *97CMN1202422A* | 32800 | 32200 | 17.5 | 11.7 | 8.1 | 1.96 | 98 | 77 | 210597636
DAY & NIGHT | CVH837GKA** | EA*4X61L21A*+WALLCON | *96CTN1002122A* | 33200 | 32000 | 17.5 | 12 | 8.5 | 2 | 98 | 78 | 210597438
DAY & NIGHT | CVH837GKA** | EA*4X60L24A*+WALLCON | *96CTN1202422A* | 32800 | 31800 | 18 | 11.7 | 8.5 | 2 | 97 | 78 | 210597393
DAY & NIGHT | CVH837GKA2* | EN(A,D)4X48L24**+WALLCON | *97CMN1002122A* | 32400 | 33000 | 17.5 | 11.7 | 8.1 | 1.96 | 95 | 75 | 206772401
DAY & NIGHT | N4H7T24*K*AAA* | EA*4X25L17A* | *80VSL0451412B* | 22800 | 24000 | 16.5 | 12.5 | 8.1 | 2.32 | 60 | 44 | 213167805
DAY & NIGHT | CVH837GKA2*+TSTAT | EA*4X61L21A* | *80VSL0702120A* | 32800 | 47000 | 17 | 11.7 | 8.1 | 1.96 | 65 | 52 | 210461407
DAY & NIGHT | CVH837GKA2*+TSTAT | EN(A,D,W)4X48L21** | *80VTL0902120A* | 31600 | 47500 | 17.5 | 11.7 | 8.1 | 1.94 | 64 | 51 | 210464274
DAY & NIGHT | CVH837GKA2* | EA*4X43L21A*+WALLCON | *96CTN1002122B* | 33000 | 32600 | 17.5 | 11.7 | 8.5 | 2 | 98 | 77 | 213781271
DAY & NIGHT | CVH837GKA2* | EA*4X48L21A*+WALLCON | *80CTL0902120B* | 32200 | 32600 | 17.5 | 11.7 | 8.5 | 2 | 96 | 77 | 213781311
BRYANT HEATING AND COOLING SYSTEMS | GH7TAN424**AA* | CAP**3621AL* | OVLAAB048112 | 23600 | 24600 | 16 | 12 | 8.1 | 2.16 | 59 | 43 | 207873693
BRYANT HEATING AND COOLING SYSTEMS | GH7TAN424**AA* | CAP**3721AL* | 986TC60080C21*** | 23800 | 24400 | 16 | 12.5 | 8.1 | 2.24 | 58 | 42 | 207873905
CARRIER | 25VNA837A*031* | CAP**6121AL*+UI | 58TN*A090C17**16 | 33200 | 32000 | 18 | 12 | 8.5 | 2 | 98 | 78 | 210470495
CARRIER | 25VNA436A*031* | CNPV*4221AL*+UI | 58CU*A040C17**12 | 33000 | 35400 | 19 | 12 | 9 | 1.98 | 90 | 75 | 210720665
CARRIER | 25VNA436A*031* | CNPV*3621AL*+UI | 58TN*B070C17**16 | 32600 | 39000 | 18.5 | 11.7 | 9 | 1.92 | 84 | 70 | 214389383
CARRIER | 25VNA436A*031* | CNPV*4821AL*+UI | 59TN6C100C21**22 | 33800 | 36600 | 19.5 | 12.5 | 9.5 | 2.04 | 85 | 71 | 214389300
CARRIER | 25VNA436A*031* | CNPV*4821AL*+UI | 58TN*B070C17**16 | 33800 | 36800 | 19 | 12 | 9.5 | 2.02 | 85 | 71 | 214389280
CARRIER | 25VNA436A*031* | CNPV*4217AL*+UI | 59CU5B060C17**16 | 33400 | 37400 | 18.5 | 12 | 9 | 2 | 85 | 71 | 214389260
CARRIER | GH7TAN424**AA* | CAP**3717AL* | 58TP*A090V17**16 | 23400 | 24000 | 16.5 | 12.5 | 8.1 | 2.2 | 58 | 43 | 207865596
CARRIER | 25VNA436A*031* | CNPV*4821AL*+UI | 58TN*B070C21**20 | 33800 | 36800 | 19.5 | 12.5 | 9 | 2.04 | 85 | 71 | 214569672
CARRIER | 25VNA436A*031* | CSPH*4812AL*+UI | 59MN7C080C21**20 | 34000 | 36600 | 18.5 | 12 | 9 | 2.04 | 85 | 70 | 214569652
CARRIER | 25VNA436A*031* | CAP**3721AL*+UI | 59CU5B080C21**20 | 34400 | 36400 | 19 | 12 | 9.5 | 2.04 | 85 | 71 | 214569518
CARRIER | 25VNA436A*031* | CNPV*4221AL*+UI | 59CU5B080C21**20 | 33200 | 38000 | 18.5 | 12 | 9 | 1.98 | 84 | 70 | 214575801
CARRIER | 25VNA837A*031* | CNPV*6024AL*+UI | 59TN6C080C21**20 | 32800 | 32200 | 19 | 12 | 8.5 | 1.98 | 97 | 76 | 214574738
CARRIER | 25VNA837A*031*+TSTAT | CNPV*4824AL* | 58SP*A070V21**20 | 31600 | 47500 | 17 | 11.7 | 8.1 | 1.94 | 64 | 51 | 210464644
HEIL | H4H7T24*K*AAA* | EA*4X25L17A* | *80MSU0601716A* | 23400 | 24400 | 17 | 12.5 | 8.1 | 2.38 | 60 | 44 | 212320215
BRYANT HEATING AND COOLING SYSTEMS | PH7TAN424**AA* | CAP**3717AL* | 88*TB36045C17*** | 22800 | 24000 | 16 | 12 | 8.1 | 2.3 | 60 | 45 | 213753502
DAY & NIGHT | C4H7T60*K*AAA* | F5MA4*60L*D* |  | 57000 | 60000 | 16 | 12 | 8.1 | 2.34 | 63 | 51 | 213310441
DAY & NIGHT | CVH837GKA** | EN(A,D,W)4X60L24**+WALLCON | *95CSU1002122A* | 32800 | 32200 | 18 | 12 | 8.1 | 1.98 | 97 | 76 | 210597618
DAY & NIGHT | CVH837GKA** | EN(A,D)4X48L24**+WALLCON | *95CSU0802120A* | 32400 | 32800 | 17.5 | 11.7 | 8.1 | 1.96 | 96 | 76 | 210597579
DAY & NIGHT | CVH837GKA2* | EN(A,D,W)4X60L24**+WALLCON | *80CTL1352422A* | 32800 | 32200 | 18 | 12 | 8.1 | 1.98 | 97 | 76 | 210470926
DAY & NIGHT | CVH837GKA2* | EA*4X60L24A*+WALLCON | *80CTL0902120A* | 32800 | 31800 | 17.5 | 11.7 | 8.5 | 1.98 | 97 | 78 | 210470271
AIRQUEST | H4H7T48*K*AAA* | EVD4X61M21A*+WALLCON | *80CTL1102120B* | 47000 | 51000 | 16 | 11.7 | 8.1 | 2.3 | 61 | 49 | 213677280
DAY & NIGHT | N4H7T24*K*AAA* | EA*4X37L17A* | *96VTN0401410A* | 23600 | 24600 | 16.5 | 12 | 8.1 | 2.16 | 59 | 43 | 207873782
CARRIER | 25TPA748A**30* | CVPVA6121XMC* | 59TP6B100V21**22 | 47000 | 50500 | 16 | 11.7 | 8.1 | 2.32 | 61 | 49 | 213640063
CARRIER | GH7TAN424**AA* | CAP**3717AL* | 58SP*B045V14**12 | 23000 | 24000 | 16.5 | 12.5 | 8.1 | 2.32 | 60 | 45 | 213168955
CARRIER | GH7TAN424**AA* | CAP**3621AL* | 59SP6B080V21**20 | 22800 | 24000 | 16.5 | 12.5 | 8.1 | 2.28 | 60 | 44 | 213168875
CARRIER | GH7TAN424**AA* | CAP**2517AL* | 58SP*B070V17**16 | 22800 | 24000 | 16.5 | 12.5 | 8.1 | 2.32 | 60 | 45 | 213167823
BRYANT HEATING AND COOLING SYSTEMS | GH7TAN436**AA* | CAP**3721AL* | 83*CA60080C21*** | 35600 | 36000 | 16 | 12 | 8.1 | 2.16 | 62 | 49 | 207868256
BRYANT HEATING AND COOLING SYSTEMS | GH7TAN436**AA* | CAP**4321AL* | 83*CA60080C21*** | 35600 | 35800 | 16 | 12 | 8.1 | 2.16 | 62 | 49 | 207869257
BRYANT HEATING AND COOLING SYSTEMS | 284ANV048*0**B* | FE4BN(B,X)C48L*+UI |  | 45000 | 46000 | 22 | 12 | 9.5 | 2.36 | 93 | 78 | 213361590
BRYANT HEATING AND COOLING SYSTEMS | 284ANV024*0**B* | CNPV*3017AL*+UI | 987MB42080C17*** | 23200 | 26800 | 20 | 13 | 9.5 | 2.36 | 94 | 75 | 210533061
BRYANT HEATING AND COOLING SYSTEMS | 284ANV024*0**B* | CAP**3721AL*+UI | 83*CA36040C17*** | 24200 | 26400 | 21 | 13.5 | 10.5 | 2.56 | 93 | 75 | 210532997
BRYANT HEATING AND COOLING SYSTEMS | 284ANV048*0**B* | CNPV*4824AL*+UI | 987MB66120C24*** | 43500 | 46500 | 20.5 | 11.7 | 8.5 | 2.16 | 95 | 79 | 210532911
BRYANT HEATING AND COOLING SYSTEMS | GH7TAN424**AA* | CAP**2517AL* | 82*SB48070V17*** | 22800 | 24000 | 16.5 | 12.5 | 8.1 | 2.32 | 60 | 45 | 213167825
BRYANT HEATING AND COOLING SYSTEMS | GH7TAN424**AA* | CAP**3621AL* | 82*SB60090V21*** | 22400 | 23800 | 16 | 12 | 8.1 | 2.26 | 60 | 44 | 213168736
BRYANT HEATING AND COOLING SYSTEMS | GH7TAN424**AA* | CAP**2414AL* | 82*TB36045V14*** | 22000 | 23600 | 15.5 | 12 | 8.1 | 2.24 | 60 | 44 | 213353894
CARRIER | 25VNA837A*031* | CNPV*4821AL*+UI | 58TN*A090C17**16 | 32400 | 32800 | 18 | 11.7 | 8.1 | 1.98 | 96 | 76 | 206765028
CARRIER | 25VNA837A*031* | CAP**4821AL*+UI | 58TN*A090C21**20 | 32200 | 32600 | 17.5 | 11.7 | 8.5 | 1.98 | 96 | 77 | 206764967
CARRIER | 25VNA837A*031* | CAP**3721AL*+UI | 58TN*A090C17**16 | 33000 | 32800 | 18 | 11.7 | 8.5 | 2 | 97 | 76 | 206764920
HEIL | H4H7T60*K*AAA* | EA*4X61L24A* | *80VTL0902120A* | 55500 | 59000 | 15.5 | 11.7 | 8.1 | 2.18 | 63 | 51 | 211338038
CARRIER | GH5SAN424**AA* | FMA4X30**AL* |  | 25000 | 23600 | 15.2 | 12.5 | 8.1 | 2.24 | 64 | 48 | 210099327
CARRIER | 25VNA837A*031*+TSTAT | CAP**6124AL* | 58SP*A090V21**20 | 33000 | 47000 | 18 | 11.7 | 8.1 | 1.98 | 65 | 17 | 210461801
CARRIER | 25VNA837A*031*+TSTAT | CAP**6124AL* | GG96VTAA60100C | 32800 | 46500 | 18 | 11.7 | 8.1 | 1.98 | 65 | 52 | 210461757
CARRIER | 25VNA837A*031*+TSTAT | CAP**6121AL* | 59SP6A080V21**20 | 32600 | 46500 | 17.5 | 11.7 | 8.1 | 1.96 | 65 | 52 | 210461289
CARRIER | 25TPA724A**30* | CAP**3717AL* | 59TP6C060V17**16 | 22800 | 24000 | 16.5 | 12.5 | 8.1 | 2.3 | 60 | 45 | 213169058
CARRIER | 25TPA724A**30* | CAP**3621AL* | 58TP*B090V21**20 | 22400 | 23800 | 16 | 12.5 | 8.1 | 2.26 | 60 | 44 | 213168673
CARRIER | 25TPA724A**30* | CAP**3617AL* | 59SP6B080V17**16 | 22200 | 23600 | 16 | 12 | 8.1 | 2.24 | 60 | 44 | 213168634
CARRIER | 25SCA530A**30* | FMA4X30**AL* |  | 28200 | 28200 | 15.2 | 12.5 | 8.1 | 2.18 | 61 | 46 | 209692095
CARRIER | 25TPB724A**30* | CAP**3717AL* | 58TP*A070V14**12 | 23600 | 24000 | 17 | 13 | 8.1 | 2.22 | 58 | 43 | 213382308
BRYANT HEATING AND COOLING SYSTEMS | 225SAN060**AA* | PF4TNBD60L* |  | 57000 | 56000 | 15.2 | 12.5 | 8.1 | 2.34 | 63 | 49 | 213310717
CARRIER | 25VNA424A*031* | CNPV*3617AL*+UI | 58CU*A060C17**16 | 23200 | 26800 | 20.5 | 13 | 10 | 2.4 | 93 | 74 | 206788554
CARRIER | 25VNA424A*031* | CAP**3621AL*+UI | 58CU*A040C17**12 | 23400 | 26600 | 21 | 13.5 | 10.5 | 2.44 | 93 | 74 | 206788549
HEIL | N4H7T24*K*AAA* | EA*4X36L21A* | OLV112A16A | 23600 | 24600 | 16 | 12 | 8.1 | 2.16 | 59 | 43 | 207873699
HEIL | N4H7T24*K*AAA* | EA*4X36L21A* | *96CTN1002122A* | 23600 | 24200 | 16 | 12 | 8.1 | 2.2 | 58 | 43 | 207865368
HEIL | HVH837GKA2* | EA*4X60L24A*+WALLCON | *96CTN1202422A* | 32800 | 31800 | 18 | 11.7 | 8.5 | 2 | 97 | 78 | 210470288
DAY & NIGHT | C4H7T24*K*AAA* | EA*4X25L17A* | *96VTN0601714A* | 23800 | 24400 | 16.5 | 12.5 | 8.1 | 2.22 | 58 | 43 | 210703037
BRYANT HEATING AND COOLING SYSTEMS | GH5SAN460**AA* | FG4ANBD60L* |  | 57000 | 56000 | 15.2 | 12.5 | 8.1 | 2.34 | 63 | 49 | 213280496
BRYANT HEATING AND COOLING SYSTEMS | 284ANV024*0**B* | CSPH*3012AL*+UI | 88*TA48090C17*** | 23600 | 27000 | 20.5 | 13 | 9 | 2.48 | 92 | 73 | 210533103
BRYANT HEATING AND COOLING SYSTEMS | 284ANV024*0**B* | CAP**3721AL*+UI | 935CA66100C21*** | 24200 | 26400 | 20.5 | 13.5 | 10.5 | 2.56 | 93 | 74 | 210532995
CARRIER | 25VNA424A*031* | CNPV*4221AL*+UI | 59CU5A100C21**22 | 23600 | 26600 | 20.5 | 13.5 | 10 | 2.46 | 93 | 74 | 210533076
CARRIER | GH7TAN424**AA* | CAP**3717AL* | 59CU5B060C17**16 | 22800 | 24000 | 16.5 | 12.5 | 8.1 | 2.3 | 60 | 45 | 213753603
CARRIER | GH7TAN424**AA* | CAP**3717AL* | 58TN*B070C14**12 | 22800 | 23800 | 16.5 | 12.5 | 8.1 | 2.3 | 60 | 45 | 213753523
CARRIER | GH7TAN424**AA* | CAP**2517AL* | 59CU5B060C17**16 | 23000 | 24000 | 16.5 | 12.5 | 8.1 | 2.32 | 60 | 45 | 213752560
BRYANT HEATING AND COOLING SYSTEMS | PH5SAN460**AA* | PF4TNBD60L* |  | 57000 | 56000 | 15.2 | 12.5 | 8.1 | 2.34 | 63 | 49 | 213310694
HEIL | HVH837GKA** | EN(A,D,W)4X48L21**+WALLCON | *95CSU1002122A* | 32400 | 32800 | 17.5 | 11.7 | 8.1 | 1.98 | 96 | 75 | 206136286
HEIL | HVH837GKA** | EA*4X43L21A*+WALLCON | *80CTL0902120A* | 32800 | 33000 | 17.5 | 11.7 | 8.5 | 2 | 96 | 76 | 205751137
HEIL | HVH837GKA** | EA*4X61L21A*+WALLCON | *80CTL0701716B* | 33200 | 32200 | 17.5 | 11.7 | 8.5 | 1.98 | 98 | 78 | 213779637
HEIL | HVH837GKA** | EA*4X60L24A*+WALLCON | *97CMN1202422B* | 32800 | 31600 | 17.5 | 11.7 | 8.5 | 2 | 98 | 78 | 213779597
CARRIER | 25VNA424A*031* | CSPH*3012AL*+UI | 58TN*A070C14**12 | 23400 | 27000 | 20.5 | 12.5 | 9 | 2.46 | 93 | 74 | 210533100
CARRIER | 25VNA424A*031* | CAP**2417AL*+UI | 59CU5A060C17**16 | 22800 | 27200 | 19.5 | 12.5 | 10 | 2.28 | 93 | 74 | 210532932
CARRIER | 27SPA630A**30* | FMA5X30**AL* |  | 29000 | 29000 | 15.2 | 12.5 | 8.1 | 2.26 | 61 | 48 | 214424164
KEEPRITE | CVH837GKA2* | EN(A,D,W)4X60L24**+WALLCON | *95CSU1002122B* | 32800 | 32200 | 19 | 12 | 8.5 | 1.98 | 97 | 76 | 214574715
KEEPRITE | R5H5S30*K*AAA* | FMA5X30**AL* |  | 29000 | 29000 | 15.2 | 12.5 | 8.1 | 2.26 | 61 | 48 | 214424184
KEEPRITE | C4H7T24*K*AAA* | EA*4X37L17A*+WALLCON | *95CSU0601716B* | 22800 | 24000 | 16.5 | 12.5 | 8.1 | 2.3 | 60 | 45 | 213755466
KEEPRITE | N4H7T24*K*AAA* | EA*4X37L21A* | *80CTL0702120A* | 24200 | 24800 | 17 | 12.5 | 8.1 | 2.26 | 59 | 43 | 207873842
AIRQUEST | H4H7T24*K*AAA* | EA*4X37L17A*+WALLCON | *97CMN0801714B* | 22800 | 23800 | 16 | 12 | 8.1 | 2.3 | 60 | 45 | 213755486
COMFORTMAKER | CVH837GKA** | EA*4X61L24A*+WALLCON | *97CMN1202422B* | 33200 | 32000 | 17.5 | 11.7 | 8.5 | 2 | 98 | 78 | 213779790
COMFORTMAKER | CVH837GKA** | EA*4X61L24A*+WALLCON | *97CMN1002122B* | 33200 | 32000 | 18 | 11.7 | 8.5 | 2 | 98 | 78 | 213779780
COMFORTMAKER | N4H7T24*K*AAA* | EA*4X37L17A* | *96VTN0601716B* | 22800 | 24000 | 16.5 | 12.5 | 8.1 | 2.3 | 60 | 45 | 213169071
COMFORTMAKER | N4H7T24*K*AAA* | EA*4X37L21A* | *80VSL0901716B* | 22800 | 24000 | 16.5 | 12.5 | 8.1 | 2.32 | 60 | 45 | 213169244
TEMPSTAR | N4H7T48*K*AAA* | EVD4X61M21A* | *80VSL1102122B* | 47000 | 51000 | 16 | 11.7 | 8.1 | 2.32 | 60 | 49 | 213639544
TEMPSTAR | N4H7T48*K*AAA* | EA*4X61L24A* | *80VSL1102122B* | 46000 | 47000 | 16.5 | 12.5 | 8.1 | 2.3 | 63 | 51 | 213177659
COMFORTMAKER | CVH837GKA2* | EA*4X61L24A*+WALLCON | *80CTL0902120A* | 33200 | 32000 | 18 | 12 | 8.5 | 2 | 98 | 78 | 210470556
COMFORTMAKER | CVH837GKA2* | EA*4X60L24A*+WALLCON | *80CTL0902120A* | 32800 | 31800 | 17.5 | 11.7 | 8.5 | 1.98 | 97 | 78 | 210470270
ACIQ | H4H5S30*K*AAA* | FMA4X36**AL* |  | 28200 | 28200 | 15.2 | 12.5 | 8.1 | 2.18 | 61 | 46 | 213064798
KENMORE | N4H7T48*K*AAA* | EVD4X61M21A* | *96VTN1002122B* | 47000 | 50500 | 16 | 11.7 | 8.1 | 2.32 | 61 | 49 | 213640136
KENMORE | N4H7T36*K*AAA* | EA*4X43L21A* | *80CTL0451712B* | 34200 | 35400 | 15.5 | 11.7 | 8.1 | 2.2 | 62 | 51 | 213742752
KENMORE | N4H7T36*K*AAA* | EA*4X43L21A* | *96CTN0802120B* | 34200 | 35000 | 16 | 11.7 | 8.1 | 2.22 | 62 | 50 | 213743008
KENMORE | N4H7T48*K*AAA* | EVM4X60M21A* | *96VTN1002122B* | 46500 | 50500 | 16 | 11.7 | 8.1 | 2.3 | 61 | 49 | 213637651
MSH LEGACY | R4H5S30*K*AAA* | EA*4X37L21A* | *80ESU0802120A | 28800 | 28600 | 15.2 | 12.5 | 8.1 | 2.14 | 61 | 47 | 210310209
COMFORTMAKER | C4H7T60*K*AAA* | EA*4X61L21A* | *96VTN1002122A* | 55500 | 59000 | 15.5 | 11.7 | 8.1 | 2.18 | 63 | 51 | 210712889
ARCOAIRE | H4H7T48*K*AAA* | EVD4X61M21A* | *96VTN1002122A* | 47000 | 50500 | 16 | 11.7 | 8.1 | 2.32 | 61 | 49 | 213677457
KENMORE | N4H7T24*K*AAA* | EA*4X37L21A* | *97CMN1002122A* | 24400 | 24800 | 17 | 12.5 | 8.1 | 2.28 | 59 | 43 | 207873885
KEEPRITE | CVH837GKA** | EA*4X37L21A*+WALLCON | *96CTN1002122A* | 33000 | 33000 | 17.5 | 11.7 | 8.5 | 2 | 96 | 76 | 205751086
KEEPRITE | CVH837GKA2*+TSTAT | EA*4X61L24A* | *96VSN1202422A* | 32800 | 46500 | 18 | 11.7 | 8.1 | 1.98 | 66 | 52 | 210461753
ECOTEMP | W5H5S24*K*AAA* | FMA5X30**AL* |  | 24000 | 23600 | 16.5 | 13 | 8.5 | 2.26 | 64 | 49 | 214424098
ARCOAIRE | HVH837GKA2* | EA*4X60L24A*+WALLCON | *97CMN1002122A* | 32800 | 31800 | 17.5 | 11.7 | 8.5 | 2 | 97 | 78 | 210470313
ARCOAIRE | H4H7T48*K*AAA* | FVM4X60***L |  | 46500 | 47000 | 16 | 12 | 8.1 | 2.3 | 62 | 49 | 210700502
KENMORE | (C,H,T)4H7T36*K*AAA* | EA*4X48L24A*+WALLCON | *80CTL1102120B* | 33800 | 34800 | 15.5 | 11.7 | 8.1 | 2.22 | 62 | 50 | 213745602
KENMORE | (C,H,T)4H7T48*K*AAA* | EVD4X61M21A*+WALLCON | *96CTN0802120B* | 46500 | 51000 | 15.5 | 11.7 | 8.1 | 2.3 | 61 | 49 | 213677429
TEMPSTAR | T4H7T24*K*AAA* | EA*4X37L21A* | OMV112K14A | 23600 | 24200 | 16 | 12 | 8.1 | 2.22 | 59 | 43 | 210703921
KEEPRITE | C4H7T24*K*AAA* | EA*4X25L17A* | *96VTN0601714A* | 23800 | 24400 | 16.5 | 12.5 | 8.1 | 2.22 | 58 | 43 | 211581755
KEEPRITE | R4H5S42*K*AAA* | FTMA4B60L0D* |  | 41000 | 42000 | 15.5 | 12.5 | 8.1 | 2.3 | 61 | 49 | 213280429
KENMORE | (C,H,T)4H7T36*K*AAA* | EA*4X48L24A* | *96CTN0802120A* | 34800 | 35600 | 16 | 11.7 | 8.1 | 2.14 | 61 | 49 | 211042624
COMFORTMAKER | CVH837GKA** | EN(A,D)4X48L24**+WALLCON | *96CTN1002122B* | 32400 | 32600 | 17.5 | 11.7 | 8.5 | 1.98 | 96 | 76 | 214240018
COMFORTMAKER | CVH837GKA** | EN(A,D,W)4X60L24**+WALLCON | *80CTL0902120B* | 32800 | 32200 | 19 | 12 | 8.5 | 1.98 | 97 | 76 | 214240038
COMFORTMAKER | CVH837GKA** | EN(A,D,W)4X60L24**+WALLCON | *80CTL1352422B* | 32800 | 32200 | 19 | 12 | 8.5 | 1.98 | 97 | 76 | 214240058
COMFORTMAKER | CVH837GKA2* | EA*4X60L24A*+WALLCON | *96CTN1002122A* | 32800 | 31800 | 17.5 | 11.7 | 8.5 | 2 | 97 | 78 | 210470347
COMFORTMAKER | CVH837GKA2* | EA*4X61L24A*+WALLCON | *96CTN1202422A* | 33200 | 32000 | 18 | 12 | 8.5 | 2 | 98 | 78 | 210470578
COMFORTMAKER | CVH837GKA2* | EA*4X61L24A*+WALLCON | *97CMN1002122A* | 33200 | 32000 | 18 | 12 | 8.5 | 2 | 98 | 78 | 210470600
COMFORTMAKER | CVH837GKA** | EA*4X61L24A*+WALLCON | *96CTN1202422A* | 33200 | 32000 | 18 | 12 | 8.5 | 2 | 98 | 78 | 210597470
COMFORTMAKER | CVH837GKA** | EN(A,D,W)4X60L24**+WALLCON | *97CMN1202422A* | 32800 | 32200 | 17.5 | 11.7 | 8.1 | 1.96 | 98 | 77 | 210597635
MARATHERM | N4H7T24*K*AAA* | EA*4X37L21A* | *80CSU0802120A* | 24000 | 24400 | 16 | 12.5 | 8.1 | 2.26 | 58 | 42 | 207865838
AIRQUEST | HVH837GKA** | EN(A,D,W)4X60L24**+WALLCON | *80CTL0902120A* | 32800 | 32200 | 18 | 12 | 8.1 | 1.98 | 98 | 77 | 210599578
KEEPRITE | CVH837GKA** | EA*4X43L21A*+WALLCON | *80CTL0901716A* | 33000 | 32800 | 18 | 11.7 | 8.5 | 2 | 97 | 76 | 205751223
TEMPSTAR | N4H7T24*K*AAA* | EA*4X37L17A* | *80VSL0701412B* | 23000 | 24000 | 16.5 | 12.5 | 8.1 | 2.32 | 60 | 45 | 213168979
ARCOAIRE | N4H7T24*K*AAA* | EA*4X25L17A* | *80CTL0701716B* | 23200 | 24200 | 16.5 | 12.5 | 8.1 | 2.34 | 60 | 45 | 213752517
ARCOAIRE | HVH837GKA2* | EA*4X61L24A*+WALLCON | *96CTN1002122B* | 33200 | 32000 | 18 | 11.7 | 8.5 | 2 | 98 | 78 | 213781709
ARCOAIRE | HVH837GKA2* | EA*4X60L24A*+WALLCON | *96CTN1002122B* | 32800 | 31800 | 17.5 | 11.7 | 8.5 | 2 | 97 | 78 | 213781519
KENMORE | (C,H,T)VH837GKA** | EN(A,D,W)4X60L24**+WALLCON | *96CTN1202422B* | 32800 | 32200 | 18.5 | 12 | 8.1 | 1.98 | 97 | 76 | 214240101
KENMORE | (C,H,T)VH837GKA** | EN(A,D,W)4X60L24**+WALLCON | *97CMN1202422B* | 32800 | 32200 | 18.5 | 11.7 | 8.1 | 1.98 | 97 | 77 | 214240081
KENMORE | (C,H,T)VH837GKA** | EA*4X61L21A*+WALLCON | *97CMN1002122B* | 33200 | 32000 | 17.5 | 11.7 | 8.5 | 2 | 98 | 78 | 213779713
KENMORE | (C,H,T)VH837GKA** | EA*4X60L24A*+WALLCON | *96CTN1002122B* | 32800 | 31800 | 17.5 | 11.7 | 8.5 | 2 | 97 | 78 | 213779613
KENMORE | (C,H,T)VH837GKA** | EA*4X48L24A*+WALLCON | *80CTL0902120B* | 32400 | 32200 | 17.5 | 11.7 | 8.5 | 2 | 98 | 77 | 213779493
KENMORE | (C,H,T)VH837GKA2* | EA*4X61L24A*+WALLCON | *80CTL0902120B* | 33200 | 32000 | 18 | 11.7 | 8.5 | 2 | 98 | 78 | 213781663
KENMORE | (C,H,T)VH837GKA2* | EA*4X61L21A*+WALLCON | *80CTL0901716B* | 33200 | 32000 | 18 | 11.7 | 8.5 | 2 | 98 | 78 | 213781563
ARCOAIRE | N4H7T24*K*AAA* | EA*4X36L21A* | *96VSN1002120B* | 22400 | 23600 | 16 | 12 | 8.1 | 2.26 | 60 | 44 | 213168894
ARCOAIRE | HVH837GKA2*+TSTAT | EA*4X60L24A* | *96VTN1002122A* | 32400 | 46000 | 18 | 11.7 | 8.1 | 1.96 | 66 | 53 | 210460983
KENMORE | N4H7T24*K*AAA* | EA*4X37L17A* | *96VTN0601412A* | 23600 | 24400 | 16.5 | 12.5 | 8.1 | 2.18 | 58 | 43 | 207865736
KENMORE | N4H7T24*K*AAA* | EA*4X37L17A* | *96VTN0601714A* | 23600 | 24200 | 16.5 | 12.5 | 8.1 | 2.2 | 58 | 43 | 207865751
COMFORTMAKER | C4H7T24*K*AAA* | EA*4X36L21A*+WALLCON | *95CSU0601716B* | 22400 | 23600 | 16 | 12 | 8.1 | 2.26 | 60 | 44 | 213755343
COMFORTMAKER | N4H7T24*K*AAA* | EA*4X37L21A* | *80CTL0702120A* | 24200 | 24800 | 17 | 12.5 | 8.1 | 2.26 | 59 | 43 | 207873839
TEMPSTAR | TVH837GKA2* | EA*4X48L24A*+WALLCON | *97CMN1002122B* | 32400 | 32200 | 17.5 | 11.7 | 8.5 | 2 | 98 | 77 | 213781434
TEMPSTAR | TVH837GKA** | EA*4X48L21A*+WALLCON | *97CMN1002122A* | 32400 | 32600 | 17.5 | 11.7 | 8.5 | 1.98 | 96 | 77 | 204299294
TEMPSTAR | TVH837GKA** | EA*4X42L21A*+WALLCON | *80CTL0901716A* | 31800 | 33000 | 17.5 | 11.7 | 8.5 | 1.9 | 95 | 74 | 204299034
MARATHERM | N4H7T24*K*AAA* | EA*4X37L21A* | *80CTL0701716A* | 23600 | 24000 | 16 | 12.5 | 8.1 | 2.24 | 58 | 43 | 207865922
AIRQUEST | HVH837GKA2* | EN(A,D,W)4X48L21**+WALLCON | *96CTN1002122A* | 32400 | 33000 | 17.5 | 11.7 | 8.1 | 1.96 | 95 | 75 | 206772317
AIRQUEST | HVH837GKA** | EN(A,D,W)4X60L24**+WALLCON | *96CTN1202422A* | 32800 | 32200 | 18 | 12 | 8.1 | 1.98 | 97 | 76 | 210599606
KEEPRITE | C4H7T48*K*AAA* | EVD4X61M21A* | *80VTL1102122B* | 46500 | 50500 | 16 | 11.7 | 8.1 | 2.32 | 61 | 49 | 213677308
ARCOAIRE | H4H5S42*K*AAA* | FCMB4B60L0D*+WALLCON |  | 41000 | 41500 | 15.5 | 12.5 | 8.1 | 2.3 | 62 | 49 | 213301767
KENMORE | N4H7T24*K*AAA* | EA*4X25L17A* | *96VSN0401712B* | 23000 | 24200 | 16 | 12 | 8.1 | 2.3 | 60 | 45 | 213167964
KENMORE | N4H7T24*K*AAA* | EA*4X25L17A* | *96VTN0401712B* | 23000 | 24200 | 16 | 12 | 8.1 | 2.3 | 60 | 45 | 213167882
ACIQ | H4H7T36*K*AAA* | EA*4X37L21A* | *96CTN0802120A* | 35400 | 36000 | 16 | 11.7 | 8.1 | 2.14 | 62 | 49 | 213068424
ACIQ | N4H7T36*K*AAA* | FVM4X60***L |  | 35600 | 35200 | 17 | 12.5 | 8.1 | 2.22 | 61 | 48 | 213063887
ARCOAIRE | H4H7T24*K*AAA* | EA*4X37L17A*+WALLCON | *80CTL0451712B* | 22800 | 24000 | 16 | 12 | 8.1 | 2.3 | 60 | 45 | 213755408
KENMORE | (C,H,T)VH837GKA** | EA*4X61L21A*+WALLCON | *80CTL0902120A* | 33200 | 32000 | 18 | 11.7 | 8.5 | 2 | 98 | 78 | 210595828
COMFORTMAKER | N4H7T24*K*AAA* | EA*4X36L21A* | *80CTL0701716B* | 22400 | 23800 | 16 | 12.5 | 8.1 | 2.26 | 60 | 44 | 213753325
COMFORTMAKER | N4H7T24*K*AAA* | EA*4X25L17A* | *97CMN0801714B* | 22800 | 24000 | 16.5 | 12.5 | 8.1 | 2.32 | 60 | 44 | 213752624
KEEPRITE | C4H7T36*K*AAA* | FCMB4B36L0C*+WALLCON |  | 34200 | 34800 | 15.5 | 11.7 | 8.1 | 2.18 | 62 | 51 | 213301810
WEATHERMAKER | PH7TAN424**AA* | CAP**3717AL* | PG80VTLB48070B** | 22800 | 24000 | 16.5 | 12.5 | 8.1 | 2.3 | 60 | 45 | 213168935
WEATHERMAKER | PH7TAN436**AA* | CAP**4321AL* | PG80VTLB60090C** | 34600 | 35200 | 16 | 12 | 8.1 | 2.24 | 62 | 51 | 213173560
ECOTEMP | W4H7T24*K*AAA* | WLA*254BA* | WFST080B048A* | 23200 | 24200 | 16.5 | 12.5 | 8.1 | 2.34 | 60 | 45 | 213167939
KEEPRITE | CVH837GKA** | EN(A,D,W)4X60L24**+WALLCON | *80CTL1352422A* | 32800 | 32200 | 18 | 12 | 8.1 | 1.98 | 97 | 76 | 210597613
KEEPRITE | CVH837GKA2* | EA*4X60L24A*+WALLCON | *80CTL1352422A* | 32800 | 31800 | 18 | 12 | 8.5 | 2 | 97 | 78 | 210470283
KEEPRITE | N4H7T24*K*AAA* | EA*4X37L17A* | *80CTL0701716B* | 23000 | 24000 | 16.5 | 12.5 | 8.1 | 2.32 | 60 | 45 | 213753564
AIRQUEST | HVH837GKA** | EA*4X48L24A*+WALLCON | *97CMN1002122A* | 32400 | 32600 | 17.5 | 11.7 | 8.5 | 2 | 96 | 76 | 204299398
AIRQUEST | HVH837GKA2* | EN(A,D,W)4X48L21**+WALLCON | *80CTL0902120A* | 32400 | 33000 | 17.5 | 11.7 | 8.1 | 1.96 | 96 | 75 | 206772245
KEEPRITE | CVH837GKA2*+TSTAT | EN(A,D)4X48L24** | *80VSL0902120A* | 31600 | 47500 | 17.5 | 11.7 | 8.1 | 1.94 | 64 | 51 | 210464663
KEEPRITE | CVH837GKA2*+TSTAT | EN(A,D)4X48L24** | *96VTN1002122A* | 32000 | 47500 | 17.5 | 12 | 8.1 | 1.96 | 65 | 51 | 210464619
TEMPSTAR | TVH837GKA** | EA*4X60L24A*+WALLCON | *97CMN1002122B* | 32800 | 31800 | 17.5 | 11.7 | 8.5 | 2 | 97 | 78 | 213779594
TEMPSTAR | TVH837GKA** | EA*4X48L24A*+WALLCON | *97CMN1202422B* | 32200 | 32600 | 17.5 | 11.7 | 8.5 | 2 | 96 | 77 | 213779534
TEMPSTAR | TVH837GKA** | EN(A,D,W)4X48L21**+WALLCON | *97CMN1002122B* | 32400 | 32600 | 17.5 | 11.7 | 8.5 | 1.98 | 96 | 76 | 214239932
KEEPRITE | N4H7T48*K*AAA* | EVD4X60M21A* | *80VTL1102122B* | 46000 | 50500 | 16 | 11.7 | 8.1 | 2.28 | 61 | 49 | 213639069
ARCOAIRE | HVH837GKA** | EA*4X61L21A*+WALLCON | *96CTN1002122B* | 33200 | 32000 | 17.5 | 11.7 | 8.5 | 2 | 98 | 78 | 213779739
MARATHERM | N4H7T36*K*AAA* | EA*4X43L21A* | *97CMN0802120B* | 34200 | 35000 | 16 | 11.7 | 8.1 | 2.22 | 62 | 50 | 213742945
MARATHERM | N4H5S30*K*AAA* | EA*4X37L21A* | *80ESU0802120A | 28800 | 28600 | 15.2 | 12.5 | 8.1 | 2.14 | 61 | 47 | 210310206
COMFORTMAKER | CVH837GKA2* | EA*4X60L24A*+WALLCON | *97CMN1002122B* | 32800 | 31800 | 17.5 | 11.7 | 8.5 | 2 | 97 | 78 | 213781500
KEEPRITE | CVH837GKA2* | EA*4X61L24A*+WALLCON | *96CTN1002122B* | 33200 | 32000 | 18 | 11.7 | 8.5 | 2 | 98 | 78 | 213781712
KEEPRITE | CVH837GKA2* | EN(A,D,W)4X48L21**+WALLCON | *97CMN1002122A* | 32400 | 33000 | 17.5 | 11.7 | 8.1 | 1.96 | 95 | 75 | 206772303
ARCOAIRE | HVH837GKA2*+TSTAT | EN(A,D)4X48L24** | *80VSL0902420A* | 31800 | 47500 | 17 | 11.7 | 8.1 | 1.94 | 65 | 51 | 210464671
ARCOAIRE | HVH837GKA2*+TSTAT | EA*4X61L24A* | *96VTN1202422A* | 32600 | 46500 | 18 | 11.7 | 8.1 | 1.96 | 65 | 52 | 210461853
ARCOAIRE | HVH837GKA2*+TSTAT | EA*4X61L24A* | *80VSL0702120A* | 32800 | 47000 | 17 | 11.7 | 8.5 | 1.96 | 65 | 52 | 210461795
ARCOAIRE | N4H7T36*K*AAA* | EA*4X37L21A* | *97CMN0802120B* | 34200 | 35000 | 16 | 11.7 | 8.1 | 2.22 | 62 | 50 | 213742156
COMFORTMAKER | N4H7T24*K*AAA* | EA*4X25L17A* | *80VTL0701716B* | 23000 | 24000 | 16.5 | 12.5 | 8.1 | 2.32 | 60 | 45 | 213167781
ARCOAIRE | HVH837GKA2* | EN(A,D,W)4X48L21**+WALLCON | *96CTN1002122A* | 32400 | 33000 | 17.5 | 11.7 | 8.1 | 1.96 | 95 | 75 | 206772318
KENMORE | N4H7T24*K*AAA* | EA*4X37L17A* | *80VTL0451412B* | 23000 | 24000 | 16.5 | 12.5 | 8.1 | 2.32 | 60 | 45 | 213168914
KENMORE | (C,H,T)VH837GKA2* | EA*4X48L24A*+WALLCON | *97CMN1002122A* | 32400 | 32600 | 17.5 | 11.7 | 8.5 | 2 | 96 | 76 | 206997732
TEMPSTAR | N4H7T48*K*AAA* | EVD4X61M21A* | *96VTN1002122A* | 47000 | 50500 | 16 | 11.7 | 8.1 | 2.32 | 61 | 49 | 213640081
ARCOAIRE | N4H7T60*K*AAA* | EA*4X61L21A* | *96VTN1002122B* | 54500 | 57500 | 15.5 | 12 | 8.1 | 2.26 | 64 | 51 | 213179388
ARCOAIRE | N4H7T36*K*AAA* | EA*4X43L21A* | *80VTL0902120B* | 34600 | 35200 | 16 | 12 | 8.1 | 2.24 | 62 | 51 | 213173563
KENMORE | (C,H,T)VH837GKA2* | EA*4X61L21A*+WALLCON | *97CMN1002122A* | 33200 | 32000 | 17.5 | 12 | 8.5 | 2 | 98 | 78 | 210470471
KENMORE | (C,H,T)VH837GKA2* | EA*4X60L24A*+WALLCON | *97CMN1202422A* | 32800 | 32000 | 17.5 | 11.7 | 8.5 | 1.98 | 98 | 78 | 210470328
KENMORE | N4H7T36*K*AAA* | FVM4X60***L |  | 35600 | 35200 | 17 | 12.5 | 8.1 | 2.22 | 61 | 48 | 207871398
KENMORE | (C,H,T)VH837GKA** | EA*4X43L21A*+WALLCON | *97CMN1002122A* | 33000 | 33000 | 17.5 | 11.7 | 8.5 | 2 | 96 | 76 | 205751200
KENMORE | (C,H,T)VH837GKA** | EN(A,D,W)4X48L21**+WALLCON | *80CTL0901716A* | 32400 | 32800 | 18 | 11.7 | 8.1 | 1.98 | 96 | 76 | 204299843
ARCOAIRE | H4H7T48*K*AAA* | EVD4X61M21A* | *80VTL1102122B* | 46500 | 50500 | 16 | 11.7 | 8.1 | 2.32 | 61 | 49 | 213677305
ARCOAIRE | H4H7T48*K*AAA* | EVD4X61M21A*+WALLCON | *80CTL0902120B* | 47000 | 51000 | 16 | 11.7 | 8.1 | 2.3 | 61 | 50 | 213677273
AIRQUEST | N4H7T24*K*AAA* | EA*4X36L21A* | *80VSL1102122B* | 22400 | 23800 | 16 | 12.5 | 8.1 | 2.26 | 60 | 44 | 213168752
AIRQUEST | N4H7T24*K*AAA* | EA*4X37L17A* | *80VTL0451412B* | 23000 | 24000 | 16.5 | 12.5 | 8.1 | 2.32 | 60 | 45 | 213168909
TEMPSTAR | N4H7T36*K*AAA* | EA*4X43L21A* | *80VSL0902120B* | 34600 | 35200 | 16 | 12 | 8.1 | 2.24 | 62 | 51 | 213173625
TEMPSTAR | N4H7T36*K*AAA* | EA*4X43L21A* | *80VSL1102122B* | 34400 | 35000 | 16 | 12 | 8.1 | 2.24 | 62 | 50 | 213173638
KEEPRITE | N4H7T24*K*AAA* | EA*4X25L17A* | *80VTL0701716B* | 23000 | 24000 | 16.5 | 12.5 | 8.1 | 2.32 | 60 | 45 | 213167783
KEEPRITE | N4H7T24*K*AAA* | EA*4X25L17A* | *80VSL0901716B* | 23200 | 24200 | 16.5 | 12.5 | 8.1 | 2.34 | 60 | 45 | 213167845
KEEPRITE | N4H7T24*K*AAA* | EA*4X25L17A* | *96VTN0601412B* | 22800 | 24000 | 16.5 | 12 | 8.1 | 2.3 | 60 | 45 | 213167897
KEEPRITE | C4H5S42*K*AAA* | FCMB4B60L0D*+WALLCON |  | 41000 | 41500 | 15.5 | 12.5 | 8.1 | 2.3 | 62 | 49 | 213301770
KEEPRITE | N4H7T48*K*AAA* | EVD4X61M21A* | *96VTN1002122A* | 47000 | 50500 | 16 | 11.7 | 8.1 | 2.32 | 61 | 49 | 213640078
TEMPSTAR | T4H7T24*K*AAA* | EA*4X37L17A* | *96VTN0401410A* | 23600 | 24600 | 16.5 | 12 | 8.1 | 2.16 | 59 | 43 | 210704000
TEMPSTAR | T4H7T24*K*AAA* | EA*4X25L17A* | *96VTN0601412A* | 23800 | 24400 | 16.5 | 12 | 8.1 | 2.2 | 59 | 43 | 210703820
TEMPSTAR | TVH837GKA2* | EA*4X61L24A*+WALLCON | *80CTL0902120A* | 33200 | 32000 | 18 | 12 | 8.5 | 2 | 98 | 78 | 210470560
TEMPSTAR | TVH837GKA2*+TSTAT | EN(A,D)4X48L24** | *80VSL1102422A* | 31800 | 47500 | 17.5 | 12 | 8.1 | 1.94 | 64 | 51 | 210464687
TEMPSTAR | TVH837GKA2*+TSTAT | EN(A,D)4X48L24** | *96VSN1002120A* | 31800 | 47500 | 17.5 | 11.7 | 8.1 | 1.94 | 64 | 51 | 210464598
ARCOAIRE | N4H7T48*K*AAA* | EVM4X60M21A* | *80VTL1102122B* | 46000 | 50500 | 16 | 11.7 | 8.1 | 2.3 | 61 | 49 | 213637236
KENMORE | (C,H,T)VH837GKA2* | EA*4X61L21A*+WALLCON | *80CTL0902120A* | 33200 | 32000 | 18 | 11.7 | 8.5 | 2 | 98 | 78 | 210470449
KENMORE | (C,H,T)VH837GKA2*+TSTAT | EN(A,D,W)4X48L21** | *96VTN1002120A* | 32000 | 48000 | 17.5 | 11.7 | 8.1 | 1.94 | 65 | 51 | 210464476
MARATHERM | N4H7T36*K*AAA* | FVM4X48***L |  | 35200 | 35000 | 16.5 | 12.5 | 8.1 | 2.18 | 61 | 48 | 207871384
TEMPSTAR | N4H7T24*K*AAA* | EA*4X37L17A* | *80CTL0701412B* | 22800 | 23800 | 16.5 | 12.5 | 8.1 | 2.3 | 60 | 45 | 213753543
KEEPRITE | N4H7T24*K*AAA* | FVM4X36***L |  | 23800 | 23800 | 16 | 12 | 8.1 | 2.18 | 59 | 43 | 207863639
DAY & NIGHT | N4H7T24*K*AAA* | FVM4X36***L |  | 23800 | 23800 | 16 | 12 | 8.1 | 2.18 | 59 | 43 | 207863637
COMFORTMAKER | N4H7T24*K*AAA* | FVM4X36***L |  | 23800 | 23800 | 16 | 12 | 8.1 | 2.18 | 59 | 43 | 207863636
ARCOAIRE | N4H7T24*K*AAA* | FVM4X36***L |  | 23800 | 23800 | 16 | 12 | 8.1 | 2.18 | 59 | 43 | 207863635
AIRQUEST | N4H7T24*K*AAA* | FVM4X36***L |  | 23800 | 23800 | 16 | 12 | 8.1 | 2.18 | 59 | 43 | 207863634
CARRIER | GH7TAN424**AA* | FV4CN(B,F)003L |  | 23800 | 23800 | 16 | 12 | 8.1 | 2.18 | 59 | 43 | 207863633
BRYANT HEATING AND COOLING SYSTEMS | GH7TAN424**AA* | FV4CN(B,F)003L |  | 23800 | 23800 | 16 | 12 | 8.1 | 2.18 | 59 | 43 | 207863632
TEMPSTAR | N4H7T36*K*AAA* | EA*4X37L21A* | *96CTN0802120A* | 35400 | 36000 | 16 | 11.7 | 8.1 | 2.14 | 62 | 49 | 207876354
BRYANT HEATING AND COOLING SYSTEMS | PH7TAN436**AA* | CAP**3721AL* | 986TC60080C21*** | 35400 | 36000 | 16 | 11.7 | 8.1 | 2.14 | 62 | 49 | 207876355
MARATHERM | N4H7T36*K*AAA* | EA*4X37L21A* | *96CTN0802120A* | 35400 | 36000 | 16 | 11.7 | 8.1 | 2.14 | 62 | 49 | 207876353
KENMORE | N4H7T36*K*AAA* | EA*4X37L21A* | *96CTN0802120A* | 35400 | 36000 | 16 | 11.7 | 8.1 | 2.14 | 62 | 49 | 207876352
HEIL | N4H7T36*K*AAA* | EA*4X37L21A* | *96CTN0802120A* | 35400 | 36000 | 16 | 11.7 | 8.1 | 2.14 | 62 | 49 | 207876350
KEEPRITE | N4H7T36*K*AAA* | EA*4X37L21A* | *96CTN0802120A* | 35400 | 36000 | 16 | 11.7 | 8.1 | 2.14 | 62 | 49 | 207876351
DAY & NIGHT | N4H7T36*K*AAA* | EA*4X37L21A* | *96CTN0802120A* | 35400 | 36000 | 16 | 11.7 | 8.1 | 2.14 | 62 | 49 | 207876349
COMFORTMAKER | N4H7T36*K*AAA* | EA*4X37L21A* | *96CTN0802120A* | 35400 | 36000 | 16 | 11.7 | 8.1 | 2.14 | 62 | 49 | 207876348
ARCOAIRE | N4H7T36*K*AAA* | EA*4X37L21A* | *96CTN0802120A* | 35400 | 36000 | 16 | 11.7 | 8.1 | 2.14 | 62 | 49 | 207876347
AIRQUEST | N4H7T36*K*AAA* | EA*4X37L21A* | *96CTN0802120A* | 35400 | 36000 | 16 | 11.7 | 8.1 | 2.14 | 62 | 49 | 207876346
CARRIER | GH7TAN436**AA* | CAP**3721AL* | 59TN6B080C21**20 | 35400 | 36000 | 16 | 11.7 | 8.1 | 2.14 | 62 | 49 | 207876345
BRYANT HEATING AND COOLING SYSTEMS | GH7TAN436**AA* | CAP**3721AL* | 986TC60080C21*** | 35400 | 36000 | 16 | 11.7 | 8.1 | 2.14 | 62 | 49 | 207876344
CARRIER | 25TPA736A**30* | CAP**3721AL* | 59TN6B080C21**20 | 35400 | 36000 | 16 | 11.7 | 8.1 | 2.14 | 62 | 49 | 207876342
BRYANT HEATING AND COOLING SYSTEMS | PH7TAN436**AA* | CAP**3721AL* | 987MB60080C21*** | 35400 | 36000 | 16 | 11.7 | 8.1 | 2.14 | 62 | 49 | 207876341
MARATHERM | N4H7T36*K*AAA* | EA*4X37L21A* | *97CMN0802120A* | 35400 | 36000 | 16 | 11.7 | 8.1 | 2.14 | 62 | 49 | 207876339
KENMORE | N4H7T36*K*AAA* | EA*4X37L21A* | *97CMN0802120A* | 35400 | 36000 | 16 | 11.7 | 8.1 | 2.14 | 62 | 49 | 207876338
KEEPRITE | N4H7T36*K*AAA* | EA*4X37L21A* | *97CMN0802120A* | 35400 | 36000 | 16 | 11.7 | 8.1 | 2.14 | 62 | 49 | 207876337
DAY & NIGHT | N4H7T36*K*AAA* | EA*4X37L21A* | *97CMN0802120A* | 35400 | 36000 | 16 | 11.7 | 8.1 | 2.14 | 62 | 49 | 207876335
HEIL | N4H7T36*K*AAA* | EA*4X37L21A* | *97CMN0802120A* | 35400 | 36000 | 16 | 11.7 | 8.1 | 2.14 | 62 | 49 | 207876336
COMFORTMAKER | N4H7T36*K*AAA* | EA*4X37L21A* | *97CMN0802120A* | 35400 | 36000 | 16 | 11.7 | 8.1 | 2.14 | 62 | 49 | 207876334
ARCOAIRE | N4H7T36*K*AAA* | EA*4X37L21A* | *97CMN0802120A* | 35400 | 36000 | 16 | 11.7 | 8.1 | 2.14 | 62 | 49 | 207876333
AIRQUEST | N4H7T36*K*AAA* | EA*4X37L21A* | *97CMN0802120A* | 35400 | 36000 | 16 | 11.7 | 8.1 | 2.14 | 62 | 49 | 207876332
CARRIER | GH7TAN436**AA* | CAP**3721AL* | 59MN7B080C21**20 | 35400 | 36000 | 16 | 11.7 | 8.1 | 2.14 | 62 | 49 | 207876331
BRYANT HEATING AND COOLING SYSTEMS | GH7TAN436**AA* | CAP**3721AL* | 987MB60080C21*** | 35400 | 36000 | 16 | 11.7 | 8.1 | 2.14 | 62 | 49 | 207876330
CARRIER | 25TPA736A**30* | CAP**3721AL* | 59MN7B080C21**20 | 35400 | 36000 | 16 | 11.7 | 8.1 | 2.14 | 62 | 49 | 207876328
BRYANT HEATING AND COOLING SYSTEMS | PH7TAN424**AA* | CAP**3721AL* | 987MB66100C21*** | 24400 | 24800 | 17 | 12.5 | 8.1 | 2.28 | 59 | 43 | 207873888
TEMPSTAR | N4H7T24*K*AAA* | EA*4X37L21A* | *97CMN1002122A* | 24400 | 24800 | 17 | 12.5 | 8.1 | 2.28 | 59 | 43 | 207873887
MARATHERM | N4H7T24*K*AAA* | EA*4X37L21A* | *97CMN1002122A* | 24400 | 24800 | 17 | 12.5 | 8.1 | 2.28 | 59 | 43 | 207873886
KEEPRITE | N4H7T24*K*AAA* | EA*4X37L21A* | *97CMN1002122A* | 24400 | 24800 | 17 | 12.5 | 8.1 | 2.28 | 59 | 43 | 207873884
HEIL | N4H7T24*K*AAA* | EA*4X37L21A* | *97CMN1002122A* | 24400 | 24800 | 17 | 12.5 | 8.1 | 2.28 | 59 | 43 | 207873883
DAY & NIGHT | N4H7T24*K*AAA* | EA*4X37L21A* | *97CMN1002122A* | 24400 | 24800 | 17 | 12.5 | 8.1 | 2.28 | 59 | 43 | 207873882
COMFORTMAKER | N4H7T24*K*AAA* | EA*4X37L21A* | *97CMN1002122A* | 24400 | 24800 | 17 | 12.5 | 8.1 | 2.28 | 59 | 43 | 207873881
ARCOAIRE | N4H7T24*K*AAA* | EA*4X37L21A* | *97CMN1002122A* | 24400 | 24800 | 17 | 12.5 | 8.1 | 2.28 | 59 | 43 | 207873880
AIRQUEST | N4H7T24*K*AAA* | EA*4X37L21A* | *97CMN1002122A* | 24400 | 24800 | 17 | 12.5 | 8.1 | 2.28 | 59 | 43 | 207873879
CARRIER | GH7TAN424**AA* | CAP**3721AL* | 59MN7B100C21**22 | 24400 | 24800 | 17 | 12.5 | 8.1 | 2.28 | 59 | 43 | 207873878
BRYANT HEATING AND COOLING SYSTEMS | GH7TAN424**AA* | CAP**3721AL* | 987MB66100C21*** | 24400 | 24800 | 17 | 12.5 | 8.1 | 2.28 | 59 | 43 | 207873877
BRYANT HEATING AND COOLING SYSTEMS | PH7TAN424**AA* | CAP**3721AL* | 987MB60080C21*** | 23800 | 24400 | 16 | 12.5 | 8.1 | 2.24 | 58 | 42 | 207873874
CARRIER | 25TPA724A**30* | CAP**3721AL* | 59MN7B100C21**22 | 24400 | 24800 | 17 | 12.5 | 8.1 | 2.28 | 59 | 43 | 207873875
TEMPSTAR | N4H7T24*K*AAA* | EA*4X37L21A* | *97CMN0802120A* | 23800 | 24400 | 16 | 12.5 | 8.1 | 2.24 | 58 | 42 | 207873873
BRYANT HEATING AND COOLING SYSTEMS | PH7TAN424**AA* | CAP**3721AL* | 986TC66100C21*** | 24400 | 24800 | 17 | 12.5 | 8.1 | 2.28 | 59 | 43 | 207873930
TEMPSTAR | N4H7T24*K*AAA* | EA*4X37L21A* | *96CTN1002122A* | 24400 | 24800 | 17 | 12.5 | 8.1 | 2.28 | 59 | 43 | 207873929
KENMORE | N4H7T24*K*AAA* | EA*4X37L21A* | *96CTN1002122A* | 24400 | 24800 | 17 | 12.5 | 8.1 | 2.28 | 59 | 43 | 207873927
KEEPRITE | N4H7T24*K*AAA* | EA*4X37L21A* | *96CTN1002122A* | 24400 | 24800 | 17 | 12.5 | 8.1 | 2.28 | 59 | 43 | 207873926
HEIL | N4H7T24*K*AAA* | EA*4X37L21A* | *96CTN1002122A* | 24400 | 24800 | 17 | 12.5 | 8.1 | 2.28 | 59 | 43 | 207873925
DAY & NIGHT | N4H7T24*K*AAA* | EA*4X37L21A* | *96CTN1002122A* | 24400 | 24800 | 17 | 12.5 | 8.1 | 2.28 | 59 | 43 | 207873924
COMFORTMAKER | N4H7T24*K*AAA* | EA*4X37L21A* | *96CTN1002122A* | 24400 | 24800 | 17 | 12.5 | 8.1 | 2.28 | 59 | 43 | 207873923
ARCOAIRE | N4H7T24*K*AAA* | EA*4X37L21A* | *96CTN1002122A* | 24400 | 24800 | 17 | 12.5 | 8.1 | 2.28 | 59 | 43 | 207873922
AIRQUEST | N4H7T24*K*AAA* | EA*4X37L21A* | *96CTN1002122A* | 24400 | 24800 | 17 | 12.5 | 8.1 | 2.28 | 59 | 43 | 207873921
CARRIER | GH7TAN424**AA* | CAP**3721AL* | 59TN6B100C21**22 | 24400 | 24800 | 17 | 12.5 | 8.1 | 2.28 | 59 | 43 | 207873920
BRYANT HEATING AND COOLING SYSTEMS | GH7TAN424**AA* | CAP**3721AL* | 986TC66100C21*** | 24400 | 24800 | 17 | 12.5 | 8.1 | 2.28 | 59 | 43 | 207873919
CARRIER | 25TPA724A**30* | CAP**3721AL* | 59TN6B100C21**22 | 24400 | 24800 | 17 | 12.5 | 8.1 | 2.28 | 59 | 43 | 207873917
BRYANT HEATING AND COOLING SYSTEMS | PH7TAN424**AA* | CAP**3721AL* | 986TC60080C21*** | 23800 | 24400 | 16 | 12.5 | 8.1 | 2.24 | 58 | 42 | 207873916
TEMPSTAR | N4H7T24*K*AAA* | EA*4X37L21A* | *96CTN0802120A* | 23800 | 24400 | 16 | 12.5 | 8.1 | 2.24 | 58 | 42 | 207873915
MARATHERM | N4H7T24*K*AAA* | EA*4X37L21A* | *96CTN0802120A* | 23800 | 24400 | 16 | 12.5 | 8.1 | 2.24 | 58 | 42 | 207873914
KENMORE | N4H7T24*K*AAA* | EA*4X37L21A* | *96CTN0802120A* | 23800 | 24400 | 16 | 12.5 | 8.1 | 2.24 | 58 | 42 | 207873913
KEEPRITE | N4H7T24*K*AAA* | EA*4X37L21A* | *96CTN0802120A* | 23800 | 24400 | 16 | 12.5 | 8.1 | 2.24 | 58 | 42 | 207873912
HEIL | N4H7T24*K*AAA* | EA*4X37L21A* | *96CTN0802120A* | 23800 | 24400 | 16 | 12.5 | 8.1 | 2.24 | 58 | 42 | 207873911
DAY & NIGHT | N4H7T24*K*AAA* | EA*4X37L21A* | *96CTN0802120A* | 23800 | 24400 | 16 | 12.5 | 8.1 | 2.24 | 58 | 42 | 207873910
COMFORTMAKER | N4H7T24*K*AAA* | EA*4X37L21A* | *96CTN0802120A* | 23800 | 24400 | 16 | 12.5 | 8.1 | 2.24 | 58 | 42 | 207873909
ARCOAIRE | N4H7T24*K*AAA* | EA*4X37L21A* | *96CTN0802120A* | 23800 | 24400 | 16 | 12.5 | 8.1 | 2.24 | 58 | 42 | 207873908
AIRQUEST | N4H7T24*K*AAA* | EA*4X37L21A* | *96CTN0802120A* | 23800 | 24400 | 16 | 12.5 | 8.1 | 2.24 | 58 | 42 | 207873907
CARRIER | GH7TAN424**AA* | CAP**3721AL* | 59TN6B080C21**20 | 23800 | 24400 | 16 | 12.5 | 8.1 | 2.24 | 58 | 42 | 207873906
CARRIER | 25TPA724A**30* | CAP**3721AL* | 59TN6B080C21**20 | 23800 | 24400 | 16 | 12.5 | 8.1 | 2.24 | 58 | 42 | 207873903
BRYANT HEATING AND COOLING SYSTEMS | PH7TAN424**AA* | CAP**3721AL* | OVLAAB048112 | 24400 | 25200 | 16 | 12 | 8.1 | 2.24 | 60 | 43 | 207873958
TEMPSTAR | N4H7T24*K*AAA* | EA*4X37L21A* | OLV112A16A | 24400 | 25200 | 16 | 12 | 8.1 | 2.24 | 60 | 43 | 207873957
MARATHERM | N4H7T24*K*AAA* | EA*4X37L21A* | OLV112A16A | 24400 | 25200 | 16 | 12 | 8.1 | 2.24 | 60 | 43 | 207873956
KENMORE | N4H7T24*K*AAA* | EA*4X37L21A* | OLV112A16A | 24400 | 25200 | 16 | 12 | 8.1 | 2.24 | 60 | 43 | 207873955
KEEPRITE | N4H7T24*K*AAA* | EA*4X37L21A* | OLV112A16A | 24400 | 25200 | 16 | 12 | 8.1 | 2.24 | 60 | 43 | 207873954
HEIL | N4H7T24*K*AAA* | EA*4X37L21A* | OLV112A16A | 24400 | 25200 | 16 | 12 | 8.1 | 2.24 | 60 | 43 | 207873953
DAY & NIGHT | N4H7T24*K*AAA* | EA*4X37L21A* | OLV112A16A | 24400 | 25200 | 16 | 12 | 8.1 | 2.24 | 60 | 43 | 207873952
ARCOAIRE | N4H7T24*K*AAA* | EA*4X37L21A* | OLV112A16A | 24400 | 25200 | 16 | 12 | 8.1 | 2.24 | 60 | 43 | 207873950
COMFORTMAKER | N4H7T24*K*AAA* | EA*4X37L21A* | OLV112A16A | 24400 | 25200 | 16 | 12 | 8.1 | 2.24 | 60 | 43 | 207873951
AIRQUEST | N4H7T24*K*AAA* | EA*4X37L21A* | OLV112A16A | 24400 | 25200 | 16 | 12 | 8.1 | 2.24 | 60 | 43 | 207873949
BRYANT HEATING AND COOLING SYSTEMS | GH7TAN424**AA* | CAP**3721AL* | OVLAAB048112 | 24400 | 25200 | 16 | 12 | 8.1 | 2.24 | 60 | 43 | 207873947
BRYANT HEATING AND COOLING SYSTEMS | PH7TAN424**AA* | CAP**2517AL* | 88*TA48070C17*** | 23600 | 24000 | 16 | 12.5 | 8.1 | 2.22 | 58 | 42 | 207873276
TEMPSTAR | N4H7T24*K*AAA* | EA*4X25L17A* | *80CTL0701716A* | 23600 | 24000 | 16 | 12.5 | 8.1 | 2.22 | 58 | 42 | 207873275
MARATHERM | N4H7T24*K*AAA* | EA*4X25L17A* | *80CTL0701716A* | 23600 | 24000 | 16 | 12.5 | 8.1 | 2.22 | 58 | 42 | 207873274
HEIL | N4H7T24*K*AAA* | EA*4X25L17A* | *80CTL0701716A* | 23600 | 24000 | 16 | 12.5 | 8.1 | 2.22 | 58 | 42 | 207873271
KEEPRITE | N4H7T24*K*AAA* | EA*4X25L17A* | *80CTL0701716A* | 23600 | 24000 | 16 | 12.5 | 8.1 | 2.22 | 58 | 42 | 207873272
KENMORE | N4H7T24*K*AAA* | EA*4X25L17A* | *80CTL0701716A* | 23600 | 24000 | 16 | 12.5 | 8.1 | 2.22 | 58 | 42 | 207873273
PAYNE HEATING AND COOLING | PH7TAN460**AA* | FV4CNB006L |  | 56500 | 58000 | 16 | 12 | 8.1 | 2.26 | 63 | 50 | 207863686
BRYANT HEATING AND COOLING SYSTEMS | PH7TAN460**AA* | FV4CNB006L |  | 56500 | 58000 | 16 | 12 | 8.1 | 2.26 | 63 | 50 | 207863685
BRYANT HEATING AND COOLING SYSTEMS | GH7TAN460**AA* | FV4CNB006L |  | 56500 | 58000 | 16 | 12 | 8.1 | 2.26 | 63 | 50 | 207863674
CARRIER | GH7TAN460**AA* | FV4CNB006L |  | 56500 | 58000 | 16 | 12 | 8.1 | 2.26 | 63 | 50 | 207863675
BRYANT HEATING AND COOLING SYSTEMS | PH7TAN424**AA* | FV4CN(B,F)003L |  | 23800 | 23800 | 16 | 12 | 8.1 | 2.18 | 59 | 43 | 207863643
PAYNE HEATING AND COOLING | PH7TAN424**AA* | FV4CN(B,F)003L |  | 23800 | 23800 | 16 | 12 | 8.1 | 2.18 | 59 | 43 | 207863644
TEMPSTAR | N4H7T24*K*AAA* | FVM4X36***L |  | 23800 | 23800 | 16 | 12 | 8.1 | 2.18 | 59 | 43 | 207863642
MARATHERM | N4H7T24*K*AAA* | FVM4X36***L |  | 23800 | 23800 | 16 | 12 | 8.1 | 2.18 | 59 | 43 | 207863641
HEIL | N4H7T24*K*AAA* | FVM4X36***L |  | 23800 | 23800 | 16 | 12 | 8.1 | 2.18 | 59 | 43 | 207863638
KENMORE | N4H7T24*K*AAA* | FVM4X36***L |  | 23800 | 23800 | 16 | 12 | 8.1 | 2.18 | 59 | 43 | 207863640
TRANE | 4TWX7024E1 | TAM9A0C36V31 |  | 25200 | 24600 | 17.2 | 13 | 8.1 | 2.05 | 63 | 47 | 208778750
TRANE | 4TWX7024E1 | 4TXCC009DS3 | *UD2C080ACV4 | 25600 | 24000 | 17 | 13 | 8.1 | 2.15 | 63 | 47 | 208778749
TRANE | 4TWX7024E1 | 4TXCC007DS3 | *UHMC100ACV4 | 25600 | 24200 | 17 | 13 | 8.1 | 2.12 | 63 | 46 | 208778747
TRANE | 4TWX7024E1 | 4TXCB004DS3 | S9V2B040U3VSA | 23800 | 23400 | 16 | 12.5 | 8.1 | 2.02 | 64 | 47 | 208778725
TRANE | 4TWX7024E1 | 4PX*CU60BS3 | *UD2C080ACV4 | 25600 | 24000 | 17 | 13 | 8.1 | 2.15 | 63 | 47 | 208778716
TRANE | 4TWX7024E1 | 4PX*CU48BS3 | *UHMC100ACV4 | 25600 | 24200 | 17 | 13 | 8.1 | 2.12 | 63 | 46 | 208778714
AMERICAN STANDARD | 4A6H6024N1 | 4TXCB004DS3 | S9V2B040U3VSA | 23800 | 23600 | 16 | 12 | 8.1 | 2.01 | 63 | 47 | 209053915
AMERICAN STANDARD | 4A6H6024N1 | 4TXCB004DS3 | S9V2B040U3PSB | 23800 | 23400 | 16 | 12 | 8.1 | 2.02 | 64 | 47 | 209053912
AMERICAN STANDARD | 4A6H6024N1 | 4PX*CU60BS3 | *UHMC100ACV4 | 25600 | 24000 | 16 | 12 | 8.1 | 2.16 | 63 | 47 | 209053870
AMERICAN STANDARD | 4A6H6024N1 | 4PX*CU60BS3 | *UD2C080ACV4 | 25600 | 24000 | 16 | 12 | 8.1 | 2.15 | 63 | 47 | 209053872
AMERICAN STANDARD | 4A6H6024N1 | 4PX*CU48BS3 | *UHMC100ACV4 | 25600 | 24200 | 16 | 12 | 8.1 | 2.12 | 63 | 46 | 209053868
AMERICAN STANDARD | 4A6H6024N1 | 4PX*BU48BS3 | *UHMB060ACV3 | 25600 | 24400 | 16 | 12 | 8.1 | 2.1 | 63 | 46 | 209053830
AMERICAN STANDARD | 4A6H6024N1 | 4PX*BU48BS3 | *UHMB080ACV3 | 25600 | 24400 | 16 | 12 | 8.1 | 2.11 | 62 | 46 | 209053827
TRANE | 4TWX7024E1 | 4TXFH024CZ3 | *DD2B060ACV3 | 23600 | 23200 | 15.5 | 12.5 | 8.1 | 1.9 | 63 | 47 | 208700465
TRANE | 4TWX5036N1 | TEM6A0C42H41+TDR |  | 34600 | 32000 | 15.2 | 12.3 | 8.1 | 2.31 | 68 | 53 | 209471476
AMERICAN STANDARD | 4A6H6024N1 | TAM9A0B30V31 |  | 25000 | 24600 | 16 | 12 | 8.2 | 2.03 | 63 | 48 | 209053532
AMERICAN STANDARD | 4A6H6036N1 | TAM9A0C36V31 |  | 37000 | 31400 | 16 | 12 | 8.2 | 2.1 | 68 | 54 | 209053534
AMERICAN STANDARD | 4A6H6048N1 | TAM9A0C48V41 |  | 46000 | 46500 | 16 | 12 | 8.2 | 2.14 | 67 | 52 | 209053536
AMERICAN STANDARD | 4A6H6060N1 | TAM9A0C60V51 |  | 54500 | 52500 | 15.6 | 11.7 | 8.2 | 1.97 | 64 | 49 | 209053539
AMERICAN STANDARD | 4A6H6024N1 | 4PX*BU36BS3 | S9V2B040U3VSA | 23800 | 23400 | 16 | 12 | 8.1 | 2.02 | 64 | 47 | 209053630
AMERICAN STANDARD | 4A6H6024N1 | 4PX*BU36BS3 | S9V2B040U3PSB | 23800 | 23400 | 16 | 12 | 8.1 | 2.02 | 64 | 47 | 209053627
TRANE | 4TWR6024N1 | 4PX*BU36BS3 | S9V2B040U3VSA | 23800 | 23400 | 16 | 12 | 8.1 | 2.02 | 64 | 47 | 208775970
TRANE | 4TWR6024N1 | 4PX*BU36BS3 | S9V2B040U3PSB | 23800 | 23400 | 16 | 12 | 8.1 | 2.02 | 64 | 47 | 208775945
AMERICAN STANDARD | 4A6H6024N1 | TEM8A0C36V31+TDR |  | 25600 | 24800 | 16.2 | 12.6 | 8.1 | 2.09 | 63 | 46 | 209054120
AMERICAN STANDARD | 4A6H6024N1 | TAM9A0C36V31 |  | 25200 | 24600 | 16.2 | 12.6 | 8.1 | 2.05 | 63 | 47 | 209054109
AMERICAN STANDARD | 4A6H6024N1 | 4TXCC009DS3 | *UHMC100ACV4 | 25600 | 24000 | 16 | 12 | 8.1 | 2.16 | 63 | 47 | 209054060
AMERICAN STANDARD | 4A6H6024N1 | 4TXCC007DS3 | *UHMC100ACV4 | 25600 | 24200 | 16 | 12 | 8.1 | 2.12 | 63 | 46 | 209054047
AMERICAN STANDARD | 4A6H6024N1 | 4TXCC009DS3 | *UD2C080ACV4 | 25600 | 24000 | 16 | 12 | 8.1 | 2.15 | 63 | 47 | 209054055
AMERICAN STANDARD | 4A6H6024N1 | 4TXCB006DS3 | *UHMB080ACV3 | 25600 | 24400 | 16 | 12 | 8.1 | 2.11 | 62 | 46 | 209054028
AMERICAN STANDARD | 4A6H6024N1 | 4TXCB006DS3 | *UHMB060ACV3 | 25600 | 24400 | 16 | 12 | 8.1 | 2.1 | 63 | 46 | 209054030
TRANE | 4TWR6024N1 | 4PX*CU60BS3 | *UD2C080ACV4 | 25600 | 24000 | 16 | 12 | 8.1 | 2.15 | 63 | 47 | 208776051
TRANE | 4TWR6024N1 | 4PX*CU60BS3 | *UHMC100ACV4 | 25600 | 24000 | 16 | 12 | 8.1 | 2.16 | 63 | 47 | 208776052
TRANE | 4TWR6024N1 | 4PX*CU48BS3 | *UHMC100ACV4 | 25600 | 24200 | 16 | 12 | 8.1 | 2.12 | 63 | 46 | 208776048
TRANE | 4TWR6024N1 | 4PX*BU48BS3 | *UHMB060ACV3 | 25600 | 24400 | 16 | 12 | 8.1 | 2.1 | 63 | 46 | 208776033
TRANE | 4TWR6024N1 | 4PX*BU48BS3 | *UHMB080ACV3 | 25600 | 24400 | 16 | 12 | 8.1 | 2.11 | 62 | 46 | 208776032
TRANE | 4TWX7048E1 | TAM9A0C60V51 |  | 46500 | 47500 | 17 | 12.3 | 8.1 | 2.11 | 65 | 50 | 208778486
TRANE | 4TWX7024E1 | 4PX*BU36BS3 | S8X1A040M3PSC | 23000 | 22800 | 15.5 | 12.5 | 8.1 | 1.95 | 63 | 47 | 208777490
TRANE | 4TWR6048N1 | TAM9A0C60V51 |  | 46500 | 47500 | 16.2 | 12.3 | 8.1 | 2.11 | 65 | 50 | 208777147
TRANE | 4TWR6024N1 | TAM9A0C36V31 |  | 25200 | 24600 | 16.2 | 12.6 | 8.1 | 2.05 | 63 | 47 | 208776131
TRANE | 4TWR6024N1 | 4TXCC009DS3 | *UHMC100ACV4 | 25600 | 24000 | 16 | 12 | 8.1 | 2.16 | 63 | 47 | 208776128
TRANE | 4TWR6024N1 | 4TXCC009DS3 | *UD2C080ACV4 | 25600 | 24000 | 16 | 12 | 8.1 | 2.15 | 63 | 47 | 208776129
TRANE | 4TWR6024N1 | 4TXCC007DS3 | *UHMC100ACV4 | 25600 | 24200 | 16 | 12 | 8.1 | 2.12 | 63 | 46 | 208776127
TRANE | 4TWR6024N1 | 4TXCB006DS3 | *UHMB080ACV3 | 25600 | 24400 | 16 | 12 | 8.1 | 2.11 | 62 | 46 | 208776117
TRANE | 4TWR6024N1 | 4TXCB006DS3 | *UHMB060ACV3 | 25600 | 24400 | 16 | 12 | 8.1 | 2.1 | 63 | 46 | 208776116
TRANE | 4TWR6024N1 | 4TXCB004DS3 | S9V2B040U3VSA | 23800 | 23600 | 16 | 12 | 8.1 | 2.01 | 63 | 47 | 208776088
TRANE | 4TWR6024N1 | 4TXCB004DS3 | S9V2B040U3PSB | 23800 | 23400 | 16 | 12 | 8.1 | 2.02 | 64 | 47 | 208776087
TRANE | 4TWX7024E1 | 4TXCB004DS3 | S8X2A040M3PTC | 23000 | 22800 | 15.5 | 12.5 | 8.1 | 1.95 | 63 | 47 | 208777558
TRANE | 4TWX7024E1 | 4TXCB004DS3 | S8X2A040M3PSC | 23000 | 22800 | 15.5 | 12.5 | 8.1 | 1.95 | 63 | 47 | 208777557
TRANE | 4TWX7024E1 | 4TXCB004DS3 | S8X1A040M3PTC | 23000 | 22800 | 15.5 | 12.5 | 8.1 | 1.95 | 63 | 47 | 208777554
TRANE | 4TWX7024E1 | 4PX*CU60BS3 | *UHMC100ACV4 | 25600 | 24000 | 17 | 13 | 8.1 | 2.16 | 63 | 47 | 208777552
TRANE | 4TWX7024E1 | 4PX*BU48BS3 | *UHMB060ACV3 | 25600 | 24400 | 17 | 13 | 8.1 | 2.1 | 63 | 46 | 208777541
TRANE | 4TWX7024E1 | 4PX*BU48BS3 | *UHMB080ACV3 | 25600 | 24400 | 17 | 13 | 8.1 | 2.11 | 62 | 46 | 208777535
TRANE | 4TWX7024E1 | 4PX*BU36BS3 | S8X1A040M3PTC | 23000 | 22800 | 15.5 | 12.5 | 8.1 | 1.95 | 63 | 47 | 208777491
TRANE | 4TWX7024E1 | 4PX*BU36BS3 | S9V2B040U3VSA | 23800 | 23600 | 16 | 12.5 | 8.1 | 2.01 | 63 | 47 | 208777497
TRANE | 4TWX7024E1 | 4PX*BU36BS3 | S9V2B040U3PSB | 23800 | 23600 | 16 | 12.5 | 8.1 | 2.01 | 63 | 47 | 208777496
TRANE | 4TWX7024E1 | 4PX*BU36BS3 | S8X2A040M3PSC | 23000 | 22800 | 15.5 | 12.5 | 8.1 | 1.95 | 63 | 47 | 208777494
TRANE | 4TWX7024E1 | 4PX*BU36BS3 | S8X2A040M3PTC | 23000 | 22800 | 15.5 | 12.5 | 8.1 | 1.95 | 63 | 47 | 208777495
AMERICAN STANDARD | 4A6H6048N1 | TEM8A0C42V41+TDR |  | 44500 | 48500 | 16.2 | 12 | 8.1 | 2.05 | 64 | 49 | 209056641
AMERICAN STANDARD | 4A6H6048N1 | TEM8B0C60V51+TDR |  | 47500 | 48500 | 16.2 | 12.6 | 8.1 | 2.16 | 64 | 49 | 209056651
AMERICAN STANDARD | 4A6H6048N1 | TEM8A0C48V41+TDR |  | 47500 | 48500 | 16.2 | 12.6 | 8.1 | 2.16 | 64 | 49 | 209056643
AMERICAN STANDARD | 4A6H6048N1 | TAM9A0C60V51 |  | 46500 | 47500 | 16.2 | 12.3 | 8.1 | 2.11 | 65 | 50 | 209056628
AMERICAN STANDARD | 4A6H6048N1 | TEM6A0C48H41+TDR |  | 47500 | 48500 | 16 | 12.3 | 8.1 | 2.16 | 64 | 49 | 209056634
AMERICAN STANDARD | 4A6H6048N1 | TEM6B0C60H51+TDR |  | 47500 | 48500 | 16 | 12.3 | 8.1 | 2.16 | 64 | 49 | 209056639
AMERICAN STANDARD | 4A6H6048N1 | TEM6A0C42H41+TDR |  | 44500 | 48000 | 16 | 12 | 8.1 | 2.07 | 65 | 49 | 209056631
RUNTRU | A4HP5024D1 | A4AH6V30A1B3 |  | 23400 | 22600 | 15.2 | 12 | 8.1 | 2.17 | 65 | 49 | 209473045
TRANE | 4TWX7024E1 | 4TXCC009DS3 | *UHMC100ACV4 | 25600 | 24000 | 17 | 13 | 8.1 | 2.16 | 63 | 47 | 208777599
TRANE | 4TWX7024E1 | 4TXCB006DS3 | *UHMB060ACV3 | 25600 | 24400 | 17 | 13 | 8.1 | 2.1 | 63 | 46 | 208777590
TRANE | 4TWX7024E1 | 4TXCB006DS3 | *UHMB080ACV3 | 25600 | 24400 | 17 | 13 | 8.1 | 2.11 | 62 | 46 | 208777591
TRANE | 4TWX7024E1 | 4TXCB004DS3 | S8X1A040M3PSC | 23000 | 22800 | 15.5 | 12.5 | 8.1 | 1.95 | 63 | 47 | 208777583
TRANE | 4TWX7024E1 | 4TXCB004DS3 | S9V2B040U3PSB | 23800 | 23600 | 16 | 12.5 | 8.1 | 2.01 | 63 | 47 | 208777574
RUNTRU | A4HP5036D1 | A4AH6V36A1C3 |  | 34800 | 32000 | 15.2 | 12 | 8.1 | 2.31 | 68 | 53 | 209473209
TRANE | 4TWX7024E1 | TEM8A0C36V31+TDR |  | 25600 | 24800 | 17 | 13 | 8.1 | 2.09 | 63 | 46 | 209068096
TRANE | 4TWR6048N1 | TEM8B0C60V51+TDR |  | 47500 | 48500 | 16.2 | 12.6 | 8.1 | 2.16 | 64 | 49 | 209068088
TRANE | 4TWR6048N1 | TEM8A0C48V41+TDR |  | 47500 | 48500 | 16.2 | 12.6 | 8.1 | 2.16 | 64 | 49 | 209068087
TRANE | 4TWR6048N1 | TEM8A0C42V41+TDR |  | 44500 | 48500 | 16.2 | 12 | 8.1 | 2.05 | 64 | 49 | 209068086
TRANE | 4TWR6048N1 | TEM6B0C60H51+TDR |  | 47500 | 48500 | 16 | 12.3 | 8.1 | 2.16 | 64 | 49 | 209068085
TRANE | 4TWR6048N1 | TEM6A0C48H41+TDR |  | 47500 | 48500 | 16 | 12.3 | 8.1 | 2.16 | 64 | 49 | 209068084
TRANE | 4TWR6048N1 | TEM6A0C42H41+TDR |  | 44500 | 48000 | 16 | 12 | 8.1 | 2.07 | 65 | 49 | 209068083
TRANE | 4TWR6024N1 | TEM8A0C36V31+TDR |  | 25600 | 24800 | 16.2 | 12.6 | 8.1 | 2.09 | 63 | 46 | 209068074
RUNTRU | A4HP5036D1 | A4AH6V42A1C3 |  | 34800 | 32000 | 15.2 | 12 | 8.1 | 2.31 | 68 | 53 | 209473210
AMERICAN STANDARD | 4A6L5024N1 | 4TXCB003DS3 | S9V2B060U3VSA | 25600 | 25600 | 15.2 | 12 | 8.1 | 2.13 | 75 | 57 | 209457655
TRANE | 4TWL5024N1 | 4TXCB003DS3 | S9V2B060U3VSA | 25600 | 25600 | 15.2 | 12 | 8.1 | 2.13 | 75 | 57 | 209457650
TRANE | 4TWX7048E1 | TEM8B0C60V51+TDR |  | 47500 | 48500 | 17.2 | 12.6 | 8.1 | 2.16 | 64 | 49 | 209068110
TRANE | 4TWX7048E1 | TEM8A0C48V41+TDR |  | 47500 | 48500 | 17.2 | 12.6 | 8.1 | 2.16 | 64 | 49 | 209068109
TRANE | 4TWX7048E1 | TEM8A0C42V41+TDR |  | 44500 | 48500 | 16.2 | 12 | 8.1 | 2.05 | 64 | 49 | 209068108
TRANE | 4TWX7048E1 | TEM6B0C60H51+TDR |  | 47500 | 48500 | 17 | 12.6 | 8.1 | 2.16 | 64 | 49 | 209068107
TRANE | 4TWX7048E1 | TEM6A0C48H41+TDR |  | 47500 | 48500 | 17 | 12.6 | 8.1 | 2.16 | 64 | 49 | 209068106
TRANE | 4TWX7048E1 | TEM6A0C42H41+TDR |  | 44500 | 48000 | 16.6 | 12 | 8.1 | 2.07 | 65 | 49 | 209068105
AMERICAN STANDARD | 4A6V8X24A1 | 4TXCB004DS3 | L8V1A040U3VSA+RP | 23000 | 19800 | 17.5 | 12 | 8.2 | 1.83 | 84 | 64 | 210653101
AMERICAN STANDARD | 4A6V8X24A1 | 4TXCB003DS3 | S9V2B040U3VSA+RP | 23800 | 22000 | 18 | 12 | 8.2 | 1.76 | 81 | 61 | 210653098
AMERICAN STANDARD | 4A6V8X24A1 | 4TXCB003DS3 | S9V2B040U3PSB+RP | 23800 | 22000 | 18 | 12 | 8.2 | 1.76 | 81 | 61 | 210653097
AMERICAN STANDARD | 4A6V8X24A1 | 4TXCB003DS3 | *UHMB080ACV3 | 22800 | 21800 | 18 | 12 | 8.2 | 1.76 | 81 | 60 | 210653093
AMERICAN STANDARD | 4A6V8X24A1 | 4PX*BU36BS3 | L8V1A060U3VSA+RP | 23000 | 19800 | 18 | 12 | 8.2 | 1.83 | 83 | 63 | 210653087
AMERICAN STANDARD | 4A6V0X48A1 | 4TXCD010DS3 | L8V1C100U5VSA+RP | 45500 | 41000 | 19.5 | 11.7 | 8.2 | 1.77 | 85 | 66 | 210653070
AMERICAN STANDARD | 4A6V0X48A1 | 4TXCD010DS3 | S9V2C080U5PSB+RP | 45500 | 41000 | 19 | 11.7 | 8.2 | 1.75 | 86 | 67 | 210653069
AMERICAN STANDARD | 4A6V0X48A1 | 4TXCD008DS3 | S9V2D120U5PSB+RP | 46000 | 42500 | 19 | 11.7 | 8.5 | 1.77 | 86 | 67 | 210653068
AMERICAN STANDARD | 4A6V0X48A1 | 4TXCD008DS3 | *UHMD120ACV5 | 45500 | 42500 | 19.5 | 11.7 | 8.2 | 1.77 | 86 | 66 | 210653063
AMERICAN STANDARD | 4A6V0X48A1 | 4TXCC009DS3 | S9V2C080U5PSB+RP | 46500 | 42000 | 19.5 | 11.7 | 8.5 | 1.8 | 87 | 68 | 210653060
AMERICAN STANDARD | 4A6V0X48A1 | 4TXCD008DS3 | S9V2D120U5VSA+RP | 46000 | 42500 | 19 | 11.7 | 8.5 | 1.77 | 86 | 67 | 210653061
AMERICAN STANDARD | 4A6V0X48A1 | 4PX*DU60BS3 | S9V2D120U5PSB+RP | 47000 | 42000 | 19.5 | 11.7 | 8.5 | 1.82 | 86 | 67 | 210653051
AMERICAN STANDARD | 4A6V0X48A1 | 4PX*DU60BS3 | S9V2C100U4PSB+RP | 45000 | 41000 | 19 | 11.7 | 8.2 | 1.75 | 86 | 67 | 210653050
AMERICAN STANDARD | 4A6V0X48A1 | 4PX*DU60BS3 | L8V1C100U5VSA+RP | 45500 | 41000 | 19.5 | 11.7 | 8.2 | 1.77 | 85 | 66 | 210653048
AMERICAN STANDARD | 4A6V0X48A1 | 4PX*DU60BS3 | S9V2C080U5PSB+RP | 45500 | 41000 | 19 | 11.7 | 8.2 | 1.75 | 86 | 67 | 210653049
AMERICAN STANDARD | 4A6V0X48A1 | 4PX*DU48BS3 | S9V2D120U5VSA+RP | 46000 | 42500 | 19 | 11.7 | 8.5 | 1.77 | 86 | 67 | 210653047
AMERICAN STANDARD | 4A6V0X48A1 | 4PX*DU48BS3 | S9V2D120U5PSB+RP | 46000 | 42500 | 19 | 11.7 | 8.5 | 1.77 | 86 | 67 | 210653046
TRANE | 4TWV8X48A1 | 4PX*DU60BS3 | *UD2D120A9V5+RP | 46500 | 43500 | 18 | 11.7 | 8.5 | 1.86 | 85 | 66 | 210641013
TRANE | 4TWV8X48A1 | 4PX*DU48BS3 | *UD2D120A9V5+RP | 45500 | 44000 | 18 | 11.7 | 8.5 | 1.83 | 85 | 66 | 210641008
TRANE | 4TWV8X48A1 | 4PX*DD60BS3+HORIZ-RT | *UD2D120A9V5+RP | 44500 | 42500 | 18 | 11.7 | 8.5 | 1.81 | 85 | 66 | 210641006
TRANE | 4TWV8X36A1 | 4PX*CU48BS3 | *UD2C080A9V4+RP | 35200 | 31600 | 18 | 12 | 8.2 | 1.86 | 82 | 65 | 210640961
TRANE | 4TWV8X48A1 | 4PX*CU60BS3 | *UD2C100A9V5+RP | 46000 | 43000 | 18 | 11.7 | 8.5 | 1.84 | 86 | 67 | 210640999
TRANE | 4TWV8X48A1 | 4PX*CU60BS3 | *UD2C080A9V4+RP | 46500 | 43500 | 18 | 11.7 | 8.5 | 1.84 | 86 | 67 | 210640998
TRANE | 4TWV8X48A1 | 4PX*DD60BS3 | *DD2D120A9V5+RP | 45500 | 43000 | 18 | 11.7 | 8.5 | 1.83 | 85 | 67 | 210641000
TRANE | 4TWV8X48A1 | 4PX*CU60BS3 | *UD2C100B9V5+RP | 46500 | 43500 | 18 | 11.7 | 8.5 | 1.84 | 85 | 67 | 210640997
TRANE | 4TWV8X48A1 | 4PX*CU60BS3 | *UD2C080B9V4+RP | 46500 | 43500 | 18 | 11.7 | 8.5 | 1.85 | 85 | 66 | 210640996
TRANE | 4TWV8X48A1 | 4PX*CU48BS3 | *UD2C080B9V4+RP | 44500 | 43000 | 18 | 11.7 | 8.5 | 1.81 | 86 | 67 | 210640993
TRANE | 4TWV8X48A1 | 4PX*CD60BS3+HORIZ-RT | *UD2C100A9V5+RP | 46000 | 43000 | 18 | 11.7 | 8.2 | 1.77 | 85 | 67 | 210640984
TRANE | 4TWV8X48A1 | 4PX*CD60BS3+HORIZ-RT | *UD2C080A9V4+RP | 45500 | 43000 | 18 | 11.7 | 8.2 | 1.78 | 85 | 66 | 210640983
TRANE | 4TWV8X48A1 | 4PX*CD60BS3+HORIZ-RT | *UD2C080B9V4+RP | 46500 | 43500 | 18 | 11.7 | 8.5 | 1.79 | 84 | 66 | 210640985
TRANE | 4TWV8X48A1 | 4PX*CD60BS3+HORIZ-RT | *UD2C100B9V5+RP | 46500 | 43500 | 18 | 11.7 | 8.5 | 1.78 | 85 | 66 | 210640986
TRANE | 4TWV8X48A1 | 4PX*CD60BS3 | *DD2C100A9V5+RP | 46500 | 43000 | 18 | 11.7 | 8.5 | 1.79 | 86 | 67 | 210640982
TRANE | 4TWV8X36A1 | 4TXCC005DS3 | *UD2C080A9V4+RP | 34000 | 31000 | 18 | 11.7 | 8.2 | 1.81 | 83 | 66 | 210640972
TRANE | 4TWV8X36A1 | 4TXCB006DS3 | *UD2B060A9V3+RP | 34400 | 31400 | 18 | 11.7 | 8.2 | 1.82 | 83 | 66 | 210640970
TRANE | 4TWV8X36A1 | 4TXCC005DS3 | *UD2C080B9V4+RP | 34000 | 31000 | 18 | 11.7 | 8.2 | 1.81 | 83 | 66 | 210640973
TRANE | 4TWV8X36A1 | 4TXCC005DS3 | *UD2C100B9V5+RP | 33800 | 31000 | 18 | 11.7 | 8.2 | 1.81 | 83 | 66 | 210640975
TRANE | 4TWV8X36A1 | 4TXCB006DS3 | *UD2B080A9V3+RP | 34000 | 31200 | 18 | 11.7 | 8.2 | 1.82 | 83 | 65 | 210640971
TRANE | 4TWV8X36A1 | 4TXCC005DS3 | *UD2C100A9V5+RP | 34200 | 31200 | 18 | 11.7 | 8.2 | 1.79 | 84 | 66 | 210640974
TRANE | 4TWV8X36A1 | 4PX*DU48BS3 | *DD2D120A9V5+RP | 33200 | 30400 | 18 | 11.7 | 8.5 | 1.87 | 83 | 65 | 210640966
TRANE | 4TWV8X36A1 | 4PX*CU42BS3 | *DD2C100A9V5+RP | 33400 | 30600 | 18 | 11.7 | 8.2 | 1.81 | 83 | 65 | 210640960
TRANE | 4TWV8X36A1 | 4PX*CU48BS3 | *UD2C100B9V5+RP | 34800 | 31400 | 18 | 12 | 8.2 | 1.86 | 83 | 65 | 210640964
TRANE | 4TWV8X36A1 | 4PX*CU42BS3 | *UD2C100B9V5+RP | 34800 | 32000 | 18 | 12 | 8.2 | 1.84 | 82 | 64 | 210640959
TRANE | 4TWV8X36A1 | 4PX*CU48BS3 | *UD2C100A9V5+RP | 35200 | 31800 | 18 | 12 | 8.2 | 1.86 | 82 | 65 | 210640963
TRANE | 4TWV8X36A1 | 4PX*CU42BS3 | *UD2C100A9V5+RP | 35200 | 32200 | 18 | 12 | 8.2 | 1.83 | 82 | 64 | 210640958
TRANE | 4TWV8X36A1 | 4PX*CU48BS3 | *UD2C080B9V4+RP | 35000 | 31600 | 18 | 12 | 8.2 | 1.86 | 82 | 65 | 210640962
TRANE | 4TWV8X36A1 | 4PX*CU42BS3 | *UD2C080A9V4+RP | 35200 | 32000 | 18 | 12 | 8.2 | 1.84 | 82 | 64 | 210640956
TRANE | 4TWV8X36A1 | 4PX*CU36BS3 | *UD2C100B9V5+RP | 33800 | 31000 | 18 | 11.7 | 8.2 | 1.82 | 83 | 65 | 210640955
TRANE | 4TWV8X36A1 | 4PX*CU42BS3 | *UD2C080B9V4+RP | 35000 | 32000 | 18 | 12 | 8.2 | 1.84 | 82 | 64 | 210640957
TRANE | 4TWV8X36A1 | 4PX*CU36BS3 | *UD2C080A9V4+RP | 34000 | 31000 | 18 | 11.7 | 8.2 | 1.81 | 83 | 66 | 210640952
TRANE | 4TWV8X36A1 | 4PX*CU36BS3 | *UD2C080B9V4+RP | 34000 | 31000 | 18 | 11.7 | 8.2 | 1.81 | 83 | 66 | 210640953
TRANE | 4TWV8X36A1 | 4PX*CU36BS3 | *UD2C100A9V5+RP | 34200 | 31200 | 18 | 11.7 | 8.2 | 1.81 | 83 | 66 | 210640954
TRANE | 4TWV8X24A1 | 4TXCB004DS3 | *UD2B060A9V3+RP | 23800 | 20400 | 18 | 12 | 8.2 | 1.87 | 83 | 64 | 210640926
TRANE | 4TWV8X36A1 | 4PX*BU42BS3 | *UD2B060A9V3+RP | 34400 | 32000 | 18 | 11.7 | 8.2 | 1.8 | 83 | 64 | 210640939
TRANE | 4TWV8X36A1 | 4PX*BU42BS3 | *UD2B080A9V3+RP | 34000 | 31800 | 18 | 11.7 | 8.2 | 1.8 | 82 | 64 | 210640938
AMERICAN STANDARD | 4A6L5030N1 | 4TXFH041CC3 | *UD2D120A9V5 | 29600 | 28600 | 15.2 | 12 | 8.1 | 2.14 | 65 | 51 | 210441647
AMERICAN STANDARD | 4A6L5030N1 | 4TXFH036CZ3 | *UD2C100B9V5 | 29600 | 26800 | 15.2 | 12 | 8.1 | 2.19 | 67 | 53 | 210441644
AMERICAN STANDARD | 4A6L5030N1 | 4TXFH041CC3 | *UD2C100B9V5 | 29400 | 28600 | 15.2 | 12 | 8.1 | 2.13 | 66 | 51 | 210441646
AMERICAN STANDARD | 4A6L5030N1 | 4TXFH036CZ3 | *UD2D120A9V5 | 29800 | 26600 | 16 | 12 | 8.1 | 2.21 | 67 | 53 | 210441643
AMERICAN STANDARD | 4A6L5030N1 | 4TXFH036CZ3 | *DD2C100A9V5 | 29800 | 26600 | 16 | 12 | 8.1 | 2.2 | 67 | 53 | 210441641
TRANE | 4TWL5030N1 | 4TXFH041CC3 | *UD2D120A9V5 | 29600 | 28600 | 15.2 | 12 | 8.1 | 2.14 | 65 | 51 | 210441640
TRANE | 4TWL5030N1 | 4TXFH041CC3 | *UD2C100B9V5 | 29400 | 28600 | 15.2 | 12 | 8.1 | 2.13 | 66 | 51 | 210441639
TRANE | 4TWL5030N1 | 4TXFH036CZ3 | *UD2D120A9V5 | 29800 | 26600 | 16 | 12 | 8.1 | 2.21 | 67 | 53 | 210441636
TRANE | 4TWL5030N1 | 4TXFH036CZ3 | *DD2C100A9V5 | 29800 | 26600 | 16 | 12 | 8.1 | 2.2 | 67 | 53 | 210441634
TRANE | 4TWL5030N1 | 4TXFH036CZ3 | *UD2C100B9V5 | 29600 | 26800 | 15.2 | 12 | 8.1 | 2.19 | 67 | 53 | 210441637
AMERICAN STANDARD | 4A6L5030N1 | 4TXFH041CC3 | *UD2C080A9V4 | 29400 | 28600 | 15.2 | 12 | 8.1 | 2.13 | 66 | 51 | 210441609
AMERICAN STANDARD | 4A6L5030N1 | 4TXFH036CZ3 | *UD2C080A9V4 | 29600 | 26600 | 15.2 | 12 | 8.1 | 2.19 | 67 | 53 | 210441607
AMERICAN STANDARD | 4A6L5030N1 | 4TXFH041CC3 | *UD2C080B9V4 | 29200 | 28600 | 15.2 | 12 | 8.1 | 2.13 | 66 | 51 | 210441608
AMERICAN STANDARD | 4A6L5030N1 | 4TXFH036CZ3 | *UD2C080B9V4 | 29400 | 26600 | 15.2 | 12 | 8.1 | 2.19 | 67 | 53 | 210441606
AMERICAN STANDARD | 4A6L5030N1 | 4TXFH036CZ3 | *DD2D120A9V5 | 30000 | 26600 | 16 | 12 | 8.1 | 2.22 | 67 | 53 | 210441605
AMERICAN STANDARD | 4A6V0X48A1 | 4PX*CU60BS3 | L8V1C100U5VSA+RP | 46500 | 42000 | 19.5 | 11.7 | 8.5 | 1.82 | 86 | 66 | 210653036
AMERICAN STANDARD | 4A6V0X48A1 | 4PX*CU60BS3 | S9V2C080U5PSB+RP | 46500 | 42000 | 19.5 | 11.7 | 8.5 | 1.8 | 87 | 68 | 210653035
AMERICAN STANDARD | 4A6V0X48A1 | 4PX*CU60BS3 | S9V2C100U4PSB+RP | 46500 | 42000 | 19.5 | 11.7 | 8.5 | 1.8 | 86 | 67 | 210653037
AMERICAN STANDARD | 4A6V0X36A1 | 4PX*BU36BS3 | S9V2B060U3PSB+RP | 34200 | 31400 | 20 | 12 | 8.2 | 1.8 | 83 | 64 | 210652977
AMERICAN STANDARD | 4A6V0X36A1 | 4TXCB004DS3 | L8V1A060U3VSA+RP | 33000 | 30400 | 19 | 12 | 8.1 | 1.75 | 83 | 65 | 210653008
AMERICAN STANDARD | 4A6V0X36A1 | 4TXCB004DS3 | L8V1B080U4VSA+RP | 34200 | 31600 | 19.5 | 12 | 8.2 | 1.78 | 85 | 66 | 210653007
AMERICAN STANDARD | 4A6V0X36A1 | 4PX*CU48BS3 | S9V2C100D4VSA+RP | 33200 | 31000 | 19 | 11.7 | 8.5 | 1.83 | 83 | 64 | 210653006
AMERICAN STANDARD | 4A6V0X36A1 | 4PX*CU48BS3 | *DHMC100ACV4 | 33200 | 31200 | 18.5 | 11.7 | 8.5 | 1.8 | 83 | 64 | 210653005
AMERICAN STANDARD | 4A6V0X36A1 | 4PX*CU42BS3 | S9V2C100D4VSA+RP | 33800 | 31200 | 19 | 12 | 8.2 | 1.78 | 82 | 64 | 210653004
AMERICAN STANDARD | 4A6V0X36A1 | 4PX*CU42BS3 | S9V2C100U4VSA+RP | 35600 | 32600 | 20.5 | 12.7 | 8.7 | 1.84 | 81 | 62 | 210653002
AMERICAN STANDARD | 4A6V0X36A1 | 4PX*CU42BS3 | S9V2C100D4PSB+RP | 33800 | 31200 | 19 | 12 | 8.2 | 1.78 | 82 | 64 | 210653003
AMERICAN STANDARD | 4A6V0X36A1 | 4PX*CU42BS3 | S9V2C100U4PSB+RP | 35600 | 32600 | 20.5 | 12.7 | 8.7 | 1.84 | 81 | 62 | 210653001
AMERICAN STANDARD | 4A6V0X36A1 | 4PX*CU36BS3 | S9V2C100U4PSB+RP | 34400 | 31400 | 20 | 12 | 8.5 | 1.83 | 82 | 64 | 210653000
AMERICAN STANDARD | 4A6V0X36A1 | 4PX*CD42BS3 | *DHMC100ACV4 | 35800 | 31200 | 20 | 12.7 | 8.2 | 1.75 | 84 | 65 | 210652998
AMERICAN STANDARD | 4A6V0X36A1 | 4PX*CD42BS3 | S9V2C100D4VSA+RP | 35800 | 31200 | 20.5 | 12.7 | 8.2 | 1.76 | 83 | 64 | 210652999
AMERICAN STANDARD | 4A6V0X36A1 | 4PX*BU48BS3 | S9V2B080D4VSA+RP | 33200 | 31200 | 18.5 | 11.7 | 8.5 | 1.81 | 82 | 64 | 210652997
AMERICAN STANDARD | 4A6V0X36A1 | 4PX*BU42BS3 | L8V1A040U3VSA+RP | 33800 | 31600 | 19.5 | 12 | 8.2 | 1.76 | 82 | 63 | 210652994
AMERICAN STANDARD | 4A6V0X36A1 | 4PX*BU42BS3 | L8V1A060U3VSA+RP | 34000 | 31600 | 19.5 | 12 | 8.2 | 1.77 | 82 | 63 | 210652993
AMERICAN STANDARD | 4A6V0X36A1 | 4PX*BU42BS3 | L8V1B080U4VSA+RP | 35400 | 32800 | 20 | 12 | 8.5 | 1.79 | 83 | 63 | 210652992
AMERICAN STANDARD | 4A6V0X36A1 | 4PX*BU42BS3 | S9V2B040U3PSB+RP | 35400 | 32800 | 20 | 12 | 8.5 | 1.81 | 81 | 62 | 210652991
AMERICAN STANDARD | 4A6V0X36A1 | 4PX*BU42BS3 | S9V2B040U3VSA+RP | 35400 | 32800 | 20 | 12 | 8.5 | 1.81 | 81 | 62 | 210652990
AMERICAN STANDARD | 4A6V0X36A1 | 4PX*BU42BS3 | S9V2B060U3PSB+RP | 35200 | 32600 | 20.5 | 12 | 8.5 | 1.81 | 82 | 62 | 210652989
AMERICAN STANDARD | 4A6V0X36A1 | 4PX*BU42BS3 | S9V2B060U3VSA+RP | 35200 | 32600 | 20.5 | 12 | 8.5 | 1.81 | 82 | 62 | 210652988
AMERICAN STANDARD | 4A6V0X36A1 | 4PX*BU42BS3 | S9V2B080U4PSB+RP | 35400 | 32600 | 20 | 12.5 | 8.5 | 1.82 | 82 | 62 | 210652987
AMERICAN STANDARD | 4A6V0X36A1 | 4PX*BU42BS3 | S9V2B080U4VSA+RP | 35400 | 32600 | 20 | 12.5 | 8.5 | 1.82 | 82 | 62 | 210652986
AMERICAN STANDARD | 4A6V0X36A1 | 4PX*BU42BS3 | *UHMB080ACV3 | 35600 | 32600 | 20.5 | 12.5 | 8.5 | 1.81 | 82 | 63 | 210652985
AMERICAN STANDARD | 4A6V0X36A1 | 4PX*BU42BS3 | *UHMB060ACV3 | 35400 | 32800 | 20 | 12.5 | 8.5 | 1.83 | 81 | 62 | 210652984
AMERICAN STANDARD | 4A6V0X36A1 | 4PX*BU36BS3 | S9V2B040U3PSB+RP | 34400 | 31600 | 20 | 12 | 8.5 | 1.8 | 83 | 65 | 210652976
AMERICAN STANDARD | 4A6V0X36A1 | 4PX*BU36BS3 | L8V1B080U4VSA+RP | 34200 | 31600 | 19.5 | 12 | 8.2 | 1.77 | 85 | 66 | 210652975
AMERICAN STANDARD | 4A6V0X36A1 | 4PX*BU36BS3 | L8V1A060U3VSA+RP | 33000 | 30400 | 19 | 12 | 8.1 | 1.75 | 83 | 65 | 210652974
AMERICAN STANDARD | 4A6V0X24A1 | 4TXCB004DS3 | L8V1A060U3VSA+RP | 23000 | 19800 | 18 | 12 | 8.2 | 1.83 | 83 | 64 | 210652969
AMERICAN STANDARD | 4A6V0X24A1 | 4TXCB003DS3 | S9V2B040U3VSA+RP | 23800 | 22000 | 19 | 12 | 8.2 | 1.76 | 81 | 61 | 210652959
AMERICAN STANDARD | 4A6V0X24A1 | 4TXCB004DS3 | L8V1A040U3VSA+RP | 23000 | 19800 | 17.5 | 12 | 8.2 | 1.83 | 84 | 64 | 210652968
TRANE | 4TWL5030N1 | 4TXFH041CC3 | *UD2C080A9V4 | 29400 | 28600 | 15.2 | 12 | 8.1 | 2.13 | 66 | 51 | 210441573
TRANE | 4TWL5030N1 | 4TXFH041CC3 | *UD2C080B9V4 | 29200 | 28600 | 15.2 | 12 | 8.1 | 2.13 | 66 | 51 | 210441572
TRANE | 4TWL5030N1 | 4TXFH036CZ3 | *UD2C080A9V4 | 29600 | 26600 | 15.2 | 12 | 8.1 | 2.19 | 67 | 53 | 210441571
TRANE | 4TWL5030N1 | 4TXFH036CZ3 | *UD2C080B9V4 | 29400 | 26600 | 15.2 | 12 | 8.1 | 2.19 | 67 | 53 | 210441570
TRANE | 4TWL5030N1 | 4TXFH036CZ3 | *DD2D120A9V5 | 30000 | 26600 | 16 | 12 | 8.1 | 2.22 | 67 | 53 | 210441569
AMERICAN STANDARD | 4A6V8X48A1 | 4PX*CU60BS3 | S9V2C100U4PSB+RP | 46500 | 43000 | 18 | 11.7 | 8.5 | 1.85 | 86 | 67 | 210653183
AMERICAN STANDARD | 4A6V8X48A1 | 4PX*CU48BS3 | S9V2C100U5PSB+RP | 46000 | 44000 | 18 | 11.7 | 8.5 | 1.83 | 85 | 66 | 210653181
AMERICAN STANDARD | 4A6V8X48A1 | 4PX*CU42BS3 | L8V1C100U5VSA+RP | 46000 | 44500 | 18 | 11.7 | 8.5 | 1.8 | 84 | 65 | 210653179
AMERICAN STANDARD | 4A6V8X48A1 | 4PX*CU42BS3 | S9V2C100U5PSB+RP | 46000 | 44500 | 18 | 11.7 | 8.5 | 1.8 | 85 | 66 | 210653176
AMERICAN STANDARD | 4A6V8X48A1 | 4PX*CD60BS3 | S9V2C100D4PSB+RP | 46500 | 43000 | 18 | 11.7 | 8.5 | 1.78 | 86 | 67 | 210653171
AMERICAN STANDARD | 4A6V8X36A1 | 4PX*BU42BS3 | *UHMB080ACV3 | 35200 | 32000 | 18 | 12 | 8.2 | 1.83 | 83 | 64 | 210653125
AMERICAN STANDARD | 4A6V8X36A1 | 4TXCC005DS3 | S9V2C100U4PSB+RP | 34200 | 31000 | 18 | 11.7 | 8.2 | 1.81 | 83 | 66 | 210653159
AMERICAN STANDARD | 4A6V8X36A1 | 4TXCB006DS3 | L8V1B080U4VSA+RP | 35000 | 31600 | 18 | 12 | 8.2 | 1.84 | 84 | 66 | 210653158
AMERICAN STANDARD | 4A6V8X36A1 | 4PX*CU48BS3 | S9V2C100U4PSB+RP | 35200 | 31400 | 18 | 12 | 8.5 | 1.87 | 83 | 65 | 210653141
AMERICAN STANDARD | 4A6V8X36A1 | 4PX*CU42BS3 | S9V2C100U4VSA+RP | 35200 | 32000 | 18 | 12 | 8.5 | 1.85 | 82 | 64 | 210653138
AMERICAN STANDARD | 4A6V8X36A1 | 4PX*CU36BS3 | S9V2C100U4PSB+RP | 34200 | 31000 | 18 | 11.7 | 8.2 | 1.83 | 83 | 65 | 210653135
AMERICAN STANDARD | 4A6V8X36A1 | 4PX*CU42BS3 | S9V2C100U4PSB+RP | 35200 | 32000 | 18 | 12 | 8.5 | 1.85 | 82 | 64 | 210653137
AMERICAN STANDARD | 4A6V8X36A1 | 4PX*BU42BS3 | S9V2B080U4VSA+RP | 35000 | 32200 | 18 | 12 | 8.2 | 1.83 | 82 | 64 | 210653124
AMERICAN STANDARD | 4A6V8X36A1 | 4PX*BU42BS3 | S9V2B060U3VSA+RP | 34800 | 32200 | 18 | 11.7 | 8.2 | 1.82 | 82 | 64 | 210653122
AMERICAN STANDARD | 4A6V8X36A1 | 4PX*BU42BS3 | L8V1B080U4VSA+RP | 35000 | 32200 | 18 | 12 | 8.2 | 1.82 | 83 | 65 | 210653123
AMERICAN STANDARD | 4A6V8X36A1 | 4PX*BU42BS3 | S9V2B060U3PSB+RP | 34800 | 32200 | 18 | 11.7 | 8.2 | 1.82 | 82 | 64 | 210653121
AMERICAN STANDARD | 4A6V8X36A1 | 4PX*BU42BS3 | S9V2B040U3VSA+RP | 35200 | 32200 | 18 | 12 | 8.2 | 1.82 | 82 | 64 | 210653120
AMERICAN STANDARD | 4A6V8X36A1 | 4PX*BU42BS3 | S9V2B040U3PSB+RP | 35200 | 32200 | 18 | 12 | 8.2 | 1.82 | 82 | 64 | 210653119
AMERICAN STANDARD | 4A6V8X36A1 | 4PX*BU42BS3 | *UHMB060ACV3 | 35200 | 32000 | 18 | 12 | 8.2 | 1.84 | 83 | 64 | 210653118
AMERICAN STANDARD | 4A6V0X36A1 | 4PX*CU48BS3 | *UD2C080A9V4+RP | 35400 | 32200 | 20 | 12.5 | 8.5 | 1.86 | 81 | 63 | 210641085
AMERICAN STANDARD | 4A6V0X36A1 | 4PX*CU36BS3 | *UD2C080B9V4+RP | 34200 | 31600 | 19 | 12 | 8.2 | 1.82 | 82 | 64 | 210641076
AMERICAN STANDARD | 4A6V0X36A1 | 4PX*CU48BS3 | *UD2C080B9V4+RP | 35400 | 32200 | 20 | 12.5 | 8.5 | 1.86 | 81 | 63 | 210641084
AMERICAN STANDARD | 4A6V0X36A1 | 4PX*CU36BS3 | *UD2C080A9V4+RP | 34400 | 31600 | 19 | 12 | 8.5 | 1.82 | 82 | 64 | 210641075
AMERICAN STANDARD | 4A6V0X36A1 | 4PX*CU48BS3 | *UD2C100A9V5+RP | 35600 | 32400 | 20 | 12.5 | 8.5 | 1.85 | 81 | 63 | 210641083
AMERICAN STANDARD | 4A6V0X36A1 | 4PX*CU42BS3 | *UD2C100B9V5+RP | 35200 | 32600 | 19.5 | 12.5 | 8.5 | 1.83 | 81 | 62 | 210641081
AMERICAN STANDARD | 4A6V0X36A1 | 4PX*CU48BS3 | *UD2C100B9V5+RP | 35200 | 32200 | 20 | 12.5 | 8.5 | 1.86 | 81 | 63 | 210641082
AMERICAN STANDARD | 4A6V0X36A1 | 4PX*CU42BS3 | *UD2C100A9V5+RP | 35600 | 32800 | 20 | 12.5 | 8.5 | 1.83 | 81 | 62 | 210641079
AMERICAN STANDARD | 4A6V0X36A1 | 4PX*CU42BS3 | *UD2C080A9V4+RP | 35400 | 32800 | 19.5 | 12.5 | 8.5 | 1.83 | 80 | 62 | 210641077
AMERICAN STANDARD | 4A6V0X36A1 | 4PX*CU42BS3 | *UD2C080B9V4+RP | 35400 | 32800 | 19.5 | 12.5 | 8.5 | 1.83 | 80 | 62 | 210641080
AMERICAN STANDARD | 4A6V0X36A1 | 4PX*CU42BS3 | *DD2C100A9V5+RP | 34400 | 31600 | 19 | 12 | 8.2 | 1.79 | 82 | 63 | 210641078
AMERICAN STANDARD | 4A6V0X36A1 | 4PX*CU36BS3 | *UD2C100A9V5+RP | 34400 | 31600 | 19.5 | 12 | 8.5 | 1.81 | 82 | 64 | 210641074
AMERICAN STANDARD | 4A6V0X36A1 | 4PX*CU36BS3 | *UD2C100B9V5+RP | 34200 | 31400 | 19 | 12 | 8.5 | 1.81 | 82 | 64 | 210641073
AMERICAN STANDARD | 4A6V0X36A1 | 4PX*CD42BS3+HORIZ-RT | *UD2C100B9V5+RP | 35600 | 31200 | 19.5 | 12.7 | 8.1 | 1.76 | 82 | 64 | 210641072
AMERICAN STANDARD | 4A6V0X36A1 | 4PX*CD42BS3+HORIZ-RT | *UD2C080A9V4+RP | 35800 | 31200 | 20 | 12.7 | 8.1 | 1.76 | 83 | 64 | 210641069
AMERICAN STANDARD | 4A6V0X36A1 | 4PX*CD42BS3+HORIZ-RT | *UD2C100A9V5+RP | 36000 | 31400 | 20 | 12.5 | 8.2 | 1.75 | 83 | 64 | 210641071
AMERICAN STANDARD | 4A6V0X36A1 | 4PX*CD42BS3 | *DD2C100A9V5+RP | 35800 | 31200 | 20 | 12.7 | 8.2 | 1.77 | 82 | 64 | 210641068
AMERICAN STANDARD | 4A6V0X36A1 | 4PX*CD42BS3+HORIZ-RT | *UD2C080B9V4+RP | 35600 | 31200 | 19.5 | 12.7 | 8.1 | 1.75 | 83 | 64 | 210641070
AMERICAN STANDARD | 4A6V0X36A1 | 4PX*BU42BS3 | *UD2B060A9V3+RP | 34600 | 32600 | 19 | 12 | 8.5 | 1.8 | 82 | 62 | 210641059
TRANE | 4TWV8X48A1 | 4TXCC007DS3 | *UD2C080B9V4+RP | 44500 | 43000 | 18 | 11.7 | 8.5 | 1.81 | 86 | 67 | 210641019
AMERICAN STANDARD | 4A6V0X36A1 | 4PX*BU42BS3 | *UD2B080A9V3+RP | 34400 | 32600 | 19 | 12 | 8.5 | 1.8 | 81 | 62 | 210641060
AMERICAN STANDARD | 4A6V0X36A1 | 4PX*BU48BS3 | *DD2B080A9V3+RP | 32600 | 31000 | 18.5 | 11.7 | 8.2 | 1.8 | 82 | 64 | 210641061
AMERICAN STANDARD | 4A6V0X36A1 | 4PX*BU36BS3 | *UD2B080A9V3+RP | 33400 | 31200 | 18.5 | 11.7 | 8.2 | 1.78 | 82 | 64 | 210641057
AMERICAN STANDARD | 4A6V0X36A1 | 4PX*BU36BS3 | *UD2B060A9V3+RP | 33600 | 31400 | 18.5 | 11.7 | 8.2 | 1.78 | 83 | 64 | 210641056
TRANE | 4TWV8X48A1 | 4TXCD008DS3 | *UD2D120A9V5+RP | 45500 | 44000 | 18 | 11.7 | 8.5 | 1.83 | 85 | 66 | 210641028
AMERICAN STANDARD | 4A6V0X24A1 | 4PX*BU36BS3 | *UD2B060A9V3+RP | 23800 | 20400 | 18 | 12 | 8.2 | 1.87 | 83 | 64 | 210641043
AMERICAN STANDARD | 4A6V0X24A1 | 4TXCB004DS3 | *UD2B060A9V3+RP | 23400 | 20000 | 18 | 12.5 | 8.2 | 1.86 | 84 | 65 | 210641047
AMERICAN STANDARD | 4A6V0X24A1 | 4TXCB004DS3 | *UD2B080A9V3+RP | 23600 | 20200 | 18 | 12 | 8.2 | 1.87 | 84 | 64 | 210641046
AMERICAN STANDARD | 4A6V0X24A1 | 4PX*BU36BS3 | *UD2B080A9V3+RP | 23600 | 20200 | 18 | 12 | 8.2 | 1.87 | 84 | 64 | 210641044
TRANE | 4TWV8X48A1 | 4TXCD010DS3 | *UD2C100B9V5+RP | 45000 | 42000 | 18 | 11.7 | 8.5 | 1.79 | 85 | 67 | 210641033
TRANE | 4TWV8X48A1 | 4TXCD010DS3 | *UD2D120A9V5+RP | 46500 | 43500 | 18 | 11.7 | 8.5 | 1.86 | 85 | 66 | 210641034
TRANE | 4TWV8X48A1 | 4TXCD010DS3 | *UD2C080B9V4+RP | 45000 | 42000 | 18 | 11.7 | 8.5 | 1.8 | 85 | 66 | 210641032
TRANE | 4TWV8X48A1 | 4TXCD010DS3 | *UD2C080A9V4+RP | 45000 | 42000 | 18 | 11.7 | 8.5 | 1.78 | 86 | 67 | 210641031
TRANE | 4TWV8X48A1 | 4TXCD010DS3 | *UD2C100A9V5+RP | 44500 | 41500 | 18 | 11.7 | 8.2 | 1.78 | 86 | 67 | 210641030
TRANE | 4TWV8X48A1 | 4TXCC009DS3 | *UD2C100A9V5+RP | 46000 | 43000 | 18 | 11.7 | 8.5 | 1.84 | 86 | 67 | 210641023
TRANE | 4TWV8X48A1 | 4TXCC009DS3 | *UD2C100B9V5+RP | 46500 | 43500 | 18 | 11.7 | 8.5 | 1.84 | 85 | 67 | 210641024
TRANE | 4TWV8X48A1 | 4TXCC009DS3 | *UD2C080A9V4+RP | 46500 | 43500 | 18 | 11.7 | 8.5 | 1.84 | 86 | 67 | 210641022
TRANE | 4TWV8X48A1 | 4TXCC009DS3 | *UD2C080B9V4+RP | 46500 | 43500 | 18 | 11.7 | 8.5 | 1.85 | 85 | 66 | 210641021
TRANE | 4TWV8X48A1 | 4PX*DU60BS3 | *UD2C100A9V5+RP | 44500 | 41500 | 18 | 11.7 | 8.2 | 1.78 | 86 | 67 | 210641016
TRANE | 4TWV8X48A1 | 4PX*DU60BS3 | *UD2C100B9V5+RP | 45000 | 42000 | 18 | 11.7 | 8.5 | 1.79 | 85 | 67 | 210641015
TRANE | 4TWV8X48A1 | 4PX*DU60BS3 | *UD2C080A9V4+RP | 45000 | 42000 | 18 | 11.7 | 8.5 | 1.78 | 86 | 67 | 210641012
TRANE | 4TWV8X48A1 | 4PX*DU60BS3 | *UD2C080B9V4+RP | 45000 | 42000 | 18 | 11.7 | 8.5 | 1.8 | 85 | 66 | 210641014
TRANE | 4TWL9024A1 | 4PX*BU24BS3 | S9V2B060U3VSA+RP | 22400 | 21800 | 16.5 | 11.7 | 8.2 | 2.03 | 66 | 51 | 210653253
TRANE | 4TWL9024A1 | 4PX*BU24BS3 | S9V2B040U3VSA+RP | 22600 | 21600 | 16.5 | 11.7 | 8.2 | 2.03 | 67 | 52 | 210653252
TRANE | 4TWL9024A1 | 4PX*BD36BS3 | S9V2B080D3VSA+RP | 23200 | 20400 | 17.5 | 12 | 8.5 | 2.24 | 67 | 53 | 210653244
TRANE | 4TWL9024A1 | 4PX*BD30BS3 | S9V2B080D3VSA+RP | 23000 | 21400 | 17 | 12 | 8.7 | 2.23 | 66 | 52 | 210653243
AMERICAN STANDARD | 4A6V8X48A1 | 4TXCD008DS3 | L8V1C100U5VSA+RP | 44500 | 42000 | 18 | 11.7 | 8.5 | 1.79 | 86 | 66 | 210653214
TRANE | 4TWV0X48A1 | 4PX*CU60BS3 | L8V1C100U5VSA+RP | 46500 | 42000 | 19.5 | 11.7 | 8.5 | 1.82 | 86 | 66 | 210653529
TRANE | 4TWV0X48A1 | 4PX*CU60BS3 | S9V2C080U5PSB+RP | 46500 | 42000 | 19.5 | 11.7 | 8.5 | 1.8 | 87 | 68 | 210653528
AMERICAN STANDARD | 4A6V8X48A1 | 4TXCD010DS3 | S9V2D120U5PSB+RP | 47000 | 43000 | 18 | 12 | 8.5 | 1.87 | 86 | 67 | 210653223
AMERICAN STANDARD | 4A6V8X48A1 | 4TXCD010DS3 | S9V2C100U4PSB+RP | 45000 | 42000 | 18 | 11.7 | 8.5 | 1.8 | 85 | 66 | 210653222
AMERICAN STANDARD | 4A6V8X48A1 | 4TXCD010DS3 | S9V2C080U5PSB+RP | 45500 | 42000 | 18 | 11.7 | 8.5 | 1.8 | 85 | 67 | 210653221
AMERICAN STANDARD | 4A6V8X48A1 | 4TXCD008DS3 | S9V2C100U4VSA+RP | 44500 | 42000 | 18 | 11.7 | 8.5 | 1.77 | 86 | 67 | 210653220
AMERICAN STANDARD | 4A6V8X48A1 | 4TXCD008DS3 | S9V2D120U5PSB+RP | 46000 | 43500 | 18 | 11.7 | 8.5 | 1.84 | 86 | 67 | 210653218
AMERICAN STANDARD | 4A6V8X48A1 | 4TXCD008DS3 | S9V2C100U5PSB+RP | 44500 | 42500 | 18 | 11.7 | 8.5 | 1.78 | 85 | 66 | 210653219
AMERICAN STANDARD | 4A6V8X48A1 | 4TXCD008DS3 | S9V2D120U5VSA+RP | 46000 | 43500 | 18 | 11.7 | 8.5 | 1.84 | 86 | 67 | 210653217
AMERICAN STANDARD | 4A6V8X48A1 | 4TXCD008DS3 | *UHMD120ACV5 | 45500 | 43500 | 18 | 11.7 | 8.5 | 1.84 | 85 | 66 | 210653215
AMERICAN STANDARD | 4A6V8X48A1 | 4TXCD008DS3 | S9V2C080U5PSB+RP | 44500 | 42500 | 18 | 11.7 | 8.5 | 1.78 | 85 | 67 | 210653213
AMERICAN STANDARD | 4A6V8X48A1 | 4TXCD008DS3 | S9V2C100U4PSB+RP | 44500 | 42000 | 18 | 11.7 | 8.5 | 1.77 | 86 | 67 | 210653216
AMERICAN STANDARD | 4A6V8X48A1 | 4TXCC009DS3 | S9V2C100U5PSB+RP | 47000 | 43000 | 18 | 11.7 | 8.5 | 1.86 | 86 | 67 | 210653211
AMERICAN STANDARD | 4A6V8X48A1 | 4TXCC009DS3 | L8V1C100U5VSA+RP | 47000 | 43000 | 18 | 12 | 8.5 | 1.86 | 86 | 66 | 210653212
AMERICAN STANDARD | 4A6V8X48A1 | 4TXCC009DS3 | S9V2C080U5PSB+RP | 47000 | 43500 | 18 | 11.7 | 8.5 | 1.85 | 85 | 67 | 210653210
AMERICAN STANDARD | 4A6V8X48A1 | 4TXCC009DS3 | S9V2C100U4PSB+RP | 46500 | 43000 | 18 | 11.7 | 8.5 | 1.85 | 86 | 67 | 210653209
AMERICAN STANDARD | 4A6V8X48A1 | 4TXCC007DS3 | S9V2C100U5PSB+RP | 46000 | 44000 | 18 | 11.7 | 8.5 | 1.83 | 85 | 66 | 210653207
AMERICAN STANDARD | 4A6V8X48A1 | 4PX*DU60BS3 | S9V2D120U5PSB+RP | 47000 | 43000 | 18 | 12 | 8.5 | 1.87 | 86 | 67 | 210653199
AMERICAN STANDARD | 4A6V8X48A1 | 4PX*DU60BS3 | S9V2C080U5PSB+RP | 45500 | 42000 | 18 | 11.7 | 8.5 | 1.8 | 85 | 67 | 210653197
AMERICAN STANDARD | 4A6V8X48A1 | 4PX*DU60BS3 | S9V2C100U4PSB+RP | 45000 | 42000 | 18 | 11.7 | 8.5 | 1.8 | 85 | 66 | 210653198
AMERICAN STANDARD | 4A6V8X48A1 | 4PX*DU48BS3 | S9V2C080U5PSB+RP | 44500 | 42500 | 18 | 11.7 | 8.5 | 1.78 | 85 | 67 | 210653196
AMERICAN STANDARD | 4A6V8X48A1 | 4PX*DU48BS3 | S9V2C100U4VSA+RP | 44500 | 42000 | 18 | 11.7 | 8.5 | 1.77 | 86 | 67 | 210653194
AMERICAN STANDARD | 4A6V8X48A1 | 4PX*DU48BS3 | S9V2C100U4PSB+RP | 44500 | 42000 | 18 | 11.7 | 8.5 | 1.77 | 86 | 67 | 210653195
AMERICAN STANDARD | 4A6V8X48A1 | 4PX*DU48BS3 | S9V2C100U5PSB+RP | 44500 | 42500 | 18 | 11.7 | 8.5 | 1.78 | 85 | 66 | 210653193
AMERICAN STANDARD | 4A6V8X48A1 | 4PX*DU48BS3 | S9V2D120U5PSB+RP | 46000 | 43500 | 18 | 11.7 | 8.5 | 1.84 | 86 | 67 | 210653192
AMERICAN STANDARD | 4A6V8X48A1 | 4PX*DU48BS3 | S9V2D120U5VSA+RP | 46000 | 43500 | 18 | 11.7 | 8.5 | 1.84 | 86 | 67 | 210653191
AMERICAN STANDARD | 4A6V8X48A1 | 4PX*DU48BS3 | L8V1C100U5VSA+RP | 44500 | 42000 | 18 | 11.7 | 8.5 | 1.79 | 86 | 66 | 210653190
AMERICAN STANDARD | 4A6V8X48A1 | 4PX*DU48BS3 | *UHMD120ACV5 | 45500 | 43500 | 18 | 11.7 | 8.5 | 1.84 | 85 | 66 | 210653189
AMERICAN STANDARD | 4A6V8X48A1 | 4PX*DD60BS3 | S9V2D120D5PSB+RP | 46000 | 43000 | 18 | 11.7 | 8.5 | 1.83 | 86 | 67 | 210653188
AMERICAN STANDARD | 4A6V8X48A1 | 4PX*CU60BS3 | S9V2C100U5PSB+RP | 47000 | 43000 | 18 | 11.7 | 8.5 | 1.86 | 86 | 67 | 210653185
AMERICAN STANDARD | 4A6V8X48A1 | 4PX*CU60BS3 | S9V2C080U5PSB+RP | 47000 | 43500 | 18 | 11.7 | 8.5 | 1.85 | 85 | 67 | 210653184
AMERICAN STANDARD | 4A6V0X48A1 | 4TXCD010DS3 | *UD2D120A9V5+RP | 46500 | 42000 | 19.5 | 11.7 | 8.5 | 1.8 | 86 | 67 | 210641153
AMERICAN STANDARD | 4A6V0X48A1 | 4TXCD010DS3 | *UD2C080B9V4+RP | 45000 | 41000 | 18.5 | 11.7 | 8.2 | 1.75 | 85 | 66 | 210641151
AMERICAN STANDARD | 4A6V0X48A1 | 4TXCD008DS3 | *UD2D120A9V5+RP | 44500 | 42000 | 19 | 11.7 | 8.2 | 1.75 | 86 | 67 | 210641149
AMERICAN STANDARD | 4A6V0X48A1 | 4TXCC009DS3 | *UD2C100A9V5+RP | 45500 | 42000 | 19 | 11.7 | 8.2 | 1.78 | 86 | 67 | 210641144
AMERICAN STANDARD | 4A6V0X48A1 | 4PX*DU60BS3 | *UD2C080B9V4+RP | 45000 | 41000 | 18.5 | 11.7 | 8.2 | 1.75 | 85 | 66 | 210641135
AMERICAN STANDARD | 4A6V0X48A1 | 4PX*DU48BS3 | *UD2D120A9V5+RP | 44500 | 42000 | 19 | 11.7 | 8.2 | 1.75 | 86 | 67 | 210641131
AMERICAN STANDARD | 4A6V0X48A1 | 4PX*DU60BS3 | *UD2D120A9V5+RP | 46500 | 42000 | 19.5 | 11.7 | 8.5 | 1.8 | 86 | 67 | 210641132
AMERICAN STANDARD | 4A6V0X48A1 | 4PX*CU60BS3 | *UD2C100A9V5+RP | 45500 | 42000 | 19 | 11.7 | 8.2 | 1.76 | 86 | 70 | 210641117
AMERICAN STANDARD | 4A6V0X48A1 | 4PX*CU60BS3 | *UD2C080A9V4+RP | 45500 | 42000 | 19 | 11.7 | 8.2 | 1.79 | 86 | 67 | 210641116
AMERICAN STANDARD | 4A6V0X36A1 | 4TXCB004DS3 | *UD2B080A9V3+RP | 33400 | 31200 | 18.5 | 11.7 | 8.2 | 1.78 | 83 | 64 | 210641091
AMERICAN STANDARD | 4A6V0X36A1 | 4PX*CU48BS3 | *DD2C100A9V5+RP | 33200 | 31000 | 18.5 | 12 | 8.5 | 1.83 | 82 | 64 | 210641086
AMERICAN STANDARD | 4A6V0X36A1 | 4TXCC005DS3 | *UD2C100B9V5+RP | 34200 | 31400 | 19 | 12 | 8.5 | 1.82 | 82 | 64 | 210641094
AMERICAN STANDARD | 4A6V0X36A1 | 4TXCC005DS3 | *DD2C100A9V5+RP | 31600 | 31000 | 17.5 | 11.7 | 8.1 | 1.75 | 80 | 62 | 210641092
AMERICAN STANDARD | 4A6V0X36A1 | 4TXCC005DS3 | *UD2C100A9V5+RP | 34400 | 31600 | 19.5 | 12 | 8.5 | 1.81 | 82 | 64 | 210641095
AMERICAN STANDARD | 4A6V0X36A1 | 4TXCC005DS3 | *UD2C080A9V4+RP | 34400 | 31600 | 19 | 12 | 8.5 | 1.81 | 82 | 64 | 210641093
AMERICAN STANDARD | 4A6V0X36A1 | 4PX*DU48BS3 | *DD2D120A9V5+RP | 34000 | 31400 | 18.5 | 12 | 8.5 | 1.84 | 82 | 63 | 210641087
AMERICAN STANDARD | 4A6V0X36A1 | 4TXCB004DS3 | *UD2B060A9V3+RP | 33600 | 31400 | 18.5 | 11.7 | 8.2 | 1.78 | 82 | 64 | 210641090
AMERICAN STANDARD | 4A6V0X36A1 | 4TXCC005DS3 | *UD2C080B9V4+RP | 34200 | 31600 | 19 | 12 | 8.5 | 1.81 | 82 | 64 | 210641096
TRANE | 4TWL9024A1 | 4PX*BU24BS3 | *UD2B060A9V3+RP | 22600 | 21800 | 16 | 11.7 | 8.1 | 1.99 | 66 | 51 | 210649443
TRANE | 4TWL9024A1 | 4PX*BD36BS3+HORIZ-RT | *UD2B080A9V3+RP | 22800 | 20000 | 17.5 | 12 | 8.2 | 2.24 | 67 | 53 | 210649441
TRANE | 4TWL9024A1 | 4PX*BU24BS3 | *UD2B080A9V3+RP | 22400 | 21400 | 16 | 11.7 | 8.1 | 1.99 | 67 | 52 | 210649442
TRANE | 4TWL9024A1 | 4PX*BD36BS3+HORIZ-RT | *UD2B060A9V3+RP | 23400 | 20400 | 17 | 12 | 8.2 | 2.22 | 67 | 53 | 210649440
TRANE | 4TWL9024A1 | 4PX*BD36BS3 | *DD2B080A9V3+RP | 23000 | 20000 | 18 | 12.5 | 8.5 | 2.26 | 67 | 53 | 210649439
TRANE | 4TWL9024A1 | 4PX*BD30BS3+HORIZ-RT | *UD2B080A9V3+RP | 22600 | 21000 | 17 | 12 | 8.5 | 2.24 | 67 | 52 | 210649437
TRANE | 4TWL9024A1 | 4PX*BD36BS3 | *DD2B060A9V3+RP | 23000 | 20000 | 17.5 | 12.5 | 8.5 | 2.26 | 67 | 53 | 210649438
TRANE | 4TWL9024A1 | 4PX*BD30BS3+HORIZ-RT | *UD2B060A9V3+RP | 22800 | 21200 | 17 | 12 | 8.5 | 2.23 | 66 | 51 | 210649436
TRANE | 4TWL9024A1 | 4PX*BD30BS3 | *DD2B060A9V3+RP | 22600 | 20600 | 17.5 | 12 | 8.7 | 2.26 | 67 | 53 | 210649435
TRANE | 4TWL9024A1 | 4PX*BD30BS3 | *DD2B080A9V3+RP | 22400 | 20800 | 17.5 | 12 | 8.7 | 2.27 | 66 | 51 | 210649434
AMERICAN STANDARD | 4A6V8X48A1 | 4TXCD010DS3 | *UD2D120A9V5+RP | 46500 | 43500 | 18 | 11.7 | 8.5 | 1.86 | 85 | 66 | 210641282
AMERICAN STANDARD | 4A6V8X48A1 | 4TXCD010DS3 | *UD2C100B9V5+RP | 45000 | 42000 | 18 | 11.7 | 8.5 | 1.79 | 85 | 67 | 210641281
AMERICAN STANDARD | 4A6V8X48A1 | 4TXCD010DS3 | *UD2C080A9V4+RP | 45000 | 42000 | 18 | 11.7 | 8.5 | 1.78 | 86 | 67 | 210641279
AMERICAN STANDARD | 4A6V8X48A1 | 4TXCD010DS3 | *UD2C080B9V4+RP | 45000 | 42000 | 18 | 11.7 | 8.5 | 1.8 | 85 | 66 | 210641280
AMERICAN STANDARD | 4A6V8X48A1 | 4TXCD010DS3 | *UD2C100A9V5+RP | 44500 | 41500 | 18 | 11.7 | 8.2 | 1.78 | 86 | 67 | 210641278
AMERICAN STANDARD | 4A6V8X48A1 | 4TXCC009DS3 | *UD2C080A9V4+RP | 46500 | 43500 | 18 | 11.7 | 8.5 | 1.84 | 86 | 67 | 210641270
AMERICAN STANDARD | 4A6V8X48A1 | 4TXCC009DS3 | *UD2C100A9V5+RP | 46000 | 43000 | 18 | 11.7 | 8.5 | 1.84 | 86 | 67 | 210641271
AMERICAN STANDARD | 4A6V8X48A1 | 4TXCD008DS3 | *UD2D120A9V5+RP | 45500 | 44000 | 18 | 11.7 | 8.5 | 1.83 | 85 | 66 | 210641276
AMERICAN STANDARD | 4A6V8X48A1 | 4TXCC009DS3 | *UD2C100B9V5+RP | 46500 | 43500 | 18 | 11.7 | 8.5 | 1.84 | 85 | 67 | 210641272
AMERICAN STANDARD | 4A6V8X48A1 | 4TXCC009DS3 | *UD2C080B9V4+RP | 46500 | 43500 | 18 | 11.7 | 8.5 | 1.85 | 85 | 66 | 210641269
AMERICAN STANDARD | 4A6V8X48A1 | 4PX*DU60BS3 | *UD2D120A9V5+RP | 46500 | 43500 | 18 | 11.7 | 8.5 | 1.86 | 85 | 66 | 210641261
AMERICAN STANDARD | 4A6V8X48A1 | 4TXCC007DS3 | *UD2C080B9V4+RP | 44500 | 43000 | 18 | 11.7 | 8.5 | 1.81 | 86 | 67 | 210641267
AMERICAN STANDARD | 4A6V8X48A1 | 4PX*DU60BS3 | *UD2C080B9V4+RP | 45000 | 42000 | 18 | 11.7 | 8.5 | 1.8 | 85 | 66 | 210641262
AMERICAN STANDARD | 4A6V8X48A1 | 4PX*DU60BS3 | *UD2C100A9V5+RP | 44500 | 41500 | 18 | 11.7 | 8.2 | 1.78 | 86 | 67 | 210641264
AMERICAN STANDARD | 4A6V8X48A1 | 4PX*DU60BS3 | *UD2C100B9V5+RP | 45000 | 42000 | 18 | 11.7 | 8.5 | 1.79 | 85 | 67 | 210641263
AMERICAN STANDARD | 4A6V8X48A1 | 4PX*DD60BS3+HORIZ-RT | *UD2D120A9V5+RP | 44500 | 42500 | 18 | 11.7 | 8.5 | 1.81 | 85 | 66 | 210641254
AMERICAN STANDARD | 4A6V8X48A1 | 4PX*DU60BS3 | *UD2C080A9V4+RP | 45000 | 42000 | 18 | 11.7 | 8.5 | 1.78 | 86 | 67 | 210641260
AMERICAN STANDARD | 4A6V8X48A1 | 4PX*DD60BS3 | *DD2D120A9V5+RP | 45500 | 43000 | 18 | 11.7 | 8.5 | 1.83 | 85 | 67 | 210641248
AMERICAN STANDARD | 4A6V8X48A1 | 4PX*DU48BS3 | *UD2D120A9V5+RP | 45500 | 44000 | 18 | 11.7 | 8.5 | 1.83 | 85 | 66 | 210641256
AMERICAN STANDARD | 4A6V8X48A1 | 4PX*CU60BS3 | *UD2C100B9V5+RP | 46500 | 43500 | 18 | 11.7 | 8.5 | 1.84 | 85 | 67 | 210641245
AMERICAN STANDARD | 4A6V8X48A1 | 4PX*CU60BS3 | *UD2C100A9V5+RP | 46000 | 43000 | 18 | 11.7 | 8.5 | 1.84 | 86 | 67 | 210641247
AMERICAN STANDARD | 4A6V8X48A1 | 4PX*CU60BS3 | *UD2C080A9V4+RP | 46500 | 43500 | 18 | 11.7 | 8.5 | 1.84 | 86 | 67 | 210641246
AMERICAN STANDARD | 4A6V8X48A1 | 4PX*CU60BS3 | *UD2C080B9V4+RP | 46500 | 43500 | 18 | 11.7 | 8.5 | 1.85 | 85 | 66 | 210641244
AMERICAN STANDARD | 4A6V8X48A1 | 4PX*CU48BS3 | *UD2C080B9V4+RP | 44500 | 43000 | 18 | 11.7 | 8.5 | 1.81 | 86 | 67 | 210641241
AMERICAN STANDARD | 4A6V8X48A1 | 4PX*CD60BS3+HORIZ-RT | *UD2C100B9V5+RP | 46500 | 43500 | 18 | 11.7 | 8.5 | 1.78 | 85 | 66 | 210641234
AMERICAN STANDARD | 4A6V8X48A1 | 4PX*CD60BS3+HORIZ-RT | *UD2C080B9V4+RP | 46500 | 43500 | 18 | 11.7 | 8.5 | 1.79 | 84 | 66 | 210641233
AMERICAN STANDARD | 4A6V8X48A1 | 4PX*CD60BS3+HORIZ-RT | *UD2C100A9V5+RP | 46000 | 43000 | 18 | 11.7 | 8.2 | 1.77 | 85 | 67 | 210641232
AMERICAN STANDARD | 4A6V8X48A1 | 4PX*CD60BS3+HORIZ-RT | *UD2C080A9V4+RP | 45500 | 43000 | 18 | 11.7 | 8.2 | 1.78 | 85 | 66 | 210641231
TRANE | 4TWL5030N1 | 4TXFH041CC3 | S9X2B080U4PSB | 29200 | 28400 | 15.2 | 12 | 8.1 | 2.14 | 66 | 51 | 210532716
TRANE | 4TWL5030N1 | 4TXFH041CC3 | S9X2B060U4PSB | 29200 | 28400 | 15.2 | 12 | 8.1 | 2.13 | 66 | 51 | 210532715
TRANE | 4TWL5030N1 | 4TXFH041CC3 | S9X2B040U3PSB | 28800 | 28200 | 15.2 | 12 | 8.1 | 2.14 | 66 | 51 | 210532714
TRANE | 4TWL5030N1 | 4TXFH041CC3 | S9X1C080U5PSB | 30000 | 28600 | 15.2 | 12 | 8.1 | 2.13 | 66 | 51 | 210532712
TRANE | 4TWL5030N1 | 4TXFH041CC3 | S9X1B080U4PSB | 29200 | 28400 | 15.2 | 12 | 8.1 | 2.14 | 66 | 51 | 210532711
TRANE | 4TWL5030N1 | 4TXFH041CC3 | S9X1B080D4PSB | 29000 | 28400 | 15.2 | 12 | 8.1 | 2.13 | 66 | 51 | 210532710
TRANE | 4TWL5030N1 | 4TXFH041CC3 | S9X1B060U4PSB | 29200 | 28400 | 15.2 | 12 | 8.1 | 2.13 | 66 | 51 | 210532709
TRANE | 4TWL5030N1 | 4TXFH041CC3 | S9X1B060D3PSB | 29000 | 28400 | 15.2 | 12 | 8.1 | 2.14 | 66 | 51 | 210532708
TRANE | 4TWL5030N1 | 4TXFH041CC3 | S9V2C100U5PSB | 29600 | 28400 | 16 | 12 | 8.1 | 2.15 | 66 | 51 | 210532706
TRANE | 4TWL5030N1 | 4TXFH041CC3 | S9X1B040U3PSB | 28800 | 28200 | 15.2 | 12 | 8.1 | 2.14 | 66 | 51 | 210532707
TRANE | 4TWL5030N1 | 4TXFH041CC3 | S9X2C080U5PSB | 30000 | 28600 | 15.2 | 12 | 8.1 | 2.13 | 66 | 51 | 210532705
TRANE | 4TWL5030N1 | 4TXFH041CC3 | S8X2A040M3PSC | 29200 | 28400 | 15.2 | 12 | 8.1 | 2.13 | 66 | 51 | 210532702
TRANE | 4TWL5030N1 | 4TXFH041CC3 | S9V2C100U4VSA | 29600 | 28400 | 15.2 | 12 | 8.1 | 2.14 | 66 | 51 | 210532703
TRANE | 4TWL5030N1 | 4TXFH041CC3 | S9V2B040U3PSB | 29000 | 28400 | 15.2 | 12 | 8.1 | 2.14 | 66 | 51 | 210532701
TRANE | 4TWL5030N1 | 4TXFH041CC3 | S9V2B060U3VSA | 29000 | 28400 | 15.2 | 12 | 8.1 | 2.13 | 66 | 51 | 210532699
TRANE | 4TWL5030N1 | 4TXFH041CC3 | S9V2B040U3VSA | 29000 | 28400 | 15.2 | 12 | 8.1 | 2.14 | 66 | 51 | 210532700
TRANE | 4TWL5030N1 | 4TXFH041CC3 | S9V2B060U4PSB | 29200 | 28400 | 15.2 | 12 | 8.1 | 2.14 | 66 | 51 | 210532698
TRANE | 4TWL5030N1 | 4TXFH036CZ3 | S9X2B060U4PSB | 29400 | 26600 | 15.2 | 12 | 8.1 | 2.19 | 67 | 53 | 210532696
TRANE | 4TWL5030N1 | 4TXFH041CC3 | S9V2B080U4PSB | 29400 | 28400 | 15.2 | 12 | 8.1 | 2.14 | 66 | 51 | 210532697
TRANE | 4TWL5030N1 | 4TXFH036CZ3 | S9V2B040U3PSB | 29200 | 26400 | 15.2 | 12 | 8.1 | 2.19 | 67 | 53 | 210532695
TRANE | 4TWL5030N1 | 4TXFH036CZ3 | S9X2B080U4PSB | 29400 | 26600 | 15.2 | 12 | 8.1 | 2.2 | 67 | 53 | 210532694
TRANE | 4TWL5030N1 | 4TXFH036CZ3 | S8X2A040M3PSC | 29400 | 26600 | 15.2 | 12 | 8.1 | 2.19 | 67 | 53 | 210532690
TRANE | 4TWL5030N1 | 4TXFH036CZ3 | S9X1B040U3PSB | 30000 | 27000 | 15.2 | 12 | 8.1 | 2.17 | 67 | 53 | 210532687
TRANE | 4TWL5030N1 | 4TXFH036CZ3 | S9X1B080U4PSB | 29400 | 26600 | 15.2 | 12 | 8.1 | 2.2 | 67 | 53 | 210532684
TRANE | 4TWL5030N1 | 4TXFH036CZ3 | S9X1B080D4PSB | 29400 | 26600 | 15.2 | 12 | 8.1 | 2.18 | 67 | 53 | 210532683
TRANE | 4TWL5030N1 | 4TXFH036CZ3 | S9X1B060U4PSB | 29400 | 26600 | 15.2 | 12 | 8.1 | 2.19 | 67 | 53 | 210532682
TRANE | 4TWL5030N1 | 4TXFH036CZ3 | S9X1B060D3PSB | 29000 | 26400 | 15.2 | 12 | 8.1 | 2.2 | 67 | 53 | 210532681
TRANE | 4TWL5030N1 | 4TXFH036CZ3 | S9X2B040U3PSB | 30000 | 27000 | 15.2 | 12 | 8.1 | 2.17 | 67 | 53 | 210532680
TRANE | 4TWL5030N1 | 4TXFH036CZ3 | S9V2C100U5PSB | 29800 | 26600 | 16 | 12 | 8.1 | 2.21 | 67 | 53 | 210532679
TRANE | 4TWL5030N1 | 4TXFH036CZ3 | S9V2C100U4VSA | 29600 | 26600 | 16 | 12 | 8.1 | 2.21 | 67 | 53 | 210532678
TRANE | 4TWL5030N1 | 4TXFH036CZ3 | S9V2B080U4PSB | 29400 | 26600 | 15.2 | 12 | 8.1 | 2.2 | 67 | 52 | 210532677
TRANE | 4TWL5030N1 | 4TXFH036CZ3 | S9V2B060U4PSB | 29400 | 26400 | 15.2 | 12 | 8.1 | 2.2 | 67 | 53 | 210532676
TRANE | 4TWL5030N1 | 4TXFH036CZ3 | S9V2B060U3VSA | 29200 | 26400 | 15.2 | 12 | 8.1 | 2.19 | 67 | 53 | 210532675
TRANE | 4TWL5030N1 | 4TXFH036CZ3 | S9V2B040U3VSA | 29200 | 26400 | 15.2 | 12 | 8.1 | 2.19 | 67 | 53 | 210532674
AMERICAN STANDARD | 4A6L5030N1 | 4TXFH036CZ3 | S9X1B040U3PSB | 30000 | 27000 | 15.2 | 12 | 8.1 | 2.17 | 67 | 53 | 210532673
AMERICAN STANDARD | 4A6L5030N1 | 4TXFH036CZ3 | S9X1B080U4PSB | 29400 | 26600 | 15.2 | 12 | 8.1 | 2.2 | 67 | 53 | 210532670
AMERICAN STANDARD | 4A6L5030N1 | 4TXFH036CZ3 | S9X1B080D4PSB | 29400 | 26600 | 15.2 | 12 | 8.1 | 2.18 | 67 | 53 | 210532669
AMERICAN STANDARD | 4A6L5030N1 | 4TXFH036CZ3 | S9X1B060D3PSB | 29000 | 26400 | 15.2 | 12 | 8.1 | 2.2 | 67 | 53 | 210532667
AMERICAN STANDARD | 4A6L5030N1 | 4TXFH036CZ3 | S9X1B060U4PSB | 29400 | 26600 | 15.2 | 12 | 8.1 | 2.19 | 67 | 53 | 210532668
AMERICAN STANDARD | 4A6L5030N1 | 4TXFH036CZ3 | S9X2B040U3PSB | 30000 | 27000 | 15.2 | 12 | 8.1 | 2.17 | 67 | 53 | 210532666
AMERISTAR | A4HP5042D1 | A4AH5E49A1C3 |  | 41000 | 38500 | 16 | 12 | 8.1 | 2.24 | 64 | 49 | 209481705
AMERISTAR | A4HP5036D1 | A4AH5V42A1C3 |  | 34800 | 32000 | 15.2 | 12 | 8.1 | 2.31 | 68 | 53 | 209481702
AMERISTAR | A4HP5036D1 | A4AH5V36A1C3 |  | 34800 | 32000 | 15.2 | 12 | 8.1 | 2.31 | 68 | 53 | 209481701
AMERISTAR | A4HP5024D1 | A4AH5V30A1B3 |  | 23400 | 22600 | 15.2 | 12 | 8.1 | 2.17 | 65 | 49 | 209481699
RUNTRU | A4HP5042D1 | A4AH5E49A1C3 |  | 41000 | 38500 | 16 | 12 | 8.1 | 2.24 | 64 | 49 | 209481681
RUNTRU | A4HP5036D1 | A4AH5V42A1C3 |  | 34800 | 32000 | 15.2 | 12 | 8.1 | 2.31 | 68 | 53 | 209481678
RUNTRU | A4HP5036D1 | A4AH5V36A1C3 |  | 34800 | 32000 | 15.2 | 12 | 8.1 | 2.31 | 68 | 53 | 209481677
RUNTRU | A4HP5024D1 | A4AH5V30A1B3 |  | 23400 | 22600 | 15.2 | 12 | 8.1 | 2.17 | 65 | 49 | 209481675
TRANE | 4TWL9048A1 | 4PX*CU60BS3 | S9V2C100U4VSA+RP | 48500 | 43500 | 19 | 11.7 | 8.7 | 2.27 | 73 | 59 | 210653406
TRANE | 4TWL9048A1 | 4PX*CD60BS3 | S9V2C100D4VSA+RP | 48500 | 43500 | 19 | 11.7 | 8.7 | 2.21 | 73 | 59 | 210653396
TRANE | 4TWL9036A1 | 4PX*CD60BS3 | S9V2C100D4VSA+RP | 37200 | 33000 | 17.5 | 12 | 8.5 | 2.28 | 69 | 55 | 210653346
TRANE | 4TWL9036A1 | 4TXCC009DS3 | L8V1C100U5VSA+RP | 37800 | 33200 | 18 | 12 | 8.7 | 2.35 | 70 | 55 | 210653391
TRANE | 4TWL9036A1 | 4TXCC009DS3 | S9V2C100U4PSB+RP | 37200 | 33200 | 17.5 | 12 | 8.7 | 2.34 | 69 | 55 | 210653392
TRANE | 4TWL9036A1 | 4TXCC007DS3 | S9V2C100U4VSA+RP | 36600 | 33600 | 17.5 | 11.7 | 8.7 | 2.33 | 70 | 55 | 210653388
TRANE | 4TWL9036A1 | 4TXCC007DS3 | L8V1C100U5VSA+RP | 37200 | 33600 | 17.5 | 11.7 | 8.7 | 2.35 | 69 | 54 | 210653387
TRANE | 4TWL9036A1 | 4TXCB006DS3 | S9V2B080U4PSB+RP | 36400 | 33600 | 17.5 | 11.7 | 8.7 | 2.3 | 70 | 55 | 210653376
TRANE | 4TWL9036A1 | 4PX*CU60BS3 | S9V2C100U4VSA+RP | 37200 | 33200 | 17.5 | 12 | 8.7 | 2.34 | 69 | 55 | 210653365
TRANE | 4TWL9036A1 | 4PX*CU60BS3 | S9V2C100U4PSB+RP | 37200 | 33200 | 17.5 | 12 | 8.7 | 2.34 | 69 | 55 | 210653364
TRANE | 4TWL9036A1 | 4PX*CU60BS3 | L8V1C100U5VSA+RP | 37800 | 33200 | 18 | 12 | 8.7 | 2.35 | 70 | 55 | 210653363
TRANE | 4TWL9036A1 | 4PX*CU48BS3 | S9V2C100U4VSA+RP | 36600 | 33600 | 17.5 | 11.7 | 8.7 | 2.33 | 70 | 55 | 210653362
TRANE | 4TWL9036A1 | 4PX*CU42BS3 | S9V2C100U4VSA+RP | 36600 | 34000 | 17 | 11.7 | 8.7 | 2.31 | 69 | 54 | 210653356
TRANE | 4TWL9036A1 | 4PX*CU48BS3 | L8V1C100U5VSA+RP | 37200 | 33600 | 17.5 | 11.7 | 8.7 | 2.35 | 70 | 55 | 210653359
TRANE | 4TWL9036A1 | 4PX*CU42BS3 | L8V1C100U5VSA+RP | 37200 | 34000 | 17 | 11.7 | 8.7 | 2.33 | 69 | 54 | 210653355
TRANE | 4TWL9036A1 | 4PX*CD42BS3+HORIZ-RT | *UD2C100ACV5 | 37600 | 34200 | 17 | 11.7 | 8.2 | 2.16 | 70 | 54 | 210653344
TRANE | 4TWL9036A1 | 4PX*CD60BS3 | S9V2C100D4PSB+RP | 37200 | 33000 | 17.5 | 12 | 8.5 | 2.29 | 70 | 55 | 210653345
TRANE | 4TWL9036A1 | 4PX*CD42BS3+HORIZ-RT | *UD2C080ACV4 | 37400 | 33800 | 17.5 | 11.7 | 8.2 | 2.17 | 70 | 54 | 210653343
TRANE | 4TWL9036A1 | 4PX*CD42BS3 | S9V2C100D4VSA+RP | 37000 | 34000 | 17 | 12 | 8.2 | 2.17 | 69 | 54 | 210653342
TRANE | 4TWL9036A1 | 4PX*BU48BS3 | S9V2B080U4PSB+RP | 36400 | 33600 | 17.5 | 11.7 | 8.7 | 2.3 | 70 | 55 | 210653339
TRANE | 4TWL9024A1 | 4TXCB003DS3 | *DD2B060A9V3+RP | 21400 | 20000 | 15.5 | 11.7 | 8.7 | 2.22 | 68 | 53 | 210649454
TRANE | 4TWL9024A1 | 4TXCB003DS3 | *UD2B080A9V3+RP | 22800 | 21000 | 16.5 | 12 | 8.7 | 2.28 | 67 | 52 | 210649453
TRANE | 4TWL9024A1 | 4PX*BU42BS3 | *UD2B080A9V3+RP | 23400 | 20000 | 17 | 12.5 | 8.5 | 2.32 | 68 | 54 | 210649451
AMERICAN STANDARD | 4A6L5030N1 | 4TXFH036CZ3 | S8X2A040M3PSC | 29400 | 26600 | 15.2 | 12 | 8.1 | 2.19 | 67 | 53 | 210532765
AMERICAN STANDARD | 4A6L5030N1 | 4TXFH036CZ3 | S9X2B080U4PSB | 29400 | 26600 | 15.2 | 12 | 8.1 | 2.2 | 67 | 53 | 210532769
AMERICAN STANDARD | 4A6L5030N1 | 4TXFH036CZ3 | S9V2B040U3PSB | 29200 | 26400 | 15.2 | 12 | 8.1 | 2.19 | 67 | 53 | 210532770
AMERICAN STANDARD | 4A6L5030N1 | 4TXFH036CZ3 | S9X2B060U4PSB | 29400 | 26600 | 15.2 | 12 | 8.1 | 2.19 | 67 | 53 | 210532771
AMERICAN STANDARD | 4A6L5030N1 | 4TXFH041CC3 | S9V2B080U4PSB | 29400 | 28400 | 15.2 | 12 | 8.1 | 2.14 | 66 | 51 | 210532772
AMERICAN STANDARD | 4A6L5030N1 | 4TXFH041CC3 | S9V2B060U4PSB | 29200 | 28400 | 15.2 | 12 | 8.1 | 2.14 | 66 | 51 | 210532773
AMERICAN STANDARD | 4A6L5030N1 | 4TXFH041CC3 | S9V2B060U3VSA | 29000 | 28400 | 15.2 | 12 | 8.1 | 2.13 | 66 | 51 | 210532774
AMERICAN STANDARD | 4A6L5030N1 | 4TXFH041CC3 | S9V2B040U3VSA | 29000 | 28400 | 15.2 | 12 | 8.1 | 2.14 | 66 | 51 | 210532775
AMERICAN STANDARD | 4A6L5030N1 | 4TXFH041CC3 | S8X2A040M3PSC | 29200 | 28400 | 15.2 | 12 | 8.1 | 2.13 | 66 | 51 | 210532777
AMERICAN STANDARD | 4A6L5030N1 | 4TXFH041CC3 | S9V2B040U3PSB | 29000 | 28400 | 15.2 | 12 | 8.1 | 2.14 | 66 | 51 | 210532776
AMERICAN STANDARD | 4A6L5030N1 | 4TXFH041CC3 | S9V2C100U4VSA | 29600 | 28400 | 15.2 | 12 | 8.1 | 2.14 | 66 | 51 | 210532778
AMERICAN STANDARD | 4A6L5030N1 | 4TXFH041CC3 | S9X2C080U5PSB | 30000 | 28600 | 15.2 | 12 | 8.1 | 2.13 | 66 | 51 | 210532780
AMERICAN STANDARD | 4A6L5030N1 | 4TXFH041CC3 | S9V2C100U5PSB | 29600 | 28400 | 16 | 12 | 8.1 | 2.15 | 66 | 51 | 210532781
AMERICAN STANDARD | 4A6L5030N1 | 4TXFH041CC3 | S9X1B060D3PSB | 29000 | 28400 | 15.2 | 12 | 8.1 | 2.14 | 66 | 51 | 210532783
AMERICAN STANDARD | 4A6L5030N1 | 4TXFH041CC3 | S9X1B040U3PSB | 28800 | 28200 | 15.2 | 12 | 8.1 | 2.14 | 66 | 51 | 210532782
AMERICAN STANDARD | 4A6L5030N1 | 4TXFH041CC3 | S9X1B060U4PSB | 29200 | 28400 | 15.2 | 12 | 8.1 | 2.13 | 66 | 51 | 210532784
AMERICAN STANDARD | 4A6L5030N1 | 4TXFH041CC3 | S9X1B080U4PSB | 29200 | 28400 | 15.2 | 12 | 8.1 | 2.14 | 66 | 51 | 210532786
AMERICAN STANDARD | 4A6L5030N1 | 4TXFH041CC3 | S9X1B080D4PSB | 29000 | 28400 | 15.2 | 12 | 8.1 | 2.13 | 66 | 51 | 210532785
AMERICAN STANDARD | 4A6L5030N1 | 4TXFH041CC3 | S9X1C080U5PSB | 30000 | 28600 | 15.2 | 12 | 8.1 | 2.13 | 66 | 51 | 210532787
AMERICAN STANDARD | 4A6L5030N1 | 4TXFH041CC3 | S9X2B040U3PSB | 28800 | 28200 | 15.2 | 12 | 8.1 | 2.14 | 66 | 51 | 210532789
AMERICAN STANDARD | 4A6L5030N1 | 4TXFH041CC3 | S9X2B080U4PSB | 29200 | 28400 | 15.2 | 12 | 8.1 | 2.14 | 66 | 51 | 210532791
AMERICAN STANDARD | 4A6L5030N1 | 4TXFH041CC3 | S9X2B060U4PSB | 29200 | 28400 | 15.2 | 12 | 8.1 | 2.13 | 66 | 51 | 210532790
AMERICAN STANDARD | 4A6L9036A1 | 4PX*CD42BS3+HORIZ-RT | *UD2C080A9V4+RP | 37000 | 34200 | 17 | 11.7 | 8.2 | 2.15 | 69 | 54 | 210649600
AMERICAN STANDARD | 4A6L9024A1 | 4PX*BU30BS3 | *UD2B060A9V3+RP | 23000 | 21000 | 17 | 12 | 8.7 | 2.3 | 67 | 52 | 210649565
AMERICAN STANDARD | 4A6L9024A1 | 4TXCB003DS3 | *DD2B080A9V3+RP | 21200 | 19500 | 16 | 11.7 | 8.7 | 2.23 | 68 | 54 | 210649574
AMERICAN STANDARD | 4A6L9024A1 | 4TXCB003DS3 | *DD2B060A9V3+RP | 21400 | 20000 | 15.5 | 11.7 | 8.7 | 2.22 | 68 | 53 | 210649573
AMERICAN STANDARD | 4A6L9036A1 | 4PX*BD42BS3 | *DD2B080A9V3+RP | 36400 | 34000 | 17 | 11.7 | 8.2 | 2.13 | 69 | 54 | 210649580
AMERICAN STANDARD | 4A6L9036A1 | 4PX*BD42BS3 | *DD2B060A9V3+RP | 36200 | 33800 | 16.5 | 11.7 | 8.1 | 2.14 | 69 | 54 | 210649579
AMERICAN STANDARD | 4A6L9024A1 | 4TXCB003DS3 | *UD2B060A9V3+RP | 23000 | 21000 | 17 | 12 | 8.7 | 2.27 | 67 | 52 | 210649571
AMERICAN STANDARD | 4A6L9024A1 | 4PX*BU42BS3 | *UD2B060A9V3+RP | 23400 | 20000 | 17.5 | 12.5 | 8.5 | 2.32 | 68 | 54 | 210649569
AMERICAN STANDARD | 4A6L9024A1 | 4PX*BU42BS3 | *UD2B080A9V3+RP | 23400 | 20000 | 17 | 12.5 | 8.5 | 2.32 | 68 | 54 | 210649570
AMERICAN STANDARD | 4A6L9024A1 | 4TXCB003DS3 | *UD2B080A9V3+RP | 22800 | 21000 | 16.5 | 12 | 8.7 | 2.28 | 67 | 52 | 210649572
AMERICAN STANDARD | 4A6L9024A1 | 4PX*BU30BS3 | *DD2B080A9V3+RP | 21200 | 19500 | 16 | 11.7 | 8.7 | 2.23 | 68 | 54 | 210649568
AMERICAN STANDARD | 4A6L9024A1 | 4PX*BU30BS3 | *UD2B080A9V3+RP | 22800 | 21000 | 16.5 | 12 | 8.7 | 2.3 | 67 | 52 | 210649566
AMERICAN STANDARD | 4A6L9024A1 | 4PX*BU30BS3 | *DD2B060A9V3+RP | 21400 | 20000 | 15.5 | 11.7 | 8.7 | 2.23 | 68 | 53 | 210649567
AMERICAN STANDARD | 4A6L9024A1 | 4PX*BU24BS3 | *UD2B060A9V3+RP | 22600 | 21800 | 16 | 11.7 | 8.1 | 1.99 | 66 | 51 | 210649562
AMERICAN STANDARD | 4A6L9024A1 | 4PX*BD36BS3+HORIZ-RT | *UD2B060A9V3+RP | 23400 | 20400 | 17 | 12 | 8.2 | 2.22 | 67 | 53 | 210649559
AMERICAN STANDARD | 4A6L9024A1 | 4PX*BD36BS3+HORIZ-RT | *UD2B080A9V3+RP | 22800 | 20000 | 17.5 | 12 | 8.2 | 2.24 | 67 | 53 | 210649560
AMERICAN STANDARD | 4A6L9024A1 | 4PX*BD36BS3 | *DD2B060A9V3+RP | 23000 | 20000 | 17.5 | 12.5 | 8.5 | 2.26 | 67 | 53 | 210649557
AMERICAN STANDARD | 4A6L9024A1 | 4PX*BU24BS3 | *UD2B080A9V3+RP | 22400 | 21400 | 16 | 11.7 | 8.1 | 1.99 | 67 | 52 | 210649561
AMERICAN STANDARD | 4A6L9024A1 | 4PX*BD36BS3 | *DD2B080A9V3+RP | 23000 | 20000 | 18 | 12.5 | 8.5 | 2.26 | 67 | 53 | 210649558
AMERICAN STANDARD | 4A6L9024A1 | 4PX*BD30BS3+HORIZ-RT | *UD2B080A9V3+RP | 22600 | 21000 | 17 | 12 | 8.5 | 2.24 | 67 | 52 | 210649556
AMERICAN STANDARD | 4A6L9024A1 | 4PX*BD30BS3 | *DD2B060A9V3+RP | 22600 | 20600 | 17.5 | 12 | 8.7 | 2.26 | 67 | 53 | 210649554
AMERICAN STANDARD | 4A6L9024A1 | 4PX*BD30BS3+HORIZ-RT | *UD2B060A9V3+RP | 22800 | 21200 | 17 | 12 | 8.5 | 2.23 | 66 | 51 | 210649555
AMERICAN STANDARD | 4A6L9024A1 | 4PX*BD30BS3 | *DD2B080A9V3+RP | 22400 | 20800 | 17.5 | 12 | 8.7 | 2.27 | 66 | 51 | 210649553
TRANE | 4TWL9036A1 | 4TXCD010DS3 | *UD2D120A9V5+RP | 37800 | 33600 | 18 | 11.7 | 8.5 | 2.32 | 70 | 55 | 210649538
TRANE | 4TWL9036A1 | 4TXCD008DS3 | *UD2D120A9V5+RP | 37200 | 34000 | 17.5 | 11.7 | 8.5 | 2.32 | 69 | 55 | 210649536
TRANE | 4TWL9036A1 | 4TXCC009DS3 | *UD2C100A9V5+RP | 37200 | 33400 | 17.5 | 11.7 | 8.7 | 2.31 | 69 | 55 | 210649534
TRANE | 4TWL9036A1 | 4TXCC009DS3 | *UD2C100B9V5+RP | 37000 | 33200 | 17.5 | 11.7 | 8.7 | 2.33 | 70 | 55 | 210649535
TRANE | 4TWL9036A1 | 4TXCC009DS3 | *UD2C080B9V4+RP | 37000 | 33200 | 17.5 | 11.7 | 8.7 | 2.32 | 70 | 55 | 210649533
TRANE | 4TWL9036A1 | 4TXCC007DS3 | *UD2C080B9V4+RP | 36600 | 33600 | 17 | 11.7 | 8.7 | 2.33 | 68 | 55 | 210649528
TRANE | 4TWL9036A1 | 4TXCC007DS3 | *UD2C100B9V5+RP | 36400 | 33600 | 17 | 11.7 | 8.7 | 2.33 | 69 | 55 | 210649530
TRANE | 4TWL9036A1 | 4TXCC007DS3 | *UD2C080A9V4+RP | 36600 | 33800 | 17 | 11.7 | 8.5 | 2.31 | 69 | 55 | 210649529
TRANE | 4TWV0X36A1 | 4PX*BU48BS3 | S9V2B080D4VSA+RP | 33200 | 31200 | 18.5 | 11.7 | 8.5 | 1.81 | 82 | 64 | 210653490
TRANE | 4TWV0X36A1 | 4PX*CD42BS3 | *DHMC100ACV4 | 35800 | 31200 | 20 | 12.7 | 8.2 | 1.75 | 84 | 65 | 210653491
TRANE | 4TWV0X36A1 | 4PX*BU42BS3 | L8V1A040U3VSA+RP | 33800 | 31600 | 19.5 | 12 | 8.2 | 1.76 | 82 | 63 | 210653487
TRANE | 4TWV0X36A1 | 4PX*BU42BS3 | L8V1A060U3VSA+RP | 34000 | 31600 | 19.5 | 12 | 8.2 | 1.77 | 82 | 63 | 210653486
TRANE | 4TWV0X36A1 | 4PX*BU42BS3 | L8V1B080U4VSA+RP | 35400 | 32800 | 20 | 12 | 8.5 | 1.79 | 83 | 63 | 210653485
TRANE | 4TWV0X36A1 | 4PX*BU42BS3 | S9V2B040U3PSB+RP | 35400 | 32800 | 20 | 12 | 8.5 | 1.81 | 81 | 62 | 210653484
TRANE | 4TWV0X36A1 | 4PX*BU42BS3 | S9V2B040U3VSA+RP | 35400 | 32800 | 20 | 12 | 8.5 | 1.81 | 81 | 62 | 210653483
TRANE | 4TWV0X36A1 | 4PX*BU42BS3 | S9V2B060U3PSB+RP | 35200 | 32600 | 20.5 | 12 | 8.5 | 1.81 | 82 | 62 | 210653482
TRANE | 4TWV0X36A1 | 4PX*BU42BS3 | S9V2B060U3VSA+RP | 35200 | 32600 | 20.5 | 12 | 8.5 | 1.81 | 82 | 62 | 210653481
TRANE | 4TWV0X36A1 | 4PX*BU42BS3 | S9V2B080U4PSB+RP | 35400 | 32600 | 20 | 12.5 | 8.5 | 1.82 | 82 | 62 | 210653480
TRANE | 4TWV0X36A1 | 4PX*BU42BS3 | S9V2B080U4VSA+RP | 35400 | 32600 | 20 | 12.5 | 8.5 | 1.82 | 82 | 62 | 210653479
TRANE | 4TWV0X36A1 | 4PX*BU42BS3 | *UHMB080ACV3 | 35600 | 32600 | 20.5 | 12.5 | 8.5 | 1.81 | 82 | 63 | 210653478
TRANE | 4TWV0X36A1 | 4PX*BU42BS3 | *UHMB060ACV3 | 35400 | 32800 | 20 | 12.5 | 8.5 | 1.83 | 81 | 62 | 210653477
TRANE | 4TWV0X36A1 | 4PX*BU36BS3 | S9V2B060U3PSB+RP | 34200 | 31400 | 20 | 12 | 8.2 | 1.8 | 83 | 64 | 210653470
TRANE | 4TWV0X36A1 | 4PX*BU36BS3 | S9V2B040U3PSB+RP | 34400 | 31600 | 20 | 12 | 8.5 | 1.8 | 83 | 65 | 210653469
TRANE | 4TWV0X36A1 | 4PX*BU36BS3 | L8V1B080U4VSA+RP | 34200 | 31600 | 19.5 | 12 | 8.2 | 1.77 | 85 | 66 | 210653468
TRANE | 4TWV0X36A1 | 4PX*BU36BS3 | L8V1A060U3VSA+RP | 33000 | 30400 | 19 | 12 | 8.1 | 1.75 | 83 | 65 | 210653467
TRANE | 4TWV0X24A1 | 4TXCB004DS3 | L8V1A040U3VSA+RP | 23000 | 19800 | 17.5 | 12 | 8.2 | 1.83 | 84 | 64 | 210653461
TRANE | 4TWV0X24A1 | 4TXCB004DS3 | L8V1A060U3VSA+RP | 23000 | 19800 | 18 | 12 | 8.2 | 1.83 | 83 | 64 | 210653462
TRANE | 4TWV0X24A1 | 4TXCB003DS3 | *UHMB080ACV3 | 23800 | 21800 | 19.5 | 12.7 | 8.2 | 1.76 | 81 | 60 | 210653459
TRANE | 4TWV0X24A1 | 4TXCB003DS3 | S9V2B040U3PSB+RP | 23800 | 22000 | 19 | 12 | 8.2 | 1.76 | 81 | 61 | 210653455
TRANE | 4TWV0X24A1 | 4TXCB003DS3 | S9V2B040U3VSA+RP | 23800 | 22000 | 19 | 12 | 8.2 | 1.76 | 81 | 61 | 210653452
TRANE | 4TWV0X24A1 | 4PX*BU36BS3 | L8V1A060U3VSA+RP | 23000 | 19800 | 18 | 12 | 8.2 | 1.83 | 83 | 63 | 210653450
TRANE | 4TWL9048A1 | 4TXCD010DS3 | S9V2C100U4VSA+RP | 47000 | 42000 | 19 | 11.7 | 8.7 | 2.21 | 73 | 59 | 210653435
TRANE | 4TWL9048A1 | 4TXCD010DS3 | S9V2D120U5VSA+RP | 49000 | 43000 | 18 | 12 | 9 | 2.3 | 74 | 59 | 210653434
TRANE | 4TWL9048A1 | 4TXCD008DS3 | S9V2C100U4VSA+RP | 46000 | 42500 | 19 | 11.7 | 8.7 | 2.2 | 73 | 59 | 210653433
TRANE | 4TWL9048A1 | 4TXCD008DS3 | S9V2D120U5VSA+RP | 47500 | 44000 | 18 | 11.7 | 9 | 2.27 | 73 | 58 | 210653432
TRANE | 4TWL9048A1 | 4TXCC009DS3 | S9V2C100U4VSA+RP | 48500 | 43500 | 19 | 11.7 | 8.7 | 2.27 | 73 | 59 | 210653430
TRANE | 4TWL9048A1 | 4PX*DU60BS3 | S9V2C100U4VSA+RP | 47000 | 42000 | 19 | 11.7 | 8.7 | 2.21 | 73 | 59 | 210653417
TRANE | 4TWL9048A1 | 4PX*DU60BS3 | S9V2D120U5VSA+RP | 49000 | 43000 | 18 | 12 | 9 | 2.3 | 73 | 59 | 210653418
TRANE | 4TWL9048A1 | 4PX*DU48BS3 | S9V2C100U4VSA+RP | 46000 | 42500 | 19 | 11.7 | 8.7 | 2.19 | 74 | 59 | 210653416
TRANE | 4TWL9048A1 | 4PX*DU48BS3 | S9V2D120U5VSA+RP | 47500 | 44000 | 18 | 11.7 | 9 | 2.28 | 73 | 58 | 210653415
TRANE | 4TWL9036A1 | 4PX*DU60BS3 | *UD2D120A9V5+RP | 37800 | 33600 | 18 | 11.7 | 8.7 | 2.32 | 70 | 55 | 210649513
TRANE | 4TWL9036A1 | 4PX*DD60BS3+HORIZ-RT | *UD2D120A9V5+RP | 37000 | 33600 | 17.5 | 11.7 | 8.7 | 2.28 | 70 | 55 | 210649510
TRANE | 4TWL9036A1 | 4PX*DU48BS3 | *UD2D120A9V5+RP | 37200 | 34000 | 17.5 | 11.7 | 8.5 | 2.31 | 69 | 55 | 210649511
TRANE | 4TWL9036A1 | 4PX*DD60BS3 | *DD2D120A9V5+RP | 37000 | 33400 | 17.5 | 11.7 | 8.7 | 2.3 | 69 | 55 | 210649509
TRANE | 4TWL9036A1 | 4PX*CU60BS3 | *UD2C100B9V5+RP | 37000 | 33200 | 17.5 | 11.7 | 8.7 | 2.33 | 70 | 55 | 210649508
TRANE | 4TWL9036A1 | 4PX*CU60BS3 | *UD2C100A9V5+RP | 37200 | 33400 | 17.5 | 11.7 | 8.7 | 2.31 | 69 | 55 | 210649507
TRANE | 4TWL9036A1 | 4PX*CU60BS3 | *UD2C080B9V4+RP | 37000 | 33200 | 17.5 | 11.7 | 8.7 | 2.32 | 70 | 55 | 210649506
TRANE | 4TWL9036A1 | 4PX*CU48BS3 | *UD2C100B9V5+RP | 36400 | 33600 | 17 | 11.7 | 8.7 | 2.32 | 70 | 55 | 210649503
TRANE | 4TWL9036A1 | 4PX*CU48BS3 | *UD2C080A9V4+RP | 36600 | 33800 | 17 | 11.7 | 8.5 | 2.31 | 69 | 55 | 210649502
TRANE | 4TWL9036A1 | 4PX*CU48BS3 | *UD2C080B9V4+RP | 36600 | 33600 | 17 | 11.7 | 8.7 | 2.32 | 70 | 55 | 210649501
TRANE | 4TWL9036A1 | 4PX*CU42BS3 | *UD2C100B9V5+RP | 36400 | 34200 | 16.5 | 11.7 | 8.7 | 2.3 | 69 | 54 | 210649498
TRANE | 4TWL9036A1 | 4PX*CU42BS3 | *UD2C100A9V5+RP | 36200 | 34000 | 16.5 | 11.7 | 8.7 | 2.3 | 69 | 54 | 210649497
TRANE | 4TWL9036A1 | 4PX*CU42BS3 | *UD2C080B9V4+RP | 36400 | 34200 | 16.5 | 11.7 | 8.7 | 2.3 | 69 | 54 | 210649496
TRANE | 4TWL9036A1 | 4PX*CU42BS3 | *UD2C080A9V4+RP | 36600 | 34200 | 16.5 | 11.7 | 8.7 | 2.29 | 69 | 54 | 210649495
TRANE | 4TWL9036A1 | 4PX*CD60BS3+HORIZ-RT | *UD2C080B9V4+RP | 37000 | 33200 | 17.5 | 11.7 | 8.5 | 2.27 | 69 | 55 | 210649489
TRANE | 4TWL9036A1 | 4PX*CD60BS3+HORIZ-RT | *UD2C100A9V5+RP | 37200 | 33400 | 17.5 | 11.7 | 8.5 | 2.25 | 69 | 55 | 210649488
TRANE | 4TWL9036A1 | 4PX*CD60BS3+HORIZ-RT | *UD2C100B9V5+RP | 37000 | 33200 | 17.5 | 11.7 | 8.5 | 2.27 | 69 | 55 | 210649487
TRANE | 4TWL9036A1 | 4PX*CD60BS3+HORIZ-RT | *UD2C080A9V4+RP | 37200 | 33400 | 17.5 | 11.7 | 8.5 | 2.26 | 69 | 55 | 210649486
TRANE | 4TWL9036A1 | 4PX*CD60BS3 | *DD2C100A9V5+RP | 37200 | 33200 | 17.5 | 12 | 8.5 | 2.26 | 69 | 56 | 210649485
TRANE | 4TWL9036A1 | 4PX*CD42BS3+HORIZ-RT | *UD2C100B9V5+RP | 36800 | 34000 | 17 | 11.7 | 8.2 | 2.16 | 69 | 54 | 210649484
TRANE | 4TWL9036A1 | 4PX*CD42BS3+HORIZ-RT | *UD2C100A9V5+RP | 37000 | 34200 | 17 | 11.7 | 8.2 | 2.14 | 69 | 55 | 210649483
TRANE | 4TWL9036A1 | 4PX*CD42BS3+HORIZ-RT | *UD2C080B9V4+RP | 36800 | 34000 | 17 | 11.7 | 8.2 | 2.16 | 69 | 54 | 210649482
TRANE | 4TWL9036A1 | 4PX*CD42BS3+HORIZ-RT | *UD2C080A9V4+RP | 37000 | 34200 | 17 | 11.7 | 8.2 | 2.15 | 69 | 54 | 210649481
TRANE | 4TWL9036A1 | 4PX*CD42BS3 | *DD2C100A9V5+RP | 37000 | 34000 | 17 | 12 | 8.2 | 2.17 | 69 | 54 | 210649480
TRANE | 4TWL9024A1 | 4TXCB003DS3 | *UD2B060A9V3+RP | 23000 | 21000 | 17 | 12 | 8.7 | 2.27 | 67 | 52 | 210649452
TRANE | 4TWL9024A1 | 4PX*BU42BS3 | *UD2B060A9V3+RP | 23400 | 20000 | 17.5 | 12.5 | 8.5 | 2.32 | 68 | 54 | 210649450
TRANE | 4TWL9024A1 | 4PX*BU30BS3 | *DD2B080A9V3+RP | 21200 | 19500 | 16 | 11.7 | 8.7 | 2.23 | 68 | 54 | 210649449
TRANE | 4TWL9024A1 | 4PX*BU30BS3 | *UD2B080A9V3+RP | 22800 | 21000 | 16.5 | 12 | 8.7 | 2.3 | 67 | 52 | 210649447
TRANE | 4TWL9024A1 | 4PX*BU30BS3 | *DD2B060A9V3+RP | 21400 | 20000 | 15.5 | 11.7 | 8.7 | 2.23 | 68 | 53 | 210649448
TRANE | 4TWL9024A1 | 4PX*BU30BS3 | *UD2B060A9V3+RP | 23000 | 21000 | 17 | 12 | 8.7 | 2.3 | 67 | 52 | 210649446
TRANE | 4TWL9036A1 | 4PX*BD42BS3 | *DD2B080A9V3+RP | 36400 | 34000 | 17 | 11.7 | 8.2 | 2.13 | 69 | 54 | 210649461
TRANE | 4TWL9036A1 | 4PX*BD42BS3 | *DD2B060A9V3+RP | 36200 | 33800 | 16.5 | 11.7 | 8.1 | 2.14 | 69 | 54 | 210649460
TRANE | 4TWL9024A1 | 4TXCB003DS3 | *DD2B080A9V3+RP | 21200 | 19500 | 16 | 11.7 | 8.7 | 2.23 | 68 | 54 | 210649455
TRANE | 4TWL9036A1 | 4PX*CD36BS3 | *DD2C100A9V5+RP | 35000 | 34200 | 17 | 11.7 | 8.2 | 2.15 | 68 | 54 | 210649475
TRANE | 4TWV0X48A1 | 4TXCD008DS3 | S9V2D120U5PSB+RP | 46000 | 42500 | 19 | 11.7 | 8.5 | 1.77 | 86 | 67 | 210653561
TRANE | 4TWV0X48A1 | 4TXCD010DS3 | L8V1C100U5VSA+RP | 45500 | 41000 | 19.5 | 11.7 | 8.2 | 1.77 | 85 | 66 | 210653563
TRANE | 4TWV0X48A1 | 4TXCD010DS3 | S9V2C080U5PSB+RP | 45500 | 41000 | 19 | 11.7 | 8.2 | 1.75 | 86 | 67 | 210653562
TRANE | 4TWV0X48A1 | 4TXCD008DS3 | *UHMD120ACV5 | 45500 | 42500 | 19.5 | 11.7 | 8.2 | 1.77 | 86 | 66 | 210653556
TRANE | 4TWV0X48A1 | 4TXCD008DS3 | S9V2D120U5VSA+RP | 46000 | 42500 | 19 | 11.7 | 8.5 | 1.77 | 86 | 67 | 210653554
TRANE | 4TWV0X48A1 | 4TXCC009DS3 | S9V2C080U5PSB+RP | 46500 | 42000 | 19.5 | 11.7 | 8.5 | 1.8 | 87 | 68 | 210653553
TRANE | 4TWV0X48A1 | 4PX*DU60BS3 | S9V2C080U5PSB+RP | 45500 | 41000 | 19 | 11.7 | 8.2 | 1.75 | 86 | 67 | 210653542
TRANE | 4TWV0X48A1 | 4PX*DU60BS3 | S9V2D120U5PSB+RP | 47000 | 42000 | 19.5 | 11.7 | 8.5 | 1.82 | 86 | 67 | 210653544
TRANE | 4TWV0X48A1 | 4PX*DU60BS3 | S9V2C100U4PSB+RP | 45000 | 41000 | 19 | 11.7 | 8.2 | 1.75 | 86 | 67 | 210653543
TRANE | 4TWV0X48A1 | 4PX*DU60BS3 | L8V1C100U5VSA+RP | 45500 | 41000 | 19.5 | 11.7 | 8.2 | 1.77 | 85 | 66 | 210653541
TRANE | 4TWV0X48A1 | 4PX*DU48BS3 | S9V2D120U5PSB+RP | 46000 | 42500 | 19 | 11.7 | 8.5 | 1.77 | 86 | 67 | 210653539
TRANE | 4TWV0X48A1 | 4PX*DU48BS3 | S9V2D120U5VSA+RP | 46000 | 42500 | 19 | 11.7 | 8.5 | 1.77 | 86 | 67 | 210653540
TRANE | 4TWV0X36A1 | 4TXCB004DS3 | L8V1A060U3VSA+RP | 33000 | 30400 | 19 | 12 | 8.1 | 1.75 | 83 | 65 | 210653501
TRANE | 4TWV0X36A1 | 4TXCB004DS3 | L8V1B080U4VSA+RP | 34200 | 31600 | 19.5 | 12 | 8.2 | 1.78 | 85 | 66 | 210653500
TRANE | 4TWV0X36A1 | 4PX*CU48BS3 | *DHMC100ACV4 | 33200 | 31200 | 18.5 | 11.7 | 8.5 | 1.8 | 83 | 64 | 210653498
TRANE | 4TWV0X36A1 | 4PX*CU42BS3 | S9V2C100D4VSA+RP | 33800 | 31200 | 19 | 12 | 8.2 | 1.78 | 82 | 64 | 210653497
TRANE | 4TWV0X36A1 | 4PX*CU48BS3 | S9V2C100D4VSA+RP | 33200 | 31000 | 19 | 11.7 | 8.5 | 1.83 | 83 | 64 | 210653499
TRANE | 4TWV0X36A1 | 4PX*CU42BS3 | S9V2C100D4PSB+RP | 33800 | 31200 | 19 | 12 | 8.2 | 1.78 | 82 | 64 | 210653496
TRANE | 4TWV0X36A1 | 4PX*CU42BS3 | S9V2C100U4VSA+RP | 35600 | 32600 | 20.5 | 12.7 | 8.7 | 1.84 | 81 | 62 | 210653495
TRANE | 4TWV0X36A1 | 4PX*CU36BS3 | S9V2C100U4PSB+RP | 34400 | 31400 | 20 | 12 | 8.5 | 1.83 | 82 | 64 | 210653493
TRANE | 4TWV0X36A1 | 4PX*CU42BS3 | S9V2C100U4PSB+RP | 35600 | 32600 | 20.5 | 12.7 | 8.7 | 1.84 | 81 | 62 | 210653494
TRANE | 4TWV0X36A1 | 4PX*CD42BS3 | S9V2C100D4VSA+RP | 35800 | 31200 | 20.5 | 12.7 | 8.2 | 1.76 | 83 | 64 | 210653492
TRANE | 4TWV8X24A1 | 4PX*BU36BS3 | L8V1A060U3VSA+RP | 23000 | 19800 | 18 | 12 | 8.2 | 1.83 | 83 | 63 | 210653580
AMERISTAR | A4HP5024D1 | A4AH6E31A1B3 |  | 23600 | 22800 | 15.2 | 12 | 8.1 | 2.17 | 64 | 49 | 210416065
RUNTRU | A4HP5024D1 | A4AH6E31A1B3 |  | 23600 | 22800 | 15.2 | 12 | 8.1 | 2.17 | 64 | 49 | 210416059
AMERISTAR | A4HP5024D1 | A4AH5E31A1B3 |  | 23600 | 22800 | 15.2 | 12 | 8.1 | 2.17 | 64 | 49 | 210367493
RUNTRU | A4HP5024D1 | A4AH5E31A1B3 |  | 23600 | 22800 | 15.2 | 12 | 8.1 | 2.17 | 64 | 49 | 210367486
TRANE | 4TWV8X48A1 | 4PX*CU42BS3 | S9V2C100U5PSB+RP | 46000 | 44500 | 18 | 11.7 | 8.5 | 1.8 | 85 | 66 | 210653666
TRANE | 4TWV8X48A1 | 4PX*CD60BS3 | S9V2C100D4PSB+RP | 46500 | 43000 | 18 | 11.7 | 8.5 | 1.78 | 86 | 67 | 210653661
TRANE | 4TWV8X36A1 | 4TXCB006DS3 | L8V1B080U4VSA+RP | 35000 | 31600 | 18 | 12 | 8.2 | 1.84 | 84 | 66 | 210653649
TRANE | 4TWV8X36A1 | 4PX*CU48BS3 | S9V2C100U4PSB+RP | 35200 | 31400 | 18 | 12 | 8.5 | 1.87 | 83 | 65 | 210653634
TRANE | 4TWV8X36A1 | 4PX*CU42BS3 | S9V2C100U4VSA+RP | 35200 | 32000 | 18 | 12 | 8.5 | 1.85 | 82 | 64 | 210653631
TRANE | 4TWV8X36A1 | 4PX*CU42BS3 | S9V2C100U4PSB+RP | 35200 | 32000 | 18 | 12 | 8.5 | 1.85 | 82 | 64 | 210653630
TRANE | 4TWV8X36A1 | 4PX*CU36BS3 | S9V2C100U4PSB+RP | 34200 | 31000 | 18 | 11.7 | 8.2 | 1.83 | 83 | 65 | 210653628
TRANE | 4TWV8X36A1 | 4PX*BU42BS3 | S9V2B060U3PSB+RP | 34800 | 32200 | 18 | 11.7 | 8.2 | 1.82 | 82 | 64 | 210653614
TRANE | 4TWV8X36A1 | 4PX*BU42BS3 | *UHMB080ACV3 | 35200 | 32000 | 18 | 12 | 8.2 | 1.83 | 83 | 64 | 210653618
TRANE | 4TWV8X36A1 | 4PX*BU42BS3 | L8V1B080U4VSA+RP | 35000 | 32200 | 18 | 12 | 8.2 | 1.82 | 83 | 65 | 210653616
TRANE | 4TWV8X24A1 | 4TXCB004DS3 | L8V1A040U3VSA+RP | 23000 | 19800 | 17.5 | 12 | 8.2 | 1.83 | 84 | 64 | 210653594
TRANE | 4TWV8X36A1 | 4PX*BU42BS3 | *UHMB060ACV3 | 35200 | 32000 | 18 | 12 | 8.2 | 1.84 | 83 | 64 | 210653611
TRANE | 4TWV8X36A1 | 4PX*BU42BS3 | S9V2B080U4VSA+RP | 35000 | 32200 | 18 | 12 | 8.2 | 1.83 | 82 | 64 | 210653617
TRANE | 4TWV8X36A1 | 4PX*BU42BS3 | S9V2B040U3PSB+RP | 35200 | 32200 | 18 | 12 | 8.2 | 1.82 | 82 | 64 | 210653612
TRANE | 4TWV8X36A1 | 4PX*BU42BS3 | S9V2B060U3VSA+RP | 34800 | 32200 | 18 | 11.7 | 8.2 | 1.82 | 82 | 64 | 210653615
TRANE | 4TWV8X36A1 | 4PX*BU42BS3 | S9V2B040U3VSA+RP | 35200 | 32200 | 18 | 12 | 8.2 | 1.82 | 82 | 64 | 210653613
TRANE | 4TWV8X24A1 | 4TXCB003DS3 | S9V2B040U3VSA+RP | 23800 | 22000 | 18 | 12 | 8.2 | 1.76 | 81 | 61 | 210653591
TRANE | 4TWV8X24A1 | 4TXCB003DS3 | S9V2B040U3PSB+RP | 23800 | 22000 | 18 | 12 | 8.2 | 1.76 | 81 | 61 | 210653590
TRANE | 4TWV8X24A1 | 4TXCB003DS3 | *UHMB080ACV3 | 22800 | 21800 | 18 | 12 | 8.2 | 1.76 | 81 | 60 | 210653586
TRANE | 4TWL5030N1 | 4TXCC005DS3 | *UD2C100B9V5 | 29800 | 27200 | 15.2 | 12 | 8.1 | 2.18 | 67 | 53 | 210533690
TRANE | 4TWL5030N1 | 4TXCC005DS3 | *UD2C080A9V4 | 29800 | 27200 | 15.2 | 12 | 8.1 | 2.18 | 67 | 52 | 210533688
TRANE | 4TWL5030N1 | 4TXCC005DS3 | *UD2C080B9V4 | 29800 | 27200 | 15.2 | 12 | 8.1 | 2.16 | 67 | 53 | 210533687
TRANE | 4TWL5030N1 | 4TXCC005DS3 | *UD2C100A9V5 | 30000 | 27400 | 15.2 | 12 | 8.1 | 2.16 | 67 | 53 | 210533686
TRANE | 4TWL5030N1 | 4TXCB006DS3 | *UD2B060A9V3 | 29600 | 27400 | 15.2 | 12 | 8.1 | 2.22 | 67 | 52 | 210533685
TRANE | 4TWL5030N1 | 4TXCB006DS3 | *UD2B080A9V3 | 29800 | 27600 | 15.2 | 12 | 8.1 | 2.21 | 66 | 51 | 210533684
TRANE | 4TWL5030N1 | 4TXCB003DS3 | *UD2B080A9V3 | 28400 | 29600 | 15.2 | 12 | 8.1 | 2.12 | 65 | 50 | 210533677
TRANE | 4TWL5030N1 | 4PX*CU42BS3 | *UD2C100B9V5 | 30600 | 28200 | 16 | 12 | 8.1 | 2.22 | 66 | 51 | 210533676
TRANE | 4TWL5030N1 | 4PX*CU42BS3 | *UD2C080B9V4 | 30600 | 28200 | 16 | 12 | 8.1 | 2.22 | 66 | 51 | 210533674
TRANE | 4TWL5030N1 | 4PX*CU42BS3 | *UD2C080A9V4 | 30600 | 28200 | 16 | 12 | 8.1 | 2.22 | 66 | 51 | 210533672
TRANE | 4TWL5030N1 | 4PX*CU36BS3 | *UD2C100B9V5 | 29800 | 27200 | 15.2 | 12 | 8.1 | 2.18 | 67 | 53 | 210533670
TRANE | 4TWL5030N1 | 4PX*CU36BS3 | *UD2C100A9V5 | 30000 | 27400 | 15.2 | 12 | 8.1 | 2.16 | 67 | 53 | 210533669
TRANE | 4TWL5030N1 | 4PX*CU36BS3 | *UD2C080B9V4 | 29600 | 27200 | 15.2 | 12 | 8.1 | 2.17 | 67 | 52 | 210533668
TRANE | 4TWL5030N1 | 4PX*CU36BS3 | *UD2C080A9V4 | 29800 | 27200 | 15.2 | 12 | 8.1 | 2.18 | 67 | 52 | 210533667
TRANE | 4TWL5030N1 | 4PX*CU30BS3 | *UD2C080B9V4 | 29000 | 29600 | 15.2 | 12 | 8.1 | 2.13 | 65 | 50 | 210533666
TRANE | 4TWL5030N1 | 4PX*CU30BS3 | *UD2C100B9V5 | 29600 | 29600 | 15.2 | 12 | 8.1 | 2.11 | 66 | 50 | 210533664
TRANE | 4TWL5030N1 | 4PX*CU30BS3 | *UD2C080A9V4 | 29000 | 29400 | 15.2 | 12 | 8.1 | 2.13 | 65 | 50 | 210533662
TRANE | 4TWL5030N1 | 4PX*CD36BS3+HORIZ-RT | *UD2C100A9V5 | 30200 | 28800 | 15.2 | 12 | 8.1 | 2.11 | 66 | 51 | 210533656
TRANE | 4TWL5030N1 | 4PX*CD36BS3+HORIZ-RT | *UD2C100B9V5 | 29800 | 28600 | 15.2 | 12 | 8.1 | 2.13 | 66 | 51 | 210533655
TRANE | 4TWL5030N1 | 4PX*CD36BS3+HORIZ-RT | *UD2C080B9V4 | 29800 | 28600 | 15.2 | 12 | 8.1 | 2.13 | 66 | 51 | 210533654
TRANE | 4TWL5030N1 | 4PX*CD36BS3+HORIZ-RT | *UD2C080A9V4 | 29200 | 28400 | 15.2 | 12 | 8.1 | 2.14 | 65 | 51 | 210533653
TRANE | 4TWL5030N1 | 4PX*CD36BS3 | *DD2C100A9V5 | 30000 | 28400 | 16 | 12 | 8.1 | 2.14 | 66 | 51 | 210533652
TRANE | 4TWL5030N1 | 4PX*BU48BS3 | *UD2B080A9V3 | 30400 | 28000 | 15.2 | 12 | 8.1 | 2.18 | 66 | 51 | 210533649
TRANE | 4TWL5030N1 | 4PX*BU48BS3 | *UD2B060A9V3 | 30200 | 27800 | 15.2 | 12 | 8.1 | 2.19 | 66 | 51 | 210533648
TRANE | 4TWL5030N1 | 4PX*BU42BS3 | *UD2B080A9V3 | 29800 | 28000 | 15.2 | 12 | 8.1 | 2.2 | 66 | 51 | 210533647
TRANE | 4TWL5030N1 | 4PX*BU42BS3 | *UD2B060A9V3 | 29600 | 27800 | 15.2 | 12 | 8.1 | 2.21 | 67 | 51 | 210533646
TRANE | 4TWL5030N1 | 4PX*BU30BS3 | *UD2B080A9V3 | 28400 | 29600 | 15.2 | 12 | 8.1 | 2.12 | 65 | 50 | 210533641
TRANE | 4TWL5030N1 | 4PX*BU30BS3 | *UD2B060A9V3 | 28600 | 29600 | 15.2 | 12 | 8.1 | 2.11 | 65 | 50 | 210533640
TRANE | 4TWL5030N1 | 4PX*BD36BS3 | *DD2B060A9V3 | 29200 | 28400 | 15.2 | 12 | 8.1 | 2.12 | 66 | 51 | 210533632
TRANE | 4TWV8X48A1 | 4PX*DD60BS3 | S9V2D120D5PSB+RP | 46000 | 43000 | 18 | 11.7 | 8.5 | 1.83 | 86 | 67 | 210653677
TRANE | 4TWV8X48A1 | 4PX*CU60BS3 | S9V2C080U5PSB+RP | 47000 | 43500 | 18 | 11.7 | 8.5 | 1.85 | 85 | 67 | 210653674
TRANE | 4TWV8X48A1 | 4PX*CU48BS3 | S9V2C100U5PSB+RP | 46000 | 44000 | 18 | 11.7 | 8.5 | 1.83 | 85 | 66 | 210653671
TRANE | 4TWV8X48A1 | 4PX*CU60BS3 | S9V2C100U4PSB+RP | 46500 | 43000 | 18 | 11.7 | 8.5 | 1.85 | 86 | 67 | 210653673
TRANE | 4TWV8X48A1 | 4PX*CU42BS3 | L8V1C100U5VSA+RP | 46000 | 44500 | 18 | 11.7 | 8.5 | 1.8 | 84 | 65 | 210653669
AMERICAN STANDARD | 4A6L9036A1 | 4PX*BD42BS3 | S9V2B080D4PSB+RP | 36800 | 34200 | 17 | 11.7 | 8.2 | 2.14 | 69 | 54 | 210652779
AMERICAN STANDARD | 4A6L9024A1 | 4TXCB003DS3 | L8V1A040U3VSA+RP | 22800 | 20800 | 16.5 | 11.7 | 8.7 | 2.23 | 67 | 52 | 210652775
AMERICAN STANDARD | 4A6L9024A1 | 4TXCB003DS3 | L8V1A060U3VSA+RP | 22800 | 20400 | 17 | 11.7 | 8.7 | 2.25 | 68 | 53 | 210652776
AMERICAN STANDARD | 4A6L9024A1 | 4PX*BU42BS3 | S9V2B060U4PSB+RP | 24000 | 20600 | 17.5 | 12.5 | 8.7 | 2.36 | 67 | 53 | 210652772
AMERICAN STANDARD | 4A6L9024A1 | 4PX*BU42BS3 | S9V2B060U3VSA+RP | 23800 | 20400 | 17.5 | 12.5 | 8.7 | 2.36 | 67 | 53 | 210652771
AMERICAN STANDARD | 4A6L9024A1 | 4PX*BU30BS3 | S9V2B040U3VSA+RP | 23400 | 21400 | 17 | 12 | 8.7 | 2.31 | 67 | 52 | 210652770
AMERICAN STANDARD | 4A6L9024A1 | 4PX*BU30BS3 | L8V1A060U3VSA+RP | 22800 | 20800 | 17 | 11.7 | 8.7 | 2.24 | 67 | 52 | 210652768
AMERICAN STANDARD | 4A6L9024A1 | 4PX*BU30BS3 | L8V1A040U3VSA+RP | 22800 | 20800 | 16.5 | 11.7 | 8.7 | 2.23 | 67 | 52 | 210652767
AMERICAN STANDARD | 4A6L9024A1 | 4PX*BU30BS3 | S9V2B060U3VSA+RP | 23200 | 21400 | 17 | 12 | 8.7 | 2.33 | 66 | 52 | 210652766
AMERICAN STANDARD | 4A6L9024A1 | 4PX*BU24BS3 | S9V2B060U3VSA+RP | 22400 | 21800 | 16.5 | 11.7 | 8.2 | 2.03 | 66 | 51 | 210652760
AMERICAN STANDARD | 4A6L9024A1 | 4PX*BU24BS3 | S9V2B040U3VSA+RP | 22600 | 21600 | 16.5 | 11.7 | 8.2 | 2.03 | 67 | 52 | 210652759
AMERICAN STANDARD | 4A6L9024A1 | 4PX*BD36BS3 | S9V2B080D3VSA+RP | 23200 | 20400 | 17.5 | 12 | 8.5 | 2.24 | 67 | 53 | 210652751
AMERICAN STANDARD | 4A6L9024A1 | 4PX*BD30BS3 | S9V2B080D3VSA+RP | 23000 | 21400 | 17 | 12 | 8.7 | 2.23 | 66 | 52 | 210652750
AMERISTAR | A4HP5024D1 | A4AH6V30A1B3 |  | 23400 | 22600 | 15.2 | 12 | 8.1 | 2.17 | 65 | 49 | 209477245
AMERICAN STANDARD | 4A6L5036N1 | 4PX*DU48BS3 | *UD2D120B9V5 | 35800 | 32800 | 15.2 | 12 | 8.1 | 2.01 | 62 | 46 | 210533856
AMERICAN STANDARD | 4A6L5036N1 | 4PX*DD60BS3 | *DD2D120A9V5 | 35600 | 32000 | 15.2 | 12 | 8.1 | 2.01 | 63 | 47 | 210533854
AMERICAN STANDARD | 4A6L5036N1 | 4PX*DU48BS3 | *UD2D120A9V5 | 35200 | 32400 | 15.2 | 12 | 8.1 | 2.04 | 62 | 46 | 210533855
AMERICAN STANDARD | 4A6L5036N1 | 4PX*CU48BS3 | *UD2C100B9V5 | 34800 | 32400 | 15.2 | 12 | 8.1 | 2.02 | 62 | 46 | 210533853
AMERICAN STANDARD | 4A6L5036N1 | 4PX*CU48BS3 | *UD2C100A9V5 | 35200 | 32600 | 15.2 | 12 | 8.1 | 2.01 | 63 | 46 | 210533852
AMERICAN STANDARD | 4A6L5036N1 | 4PX*CU48BS3 | *UD2C080B9V4 | 34600 | 32200 | 15.2 | 12 | 8.1 | 2.02 | 63 | 46 | 210533851
AMERICAN STANDARD | 4A6L5036N1 | 4PX*CU48BS3 | *UD2C080A9V4 | 34800 | 32200 | 15.2 | 12 | 8.1 | 2.03 | 63 | 46 | 210533850
AMERICAN STANDARD | 4A6L5036N1 | 4PX*CU42BS3 | *UD2C080B9V4 | 34600 | 32600 | 15.2 | 12 | 8.1 | 2.01 | 62 | 46 | 210533848
AMERICAN STANDARD | 4A6L5036N1 | 4PX*CU42BS3 | *UD2C080A9V4 | 34800 | 32600 | 15.2 | 12 | 8.1 | 2.01 | 62 | 46 | 210533849
AMERICAN STANDARD | 4A6L5036N1 | 4PX*CU42BS3 | *UD2C100B9V5 | 34800 | 32800 | 15.2 | 12 | 8.1 | 2 | 62 | 45 | 210533846
AMERICAN STANDARD | 4A6L5036N1 | 4PX*CU42BS3 | *UD2C100A9V5 | 35200 | 33000 | 15.2 | 12 | 8.1 | 1.99 | 62 | 46 | 210533847
AMERICAN STANDARD | 4A6L5030N1 | 4TXCC005DS3 | *UD2C100B9V5 | 29800 | 27200 | 15.2 | 12 | 8.1 | 2.18 | 67 | 53 | 210533812
AMERICAN STANDARD | 4A6L5030N1 | 4TXCC005DS3 | *UD2C080B9V4 | 29800 | 27200 | 15.2 | 12 | 8.1 | 2.16 | 67 | 53 | 210533809
AMERICAN STANDARD | 4A6L5030N1 | 4TXCB006DS3 | *UD2B060A9V3 | 29600 | 27400 | 15.2 | 12 | 8.1 | 2.22 | 67 | 52 | 210533807
AMERICAN STANDARD | 4A6L5030N1 | 4TXCB006DS3 | *UD2B080A9V3 | 29800 | 27600 | 15.2 | 12 | 8.1 | 2.21 | 66 | 51 | 210533806
AMERICAN STANDARD | 4A6L5030N1 | 4TXCC005DS3 | *UD2C080A9V4 | 29800 | 27200 | 15.2 | 12 | 8.1 | 2.18 | 67 | 52 | 210533810
AMERICAN STANDARD | 4A6L5030N1 | 4TXCC005DS3 | *UD2C100A9V5 | 30000 | 27400 | 15.2 | 12 | 8.1 | 2.16 | 67 | 53 | 210533808
AMERICAN STANDARD | 4A6L5030N1 | 4TXCB003DS3 | *UD2B080A9V3 | 28400 | 29600 | 15.2 | 12 | 8.1 | 2.12 | 65 | 50 | 210533799
AMERICAN STANDARD | 4A6L5030N1 | 4TXCB003DS3 | *UD2B060A9V3 | 28600 | 29600 | 15.2 | 12 | 8.1 | 2.11 | 65 | 50 | 210533798
AMERICAN STANDARD | 4A6L5030N1 | 4PX*CU42BS3 | *UD2C100B9V5 | 30600 | 28200 | 16 | 12 | 8.1 | 2.22 | 66 | 51 | 210533797
AMERICAN STANDARD | 4A6L5030N1 | 4PX*CU42BS3 | *UD2C080B9V4 | 30600 | 28200 | 16 | 12 | 8.1 | 2.22 | 66 | 51 | 210533795
AMERICAN STANDARD | 4A6L5030N1 | 4PX*CU42BS3 | *UD2C080A9V4 | 30600 | 28200 | 16 | 12 | 8.1 | 2.22 | 66 | 51 | 210533793
AMERICAN STANDARD | 4A6L5030N1 | 4PX*CU36BS3 | *UD2C100B9V5 | 29800 | 27200 | 15.2 | 12 | 8.1 | 2.18 | 67 | 53 | 210533791
AMERICAN STANDARD | 4A6L5030N1 | 4PX*CU36BS3 | *UD2C100A9V5 | 30000 | 27400 | 15.2 | 12 | 8.1 | 2.16 | 67 | 53 | 210533790
AMERICAN STANDARD | 4A6L5030N1 | 4PX*CU30BS3 | *UD2C080B9V4 | 29000 | 29600 | 15.2 | 12 | 8.1 | 2.13 | 65 | 50 | 210533787
AMERICAN STANDARD | 4A6L5030N1 | 4PX*CU36BS3 | *UD2C080B9V4 | 29600 | 27200 | 15.2 | 12 | 8.1 | 2.17 | 67 | 52 | 210533789
AMERICAN STANDARD | 4A6L5030N1 | 4PX*CU36BS3 | *UD2C080A9V4 | 29800 | 27200 | 15.2 | 12 | 8.1 | 2.18 | 67 | 52 | 210533788
AMERICAN STANDARD | 4A6L5030N1 | 4PX*CU30BS3 | *UD2C100B9V5 | 29600 | 29600 | 15.2 | 12 | 8.1 | 2.11 | 66 | 50 | 210533785
AMERICAN STANDARD | 4A6L5030N1 | 4PX*CU30BS3 | *UD2C080A9V4 | 29000 | 29400 | 15.2 | 12 | 8.1 | 2.13 | 65 | 50 | 210533783
AMERICAN STANDARD | 4A6L9036A1 | 4TXCD010DS3 | *UD2D120A9V5+RP | 37800 | 33600 | 18 | 11.7 | 8.5 | 2.32 | 70 | 55 | 210649657
AMERICAN STANDARD | 4A6L9036A1 | 4TXCC007DS3 | *UD2C080B9V4+RP | 36600 | 33600 | 17 | 11.7 | 8.7 | 2.33 | 68 | 55 | 210649647
AMERICAN STANDARD | 4A6L9036A1 | 4TXCD008DS3 | *UD2D120A9V5+RP | 37200 | 34000 | 17.5 | 11.7 | 8.5 | 2.32 | 69 | 55 | 210649655
AMERICAN STANDARD | 4A6L9036A1 | 4TXCC009DS3 | *UD2C100A9V5+RP | 37200 | 33400 | 17.5 | 11.7 | 8.7 | 2.31 | 69 | 55 | 210649653
AMERICAN STANDARD | 4A6L9036A1 | 4TXCC007DS3 | *UD2C080A9V4+RP | 36600 | 33800 | 17 | 11.7 | 8.5 | 2.31 | 69 | 55 | 210649648
AMERICAN STANDARD | 4A6L9036A1 | 4TXCC009DS3 | *UD2C100B9V5+RP | 37000 | 33200 | 17.5 | 11.7 | 8.7 | 2.33 | 70 | 55 | 210649654
AMERICAN STANDARD | 4A6L9036A1 | 4TXCC007DS3 | *UD2C100B9V5+RP | 36400 | 33600 | 17 | 11.7 | 8.7 | 2.33 | 69 | 55 | 210649649
AMERICAN STANDARD | 4A6L9036A1 | 4TXCC009DS3 | *UD2C080B9V4+RP | 37000 | 33200 | 17.5 | 11.7 | 8.7 | 2.32 | 70 | 55 | 210649652
AMERICAN STANDARD | 4A6L9036A1 | 4PX*DU60BS3 | *UD2D120A9V5+RP | 37800 | 33600 | 18 | 11.7 | 8.7 | 2.32 | 70 | 55 | 210649632
AMERICAN STANDARD | 4A6L9036A1 | 4PX*DD60BS3+HORIZ-RT | *UD2D120A9V5+RP | 37000 | 33600 | 17.5 | 11.7 | 8.7 | 2.28 | 70 | 55 | 210649629
AMERICAN STANDARD | 4A6L9036A1 | 4PX*DD60BS3 | *DD2D120A9V5+RP | 37000 | 33400 | 17.5 | 11.7 | 8.7 | 2.3 | 69 | 55 | 210649628
AMERICAN STANDARD | 4A6L9036A1 | 4PX*CU60BS3 | *UD2C100B9V5+RP | 37000 | 33200 | 17.5 | 11.7 | 8.7 | 2.33 | 70 | 55 | 210649627
AMERICAN STANDARD | 4A6L9036A1 | 4PX*DU48BS3 | *UD2D120A9V5+RP | 37200 | 34000 | 17.5 | 11.7 | 8.5 | 2.31 | 69 | 55 | 210649630
AMERICAN STANDARD | 4A6L9036A1 | 4PX*CU60BS3 | *UD2C080B9V4+RP | 37000 | 33200 | 17.5 | 11.7 | 8.7 | 2.32 | 70 | 55 | 210649625
AMERICAN STANDARD | 4A6L9036A1 | 4PX*CU48BS3 | *UD2C080A9V4+RP | 36600 | 33800 | 17 | 11.7 | 8.5 | 2.31 | 69 | 55 | 210649621
AMERICAN STANDARD | 4A6L9036A1 | 4PX*CU60BS3 | *UD2C100A9V5+RP | 37200 | 33400 | 17.5 | 11.7 | 8.7 | 2.31 | 69 | 55 | 210649626
AMERICAN STANDARD | 4A6L9036A1 | 4PX*CU48BS3 | *UD2C100B9V5+RP | 36400 | 33600 | 17 | 11.7 | 8.7 | 2.32 | 70 | 55 | 210649622
AMERICAN STANDARD | 4A6L9036A1 | 4PX*CU42BS3 | *UD2C100A9V5+RP | 36200 | 34000 | 16.5 | 11.7 | 8.7 | 2.3 | 69 | 54 | 210649616
AMERICAN STANDARD | 4A6L9036A1 | 4PX*CU48BS3 | *UD2C080B9V4+RP | 36600 | 33600 | 17 | 11.7 | 8.7 | 2.32 | 70 | 55 | 210649620
AMERICAN STANDARD | 4A6L9036A1 | 4PX*CU42BS3 | *UD2C080B9V4+RP | 36400 | 34200 | 16.5 | 11.7 | 8.7 | 2.3 | 69 | 54 | 210649615
AMERICAN STANDARD | 4A6L9036A1 | 4PX*CU42BS3 | *UD2C080A9V4+RP | 36600 | 34200 | 16.5 | 11.7 | 8.7 | 2.29 | 69 | 54 | 210649614
AMERICAN STANDARD | 4A6L9036A1 | 4PX*CU42BS3 | *UD2C100B9V5+RP | 36400 | 34200 | 16.5 | 11.7 | 8.7 | 2.3 | 69 | 54 | 210649617
AMERICAN STANDARD | 4A6L9036A1 | 4PX*CD60BS3+HORIZ-RT | *UD2C080B9V4+RP | 37000 | 33200 | 17.5 | 11.7 | 8.5 | 2.27 | 69 | 55 | 210649608
AMERICAN STANDARD | 4A6L9036A1 | 4PX*CD60BS3+HORIZ-RT | *UD2C100A9V5+RP | 37200 | 33400 | 17.5 | 11.7 | 8.5 | 2.25 | 69 | 55 | 210649607
AMERICAN STANDARD | 4A6L9036A1 | 4PX*CD42BS3+HORIZ-RT | *UD2C100A9V5+RP | 37000 | 34200 | 17 | 11.7 | 8.2 | 2.14 | 69 | 55 | 210649602
AMERICAN STANDARD | 4A6L9036A1 | 4PX*CD42BS3+HORIZ-RT | *UD2C100B9V5+RP | 36800 | 34000 | 17 | 11.7 | 8.2 | 2.16 | 69 | 54 | 210649603
AMERICAN STANDARD | 4A6L9036A1 | 4PX*CD60BS3+HORIZ-RT | *UD2C100B9V5+RP | 37000 | 33200 | 17.5 | 11.7 | 8.5 | 2.27 | 69 | 55 | 210649606
AMERICAN STANDARD | 4A6L9036A1 | 4PX*CD60BS3 | *DD2C100A9V5+RP | 37200 | 33200 | 17.5 | 12 | 8.5 | 2.26 | 69 | 56 | 210649604
AMERICAN STANDARD | 4A6L9036A1 | 4PX*CD60BS3+HORIZ-RT | *UD2C080A9V4+RP | 37200 | 33400 | 17.5 | 11.7 | 8.5 | 2.26 | 69 | 55 | 210649605
AMERICAN STANDARD | 4A6L9036A1 | 4PX*CD42BS3 | *DD2C100A9V5+RP | 37000 | 34000 | 17 | 12 | 8.2 | 2.17 | 69 | 54 | 210649599
AMERICAN STANDARD | 4A6L9036A1 | 4PX*CD36BS3 | *DD2C100A9V5+RP | 35000 | 34200 | 17 | 11.7 | 8.2 | 2.15 | 68 | 54 | 210649594
AMERICAN STANDARD | 4A6L9036A1 | 4PX*CD42BS3+HORIZ-RT | *UD2C080B9V4+RP | 36800 | 34000 | 17 | 11.7 | 8.2 | 2.16 | 69 | 54 | 210649601
AMERICAN STANDARD | 4A6L5030N1 | 4PX*CD36BS3+HORIZ-RT | *UD2C100B9V5 | 29800 | 28600 | 15.2 | 12 | 8.1 | 2.13 | 66 | 51 | 210533776
AMERICAN STANDARD | 4A6L5030N1 | 4PX*CD36BS3+HORIZ-RT | *UD2C100A9V5 | 30200 | 28800 | 15.2 | 12 | 8.1 | 2.11 | 66 | 51 | 210533777
AMERICAN STANDARD | 4A6L5030N1 | 4PX*CD36BS3+HORIZ-RT | *UD2C080B9V4 | 29800 | 28600 | 15.2 | 12 | 8.1 | 2.13 | 66 | 51 | 210533775
AMERICAN STANDARD | 4A6L5030N1 | 4PX*CD36BS3+HORIZ-RT | *UD2C080A9V4 | 29200 | 28400 | 15.2 | 12 | 8.1 | 2.14 | 65 | 51 | 210533774
AMERICAN STANDARD | 4A6L5030N1 | 4PX*CD36BS3 | *DD2C100A9V5 | 30000 | 28400 | 16 | 12 | 8.1 | 2.14 | 66 | 51 | 210533773
AMERICAN STANDARD | 4A6L5030N1 | 4PX*BU42BS3 | *UD2B080A9V3 | 29800 | 28000 | 15.2 | 12 | 8.1 | 2.2 | 66 | 51 | 210533768
AMERICAN STANDARD | 4A6L5030N1 | 4PX*BU48BS3 | *UD2B080A9V3 | 30400 | 28000 | 15.2 | 12 | 8.1 | 2.18 | 66 | 51 | 210533770
AMERICAN STANDARD | 4A6L5030N1 | 4PX*BU48BS3 | *UD2B060A9V3 | 30200 | 27800 | 15.2 | 12 | 8.1 | 2.19 | 66 | 51 | 210533769
AMERICAN STANDARD | 4A6L5030N1 | 4PX*BU42BS3 | *UD2B060A9V3 | 29600 | 27800 | 15.2 | 12 | 8.1 | 2.21 | 67 | 51 | 210533767
AMERICAN STANDARD | 4A6L5030N1 | 4PX*BU30BS3 | *UD2B060A9V3 | 28600 | 29600 | 15.2 | 12 | 8.1 | 2.11 | 65 | 50 | 210533761
AMERICAN STANDARD | 4A6L5030N1 | 4PX*BU30BS3 | *UD2B080A9V3 | 28400 | 29600 | 15.2 | 12 | 8.1 | 2.12 | 65 | 50 | 210533762
AMERICAN STANDARD | 4A6L5030N1 | 4PX*BD36BS3 | *DD2B060A9V3 | 29200 | 28400 | 15.2 | 12 | 8.1 | 2.12 | 66 | 51 | 210533753
TRANE | 4TWL5036N1 | 4TXCD008DS3 | *UD2D120B9V5 | 35800 | 32800 | 15.2 | 12 | 8.1 | 2.01 | 62 | 46 | 210533752
TRANE | 4TWL5036N1 | 4TXCC009DS3 | *UD2C080B9V4 | 36000 | 32200 | 15.2 | 12 | 8.1 | 2.01 | 63 | 47 | 210533749
TRANE | 4TWL5036N1 | 4TXCD008DS3 | *UD2D120A9V5 | 35200 | 32400 | 15.2 | 12 | 8.1 | 2.04 | 62 | 46 | 210533751
TRANE | 4TWL5036N1 | 4TXCC009DS3 | *UD2C100B9V5 | 36000 | 32200 | 15.2 | 12 | 8.1 | 2.01 | 63 | 47 | 210533748
TRANE | 4TWL5036N1 | 4TXCC009DS3 | *UD2C080A9V4 | 36200 | 32200 | 15.2 | 12 | 8.1 | 2 | 63 | 47 | 210533747
TRANE | 4TWL5036N1 | 4TXCC007DS3 | *UD2C100B9V5 | 34800 | 32400 | 15.2 | 12 | 8.1 | 2.02 | 62 | 46 | 210533746
TRANE | 4TWL5036N1 | 4TXCC007DS3 | *UD2C080B9V4 | 34600 | 32200 | 15.2 | 12 | 8.1 | 2.02 | 63 | 46 | 210533744
TRANE | 4TWL5036N1 | 4TXCC007DS3 | *UD2C100A9V5 | 35200 | 32600 | 15.2 | 12 | 8.1 | 2.01 | 63 | 46 | 210533745
TRANE | 4TWL5036N1 | 4TXCC007DS3 | *UD2C080A9V4 | 34800 | 32200 | 15.2 | 12 | 8.1 | 2.03 | 63 | 46 | 210533743
TRANE | 4TWL5036N1 | 4PX*DU48BS3 | *UD2D120B9V5 | 35800 | 32800 | 15.2 | 12 | 8.1 | 2.01 | 62 | 46 | 210533734
TRANE | 4TWL5036N1 | 4PX*DU48BS3 | *UD2D120A9V5 | 35200 | 32400 | 15.2 | 12 | 8.1 | 2.04 | 62 | 46 | 210533733
TRANE | 4TWL5036N1 | 4PX*CU42BS3 | *UD2C100B9V5 | 34800 | 32800 | 15.2 | 12 | 8.1 | 2 | 62 | 45 | 210533724
TRANE | 4TWL5036N1 | 4PX*CU42BS3 | *UD2C100A9V5 | 35200 | 33000 | 15.2 | 12 | 8.1 | 1.99 | 62 | 46 | 210533725
TRANE | 4TWL5036N1 | 4PX*CU42BS3 | *UD2C080B9V4 | 34600 | 32600 | 15.2 | 12 | 8.1 | 2.01 | 62 | 46 | 210533726
TRANE | 4TWL5036N1 | 4PX*CU42BS3 | *UD2C080A9V4 | 34800 | 32600 | 15.2 | 12 | 8.1 | 2.01 | 62 | 46 | 210533727
TRANE | 4TWL5036N1 | 4PX*CU48BS3 | *UD2C080B9V4 | 34600 | 32200 | 15.2 | 12 | 8.1 | 2.02 | 63 | 46 | 210533729
TRANE | 4TWL5036N1 | 4PX*CU48BS3 | *UD2C080A9V4 | 34800 | 32200 | 15.2 | 12 | 8.1 | 2.03 | 63 | 46 | 210533728
TRANE | 4TWL5036N1 | 4PX*CU48BS3 | *UD2C100A9V5 | 35200 | 32600 | 15.2 | 12 | 8.1 | 2.01 | 63 | 46 | 210533730
TRANE | 4TWL5036N1 | 4PX*CU48BS3 | *UD2C100B9V5 | 34800 | 32400 | 15.2 | 12 | 8.1 | 2.02 | 62 | 46 | 210533731
TRANE | 4TWL5036N1 | 4PX*DD60BS3 | *DD2D120A9V5 | 35600 | 32000 | 15.2 | 12 | 8.1 | 2.01 | 63 | 47 | 210533732
AMERICAN STANDARD | 4A6L9036A1 | 4TXCB006DS3 | S9V2B080U4PSB+RP | 36400 | 33600 | 17.5 | 11.7 | 8.7 | 2.3 | 70 | 55 | 210652883
AMERICAN STANDARD | 4A6L9036A1 | 4PX*CU60BS3 | S9V2C100U4VSA+RP | 37200 | 33200 | 17.5 | 12 | 8.7 | 2.34 | 69 | 55 | 210652872
AMERICAN STANDARD | 4A6L9036A1 | 4PX*CU48BS3 | S9V2C100U4VSA+RP | 36600 | 33600 | 17.5 | 11.7 | 8.7 | 2.33 | 70 | 55 | 210652869
AMERICAN STANDARD | 4A6L9036A1 | 4PX*CU60BS3 | S9V2C100U4PSB+RP | 37200 | 33200 | 17.5 | 12 | 8.7 | 2.34 | 69 | 55 | 210652871
AMERICAN STANDARD | 4A6L9036A1 | 4PX*CU48BS3 | L8V1C100U5VSA+RP | 37200 | 33600 | 17.5 | 11.7 | 8.7 | 2.35 | 70 | 55 | 210652866
AMERICAN STANDARD | 4A6L9036A1 | 4PX*CU60BS3 | L8V1C100U5VSA+RP | 37800 | 33200 | 18 | 12 | 8.7 | 2.35 | 70 | 55 | 210652870
AMERICAN STANDARD | 4A6L9036A1 | 4PX*CU42BS3 | S9V2C100U4VSA+RP | 36600 | 34000 | 17 | 11.7 | 8.7 | 2.31 | 69 | 54 | 210652863
AMERICAN STANDARD | 4A6L9036A1 | 4PX*CU42BS3 | L8V1C100U5VSA+RP | 37200 | 34000 | 17 | 11.7 | 8.7 | 2.33 | 69 | 54 | 210652862
AMERICAN STANDARD | 4A6L9036A1 | 4PX*CD60BS3 | S9V2C100D4VSA+RP | 37200 | 33000 | 17.5 | 12 | 8.5 | 2.28 | 69 | 55 | 210652853
AMERICAN STANDARD | 4A6L9036A1 | 4PX*CD42BS3+HORIZ-RT | *UD2C100ACV5 | 37600 | 34200 | 17 | 11.7 | 8.2 | 2.16 | 70 | 54 | 210652851
AMERICAN STANDARD | 4A6L9036A1 | 4PX*CD60BS3 | S9V2C100D4PSB+RP | 37200 | 33000 | 17.5 | 12 | 8.5 | 2.29 | 70 | 55 | 210652852
AMERICAN STANDARD | 4A6L9036A1 | 4PX*CD42BS3 | S9V2C100D4VSA+RP | 37000 | 34000 | 17 | 12 | 8.2 | 2.17 | 69 | 54 | 210652849
AMERICAN STANDARD | 4A6L9036A1 | 4PX*CD42BS3+HORIZ-RT | *UD2C080ACV4 | 37400 | 33800 | 17.5 | 11.7 | 8.2 | 2.17 | 70 | 54 | 210652850
AMERICAN STANDARD | 4A6L9036A1 | 4PX*BU48BS3 | S9V2B080U4PSB+RP | 36400 | 33600 | 17.5 | 11.7 | 8.7 | 2.3 | 70 | 55 | 210652846
AMERICAN STANDARD | 4A6L9036A1 | 4PX*BU48BS3 | S9V2B080U4VSA+RP | 36400 | 33600 | 17.5 | 11.7 | 8.7 | 2.3 | 70 | 55 | 210652830
TRANE | 4TWV0X36A1 | 4TXCC005DS3 | *UD2C080A9V4+RP | 34400 | 31600 | 19 | 12 | 8.5 | 1.81 | 82 | 64 | 210640845
TRANE | 4TWV0X36A1 | 4TXCC005DS3 | *UD2C100A9V5+RP | 34400 | 31600 | 19.5 | 12 | 8.5 | 1.81 | 82 | 64 | 210640847
TRANE | 4TWV0X36A1 | 4TXCC005DS3 | *UD2C080B9V4+RP | 34200 | 31600 | 19 | 12 | 8.5 | 1.81 | 82 | 64 | 210640848
TRANE | 4TWV0X36A1 | 4TXCC005DS3 | *UD2C100B9V5+RP | 34200 | 31400 | 19 | 12 | 8.5 | 1.82 | 82 | 64 | 210640846
TRANE | 4TWV0X36A1 | 4TXCC005DS3 | *DD2C100A9V5+RP | 31600 | 31000 | 17.5 | 11.7 | 8.1 | 1.75 | 80 | 62 | 210640844
TRANE | 4TWV0X36A1 | 4TXCB004DS3 | *UD2B080A9V3+RP | 33400 | 31200 | 18.5 | 11.7 | 8.2 | 1.78 | 83 | 64 | 210640843
TRANE | 4TWV0X36A1 | 4PX*DU48BS3 | *DD2D120A9V5+RP | 34000 | 31400 | 18.5 | 12 | 8.5 | 1.84 | 82 | 63 | 210640839
TRANE | 4TWV0X36A1 | 4PX*CU48BS3 | *DD2C100A9V5+RP | 33200 | 31000 | 18.5 | 12 | 8.5 | 1.83 | 82 | 64 | 210640838
TRANE | 4TWV0X36A1 | 4TXCB004DS3 | *UD2B060A9V3+RP | 33600 | 31400 | 18.5 | 11.7 | 8.2 | 1.78 | 82 | 64 | 210640842
TRANE | 4TWV0X36A1 | 4PX*CU48BS3 | *UD2C080B9V4+RP | 35400 | 32200 | 20 | 12.5 | 8.5 | 1.86 | 81 | 63 | 210640836
TRANE | 4TWV0X36A1 | 4PX*CU48BS3 | *UD2C080A9V4+RP | 35400 | 32200 | 20 | 12.5 | 8.5 | 1.86 | 81 | 63 | 210640837
TRANE | 4TWV0X36A1 | 4PX*CU48BS3 | *UD2C100B9V5+RP | 35200 | 32200 | 20 | 12.5 | 8.5 | 1.86 | 81 | 63 | 210640834
TRANE | 4TWV0X36A1 | 4PX*CU42BS3 | *UD2C100A9V5+RP | 35600 | 32800 | 20 | 12.5 | 8.5 | 1.83 | 81 | 62 | 210640831
TRANE | 4TWV0X36A1 | 4PX*CU48BS3 | *UD2C100A9V5+RP | 35600 | 32400 | 20 | 12.5 | 8.5 | 1.85 | 81 | 63 | 210640835
TRANE | 4TWV0X36A1 | 4PX*CU42BS3 | *UD2C080B9V4+RP | 35400 | 32800 | 19.5 | 12.5 | 8.5 | 1.83 | 80 | 62 | 210640832
TRANE | 4TWV0X36A1 | 4PX*CU42BS3 | *UD2C100B9V5+RP | 35200 | 32600 | 19.5 | 12.5 | 8.5 | 1.83 | 81 | 62 | 210640833
TRANE | 4TWV0X36A1 | 4PX*CU42BS3 | *DD2C100A9V5+RP | 34400 | 31600 | 19 | 12 | 8.2 | 1.79 | 82 | 63 | 210640830
TRANE | 4TWV0X36A1 | 4PX*CU42BS3 | *UD2C080A9V4+RP | 35400 | 32800 | 19.5 | 12.5 | 8.5 | 1.83 | 80 | 62 | 210640829
TRANE | 4TWV0X36A1 | 4PX*CD42BS3+HORIZ-RT | *UD2C100B9V5+RP | 35600 | 31200 | 19.5 | 12.7 | 8.1 | 1.76 | 82 | 64 | 210640824
TRANE | 4TWV0X36A1 | 4PX*CU36BS3 | *UD2C080B9V4+RP | 34200 | 31600 | 19 | 12 | 8.2 | 1.82 | 82 | 64 | 210640828
TRANE | 4TWV0X36A1 | 4PX*CU36BS3 | *UD2C080A9V4+RP | 34400 | 31600 | 19 | 12 | 8.5 | 1.82 | 82 | 64 | 210640827
TRANE | 4TWV0X36A1 | 4PX*CU36BS3 | *UD2C100B9V5+RP | 34200 | 31400 | 19 | 12 | 8.5 | 1.81 | 82 | 64 | 210640825
TRANE | 4TWV0X36A1 | 4PX*CU36BS3 | *UD2C100A9V5+RP | 34400 | 31600 | 19.5 | 12 | 8.5 | 1.81 | 82 | 64 | 210640826
TRANE | 4TWV0X36A1 | 4PX*CD42BS3+HORIZ-RT | *UD2C080A9V4+RP | 35800 | 31200 | 20 | 12.7 | 8.1 | 1.76 | 83 | 64 | 210640821
TRANE | 4TWV0X36A1 | 4PX*CD42BS3+HORIZ-RT | *UD2C100A9V5+RP | 36000 | 31400 | 20 | 12.5 | 8.2 | 1.75 | 83 | 64 | 210640823
TRANE | 4TWV0X36A1 | 4PX*CD42BS3 | *DD2C100A9V5+RP | 35800 | 31200 | 20 | 12.7 | 8.2 | 1.77 | 82 | 64 | 210640820
TRANE | 4TWV0X36A1 | 4PX*CD42BS3+HORIZ-RT | *UD2C080B9V4+RP | 35600 | 31200 | 19.5 | 12.7 | 8.1 | 1.75 | 83 | 64 | 210640822
TRANE | 4TWV0X36A1 | 4PX*BU48BS3 | *DD2B080A9V3+RP | 32600 | 31000 | 18.5 | 11.7 | 8.2 | 1.8 | 82 | 64 | 210640813
TRANE | 4TWV0X36A1 | 4PX*BU42BS3 | *UD2B060A9V3+RP | 34600 | 32600 | 19 | 12 | 8.5 | 1.8 | 82 | 62 | 210640811
TRANE | 4TWV0X36A1 | 4PX*BU42BS3 | *UD2B080A9V3+RP | 34400 | 32600 | 19 | 12 | 8.5 | 1.8 | 81 | 62 | 210640812
TRANE | 4TWV0X36A1 | 4PX*BU36BS3 | *UD2B080A9V3+RP | 33400 | 31200 | 18.5 | 11.7 | 8.2 | 1.78 | 82 | 64 | 210640809
TRANE | 4TWV0X36A1 | 4PX*BU36BS3 | *UD2B060A9V3+RP | 33600 | 31400 | 18.5 | 11.7 | 8.2 | 1.78 | 83 | 64 | 210640808
TRANE | 4TWV0X24A1 | 4TXCB004DS3 | *UD2B080A9V3+RP | 23600 | 20200 | 18 | 12 | 8.2 | 1.87 | 84 | 64 | 210640798
TRANE | 4TWV0X24A1 | 4TXCB004DS3 | *UD2B060A9V3+RP | 23400 | 20000 | 18 | 12.5 | 8.2 | 1.86 | 84 | 65 | 210640799
TRANE | 4TWV0X24A1 | 4PX*BU36BS3 | *UD2B060A9V3+RP | 23800 | 20400 | 18 | 12 | 8.2 | 1.87 | 83 | 64 | 210640795
TRANE | 4TWV0X24A1 | 4PX*BU36BS3 | *UD2B080A9V3+RP | 23600 | 20200 | 18 | 12 | 8.2 | 1.87 | 84 | 64 | 210640796
AMERICAN STANDARD | 4A6V8X60A1 | TEM8B0C60V51+TDR |  | 54000 | 51000 | 18 | 12 | 8.5 | 1.84 | 95 | 73 | 210636946
TRANE | 4TWV8X60A1 | TEM8A0C48V41+TDR |  | 54000 | 51000 | 18 | 12 | 8.5 | 1.84 | 95 | 73 | 210636927
AMERICAN STANDARD | 4A6V8X48A1 | TEM8B0C60V51+TDR |  | 47000 | 43000 | 18 | 12 | 8.5 | 1.94 | 85 | 67 | 210636941
TRANE | 4TWV8X60A1 | TEM8A0D48V41+TDR |  | 52000 | 50500 | 18 | 11.7 | 8.5 | 1.86 | 96 | 75 | 210636929
AMERICAN STANDARD | 4A6V8X60A1 | TEM8A0D48V41+TDR |  | 52000 | 50500 | 18 | 11.7 | 8.5 | 1.86 | 96 | 75 | 210636944
AMERICAN STANDARD | 4A6V8X60A1 | TEM8A0C48V41+TDR |  | 54000 | 51000 | 18 | 12 | 8.5 | 1.84 | 95 | 73 | 210636942
AMERICAN STANDARD | 4A6V0X24A1 | TEM8A0B24V21+TDR |  | 23600 | 21600 | 19 | 12.5 | 8.7 | 1.95 | 81 | 61 | 210636934
TRANE | 4TWV0X24A1 | TEM8A0B24V21+TDR |  | 23600 | 21600 | 19 | 12.5 | 8.7 | 1.95 | 81 | 61 | 210636920
AMERICAN STANDARD | 4A6L5036N1 | 4TXCD008DS3 | *UD2D120A9V5 | 35200 | 32400 | 15.2 | 12 | 8.1 | 2.04 | 62 | 46 | 210533873
AMERICAN STANDARD | 4A6L5036N1 | 4TXCD008DS3 | *UD2D120B9V5 | 35800 | 32800 | 15.2 | 12 | 8.1 | 2.01 | 62 | 46 | 210533874
AMERICAN STANDARD | 4A6L5036N1 | 4TXCC009DS3 | *UD2C080B9V4 | 36000 | 32200 | 15.2 | 12 | 8.1 | 2.01 | 63 | 47 | 210533871
AMERICAN STANDARD | 4A6L5036N1 | 4TXCC009DS3 | *UD2C100B9V5 | 36000 | 32200 | 15.2 | 12 | 8.1 | 2.01 | 63 | 47 | 210533870
AMERICAN STANDARD | 4A6L5036N1 | 4TXCC009DS3 | *UD2C080A9V4 | 36200 | 32200 | 15.2 | 12 | 8.1 | 2 | 63 | 47 | 210533869
AMERICAN STANDARD | 4A6L5036N1 | 4TXCC007DS3 | *UD2C100A9V5 | 35200 | 32600 | 15.2 | 12 | 8.1 | 2.01 | 63 | 46 | 210533867
AMERICAN STANDARD | 4A6L5036N1 | 4TXCC007DS3 | *UD2C100B9V5 | 34800 | 32400 | 15.2 | 12 | 8.1 | 2.02 | 62 | 46 | 210533868
AMERICAN STANDARD | 4A6L5036N1 | 4TXCC007DS3 | *UD2C080B9V4 | 34600 | 32200 | 15.2 | 12 | 8.1 | 2.02 | 63 | 46 | 210533866
AMERICAN STANDARD | 4A6L5036N1 | 4TXCC007DS3 | *UD2C080A9V4 | 34800 | 32200 | 15.2 | 12 | 8.1 | 2.03 | 63 | 46 | 210533865
AMERICAN STANDARD | 4A6V0X24A1 | 4TXCB003DS3 | *UHMB080ACV3 | 23800 | 21800 | 19.5 | 12.7 | 8.2 | 1.76 | 81 | 60 | 210652966
AMERICAN STANDARD | 4A6V0X24A1 | 4TXCB003DS3 | S9V2B040U3PSB+RP | 23800 | 22000 | 19 | 12 | 8.2 | 1.76 | 81 | 61 | 210652962
AMERICAN STANDARD | 4A6V0X24A1 | 4PX*BU36BS3 | L8V1A060U3VSA+RP | 23000 | 19800 | 18 | 12 | 8.2 | 1.83 | 83 | 63 | 210652957
AMERICAN STANDARD | 4A6L9048A1 | 4TXCD010DS3 | S9V2C100U4VSA+RP | 47000 | 42000 | 19 | 11.7 | 8.7 | 2.21 | 73 | 59 | 210652942
AMERICAN STANDARD | 4A6L9048A1 | 4TXCD010DS3 | S9V2D120U5VSA+RP | 49000 | 43000 | 18 | 12 | 9 | 2.3 | 74 | 59 | 210652941
AMERICAN STANDARD | 4A6L9048A1 | 4TXCD008DS3 | S9V2C100U4VSA+RP | 46000 | 42500 | 19 | 11.7 | 8.7 | 2.2 | 73 | 59 | 210652940
AMERICAN STANDARD | 4A6L9048A1 | 4TXCD008DS3 | S9V2D120U5VSA+RP | 47500 | 44000 | 18 | 11.7 | 9 | 2.27 | 73 | 58 | 210652939
AMERICAN STANDARD | 4A6L9048A1 | 4TXCC009DS3 | S9V2C100U4VSA+RP | 48500 | 43500 | 19 | 11.7 | 8.7 | 2.27 | 73 | 59 | 210652937
AMERICAN STANDARD | 4A6L9048A1 | 4PX*DU60BS3 | S9V2D120U5VSA+RP | 49000 | 43000 | 18 | 12 | 9 | 2.3 | 73 | 59 | 210652925
AMERICAN STANDARD | 4A6L9048A1 | 4PX*DU60BS3 | S9V2C100U4VSA+RP | 47000 | 42000 | 19 | 11.7 | 8.7 | 2.21 | 73 | 59 | 210652924
AMERICAN STANDARD | 4A6L9048A1 | 4PX*DU48BS3 | S9V2D120U5VSA+RP | 47500 | 44000 | 18 | 11.7 | 9 | 2.28 | 73 | 58 | 210652922
AMERICAN STANDARD | 4A6L9048A1 | 4PX*DU48BS3 | S9V2C100U4VSA+RP | 46000 | 42500 | 19 | 11.7 | 8.7 | 2.19 | 74 | 59 | 210652923
AMERICAN STANDARD | 4A6L9048A1 | 4PX*CU60BS3 | S9V2C100U4VSA+RP | 48500 | 43500 | 19 | 11.7 | 8.7 | 2.27 | 73 | 59 | 210652913
AMERICAN STANDARD | 4A6L9048A1 | 4PX*CD60BS3 | S9V2C100D4VSA+RP | 48500 | 43500 | 19 | 11.7 | 8.7 | 2.21 | 73 | 59 | 210652903
AMERICAN STANDARD | 4A6L9036A1 | 4TXCC009DS3 | L8V1C100U5VSA+RP | 37800 | 33200 | 18 | 12 | 8.7 | 2.35 | 70 | 55 | 210652898
AMERICAN STANDARD | 4A6L9036A1 | 4TXCC009DS3 | S9V2C100U4PSB+RP | 37200 | 33200 | 17.5 | 12 | 8.7 | 2.34 | 69 | 55 | 210652899
AMERICAN STANDARD | 4A6L9036A1 | 4TXCC007DS3 | L8V1C100U5VSA+RP | 37200 | 33600 | 17.5 | 11.7 | 8.7 | 2.35 | 69 | 54 | 210652894
AMERICAN STANDARD | 4A6L9036A1 | 4TXCC007DS3 | S9V2C100U4VSA+RP | 36600 | 33600 | 17.5 | 11.7 | 8.7 | 2.33 | 70 | 55 | 210652895
AMERISTAR | A4HP5036D1 | A4AH6V42A1C3 |  | 34800 | 32000 | 15.2 | 12 | 8.1 | 2.31 | 68 | 53 | 209477410
AMERISTAR | A4HP5036D1 | A4AH6V36A1C3 |  | 34800 | 32000 | 15.2 | 12 | 8.1 | 2.31 | 68 | 53 | 209477409
AMERICAN STANDARD | 4A6L5030N1 | 4TXFH036CZ3 | S9V2B040U3VSA | 29200 | 26400 | 15.2 | 12 | 8.1 | 2.19 | 67 | 53 | 210532660
AMERICAN STANDARD | 4A6L5030N1 | 4TXFH036CZ3 | S9V2B060U3VSA | 29200 | 26400 | 15.2 | 12 | 8.1 | 2.19 | 67 | 53 | 210532661
AMERICAN STANDARD | 4A6L5030N1 | 4TXFH036CZ3 | S9V2B060U4PSB | 29400 | 26400 | 15.2 | 12 | 8.1 | 2.2 | 67 | 53 | 210532662
AMERICAN STANDARD | 4A6L5030N1 | 4TXFH036CZ3 | S9V2B080U4PSB | 29400 | 26600 | 15.2 | 12 | 8.1 | 2.2 | 67 | 52 | 210532663
AMERICAN STANDARD | 4A6L5030N1 | 4TXFH036CZ3 | S9V2C100U4VSA | 29600 | 26600 | 16 | 12 | 8.1 | 2.21 | 67 | 53 | 210532664
AMERICAN STANDARD | 4A6L5030N1 | 4TXFH036CZ3 | S9V2C100U5PSB | 29800 | 26600 | 16 | 12 | 8.1 | 2.21 | 67 | 53 | 210532665
AMERICAN STANDARD | 4A6V8X36A1 | 4TXCC005DS3 | *UD2C100B9V5+RP | 33800 | 31000 | 18 | 11.7 | 8.2 | 1.81 | 83 | 66 | 210641223
AMERICAN STANDARD | 4A6V8X36A1 | 4TXCC005DS3 | *UD2C100A9V5+RP | 34200 | 31200 | 18 | 11.7 | 8.2 | 1.79 | 84 | 66 | 210641222
AMERICAN STANDARD | 4A6V8X48A1 | 4PX*CD60BS3 | *DD2C100A9V5+RP | 46500 | 43000 | 18 | 11.7 | 8.5 | 1.79 | 86 | 67 | 210641230
AMERICAN STANDARD | 4A6V8X36A1 | 4TXCC005DS3 | *UD2C080B9V4+RP | 34000 | 31000 | 18 | 11.7 | 8.2 | 1.81 | 83 | 66 | 210641221
AMERICAN STANDARD | 4A6V8X36A1 | 4TXCB006DS3 | *UD2B080A9V3+RP | 34000 | 31200 | 18 | 11.7 | 8.2 | 1.82 | 83 | 65 | 210641219
AMERICAN STANDARD | 4A6V8X36A1 | 4TXCC005DS3 | *UD2C080A9V4+RP | 34000 | 31000 | 18 | 11.7 | 8.2 | 1.81 | 83 | 66 | 210641220
AMERICAN STANDARD | 4A6V8X36A1 | 4TXCB006DS3 | *UD2B060A9V3+RP | 34400 | 31400 | 18 | 11.7 | 8.2 | 1.82 | 83 | 66 | 210641218
AMERICAN STANDARD | 4A6V8X36A1 | 4PX*DU48BS3 | *DD2D120A9V5+RP | 33200 | 30400 | 18 | 11.7 | 8.5 | 1.87 | 83 | 65 | 210641214
AMERICAN STANDARD | 4A6V8X36A1 | 4PX*CU48BS3 | *UD2C080B9V4+RP | 35000 | 31600 | 18 | 12 | 8.2 | 1.86 | 82 | 65 | 210641210
AMERICAN STANDARD | 4A6V8X36A1 | 4PX*CU42BS3 | *DD2C100A9V5+RP | 33400 | 30600 | 18 | 11.7 | 8.2 | 1.81 | 83 | 65 | 210641208
AMERICAN STANDARD | 4A6V8X36A1 | 4PX*CU48BS3 | *UD2C080A9V4+RP | 35200 | 31600 | 18 | 12 | 8.2 | 1.86 | 82 | 65 | 210641209
AMERICAN STANDARD | 4A6V8X36A1 | 4PX*CU42BS3 | *UD2C100A9V5+RP | 35200 | 32200 | 18 | 12 | 8.2 | 1.83 | 82 | 64 | 210641206
AMERICAN STANDARD | 4A6V8X36A1 | 4PX*CU48BS3 | *UD2C100B9V5+RP | 34800 | 31400 | 18 | 12 | 8.2 | 1.86 | 83 | 65 | 210641212
AMERICAN STANDARD | 4A6V8X36A1 | 4PX*CU48BS3 | *UD2C100A9V5+RP | 35200 | 31800 | 18 | 12 | 8.2 | 1.86 | 82 | 65 | 210641211
AMERICAN STANDARD | 4A6V8X36A1 | 4PX*CU42BS3 | *UD2C100B9V5+RP | 34800 | 32000 | 18 | 12 | 8.2 | 1.84 | 82 | 64 | 210641207
AMERICAN STANDARD | 4A6V8X36A1 | 4PX*CU42BS3 | *UD2C080B9V4+RP | 35000 | 32000 | 18 | 12 | 8.2 | 1.84 | 82 | 64 | 210641205
AMERICAN STANDARD | 4A6V8X36A1 | 4PX*CU42BS3 | *UD2C080A9V4+RP | 35200 | 32000 | 18 | 12 | 8.2 | 1.84 | 82 | 64 | 210641204
AMERICAN STANDARD | 4A6V8X36A1 | 4PX*CU36BS3 | *UD2C080B9V4+RP | 34000 | 31000 | 18 | 11.7 | 8.2 | 1.81 | 83 | 66 | 210641201
AMERICAN STANDARD | 4A6V8X36A1 | 4PX*CU36BS3 | *UD2C100A9V5+RP | 34200 | 31200 | 18 | 11.7 | 8.2 | 1.81 | 83 | 66 | 210641202
AMERICAN STANDARD | 4A6V8X36A1 | 4PX*CU36BS3 | *UD2C100B9V5+RP | 33800 | 31000 | 18 | 11.7 | 8.2 | 1.82 | 83 | 65 | 210641203
AMERICAN STANDARD | 4A6V8X36A1 | 4PX*CU36BS3 | *UD2C080A9V4+RP | 34000 | 31000 | 18 | 11.7 | 8.2 | 1.81 | 83 | 66 | 210641200
AMERICAN STANDARD | 4A6V8X36A1 | 4PX*BU42BS3 | *UD2B060A9V3+RP | 34400 | 32000 | 18 | 11.7 | 8.2 | 1.8 | 83 | 64 | 210641187
AMERICAN STANDARD | 4A6V8X36A1 | 4PX*BU42BS3 | *UD2B080A9V3+RP | 34000 | 31800 | 18 | 11.7 | 8.2 | 1.8 | 82 | 64 | 210641186
AMERICAN STANDARD | 4A6V8X24A1 | 4TXCB004DS3 | *UD2B080A9V3+RP | 23600 | 20200 | 18 | 12 | 8.2 | 1.87 | 84 | 64 | 210641175
AMERICAN STANDARD | 4A6V8X24A1 | 4TXCB004DS3 | *UD2B060A9V3+RP | 23800 | 20400 | 18 | 12 | 8.2 | 1.87 | 83 | 64 | 210641174
AMERICAN STANDARD | 4A6V8X24A1 | 4PX*BU36BS3 | *UD2B060A9V3+RP | 23800 | 20400 | 18 | 12 | 8.2 | 1.87 | 83 | 64 | 210641172
AMERICAN STANDARD | 4A6V8X24A1 | 4PX*BU36BS3 | *UD2B080A9V3+RP | 23600 | 20200 | 18 | 12 | 8.2 | 1.87 | 84 | 65 | 210641171
TRANE | 4TWL9036A1 | 4PX*BU48BS3 | S9V2B080U4VSA+RP | 36400 | 33600 | 17.5 | 11.7 | 8.7 | 2.3 | 70 | 55 | 210653323
TRANE | 4TWV0X48A1 | 4PX*CU60BS3 | S9V2C100U4PSB+RP | 46500 | 42000 | 19.5 | 11.7 | 8.5 | 1.8 | 86 | 67 | 210653530
TRANE | 4TWL9036A1 | 4PX*BD42BS3 | S9V2B080D4PSB+RP | 36800 | 34200 | 17 | 11.7 | 8.2 | 2.14 | 69 | 54 | 210653272
TRANE | 4TWL9024A1 | 4TXCB003DS3 | L8V1A060U3VSA+RP | 22800 | 20400 | 17 | 11.7 | 8.7 | 2.25 | 68 | 53 | 210653269
TRANE | 4TWL9024A1 | 4TXCB003DS3 | L8V1A040U3VSA+RP | 22800 | 20800 | 16.5 | 11.7 | 8.7 | 2.23 | 67 | 52 | 210653268
TRANE | 4TWL9024A1 | 4PX*BU42BS3 | S9V2B060U4PSB+RP | 24000 | 20600 | 17.5 | 12.5 | 8.7 | 2.36 | 67 | 53 | 210653265
TRANE | 4TWL9024A1 | 4PX*BU30BS3 | L8V1A040U3VSA+RP | 22800 | 20800 | 16.5 | 11.7 | 8.7 | 2.23 | 67 | 52 | 210653260
TRANE | 4TWL9024A1 | 4PX*BU42BS3 | S9V2B060U3VSA+RP | 23800 | 20400 | 17.5 | 12.5 | 8.7 | 2.36 | 67 | 53 | 210653264
TRANE | 4TWL9024A1 | 4PX*BU30BS3 | S9V2B040U3VSA+RP | 23400 | 21400 | 17 | 12 | 8.7 | 2.31 | 67 | 52 | 210653263
TRANE | 4TWL9024A1 | 4PX*BU30BS3 | L8V1A060U3VSA+RP | 22800 | 20800 | 17 | 11.7 | 8.7 | 2.24 | 67 | 52 | 210653261
TRANE | 4TWL9024A1 | 4PX*BU30BS3 | S9V2B060U3VSA+RP | 23200 | 21400 | 17 | 12 | 8.7 | 2.33 | 66 | 52 | 210653259
TRANE | 4TWV0X48A1 | 4PX*CU60BS3 | *UD2C080A9V4+RP | 45500 | 42000 | 19 | 11.7 | 8.2 | 1.79 | 86 | 67 | 210640868
TRANE | 4TWV0X48A1 | 4PX*CU60BS3 | *UD2C100A9V5+RP | 45500 | 42000 | 19 | 11.7 | 8.2 | 1.76 | 86 | 70 | 210640869
TRANE | 4TWV0X48A1 | 4PX*DU48BS3 | *UD2D120A9V5+RP | 44500 | 42000 | 19 | 11.7 | 8.2 | 1.75 | 86 | 67 | 210640883
TRANE | 4TWV0X48A1 | 4PX*DU60BS3 | *UD2C080B9V4+RP | 45000 | 41000 | 18.5 | 11.7 | 8.2 | 1.75 | 85 | 66 | 210640887
TRANE | 4TWV0X48A1 | 4PX*DU60BS3 | *UD2D120A9V5+RP | 46500 | 42000 | 19.5 | 11.7 | 8.5 | 1.8 | 86 | 67 | 210640884
TRANE | 4TWV0X48A1 | 4TXCC009DS3 | *UD2C100A9V5+RP | 45500 | 42000 | 19 | 11.7 | 8.2 | 1.78 | 86 | 67 | 210640896
TRANE | 4TWV0X48A1 | 4TXCD010DS3 | *UD2C080B9V4+RP | 45000 | 41000 | 18.5 | 11.7 | 8.2 | 1.75 | 85 | 66 | 210640903
TRANE | 4TWV0X48A1 | 4TXCD010DS3 | *UD2D120A9V5+RP | 46500 | 42000 | 19.5 | 11.7 | 8.5 | 1.8 | 86 | 67 | 210640905
TRANE | 4TWV0X48A1 | 4TXCD008DS3 | *UD2D120A9V5+RP | 44500 | 42000 | 19 | 11.7 | 8.2 | 1.75 | 86 | 67 | 210640901
TRANE | 4TWV8X24A1 | 4PX*BU36BS3 | *UD2B080A9V3+RP | 23600 | 20200 | 18 | 12 | 8.2 | 1.87 | 84 | 65 | 210640923
TRANE | 4TWV8X24A1 | 4PX*BU36BS3 | *UD2B060A9V3+RP | 23800 | 20400 | 18 | 12 | 8.2 | 1.87 | 83 | 64 | 210640924
TRANE | 4TWV8X24A1 | 4TXCB004DS3 | *UD2B080A9V3+RP | 23600 | 20200 | 18 | 12 | 8.2 | 1.87 | 84 | 64 | 210640927
AMERICAN STANDARD | 4A6V8X48A1 | 4TXCD010DS3 | S9V2C100U4VSA+RP | 45000 | 42000 | 18 | 11.7 | 8.5 | 1.8 | 85 | 66 | 207590209
AMERICAN STANDARD | 4A6V8X48A1 | 4TXCC009DS3 | S9V2C100U4VSA+RP | 46500 | 43000 | 18 | 11.7 | 8.5 | 1.85 | 86 | 67 | 207590206
AMERICAN STANDARD | 4A6V8X48A1 | 4TXCD010DS3 | S9V2D120U5VSA+RP | 47000 | 43000 | 18 | 12 | 8.5 | 1.87 | 86 | 67 | 207590208
AMERICAN STANDARD | 4A6V8X48A1 | 4PX*DU60BS3 | S9V2C100U4VSA+RP | 45000 | 42000 | 18 | 11.7 | 8.5 | 1.8 | 85 | 66 | 207590202
AMERICAN STANDARD | 4A6V8X48A1 | 4PX*DU60BS3 | S9V2D120U5VSA+RP | 47000 | 43000 | 18 | 12 | 8.5 | 1.87 | 86 | 67 | 207590201
AMERICAN STANDARD | 4A6L9024A1 | 4TXCB003DS3 | S9V2B040U3VSA+RP | 23400 | 21400 | 17 | 12 | 8.7 | 2.31 | 67 | 52 | 207062439
AMERICAN STANDARD | 4A6L9048A1 | 4TXFH064AZ3 | *UD2C080ACV4 | 48000 | 42500 | 19 | 11.7 | 8.7 | 2.23 | 74 | 60 | 206392943
AMERICAN STANDARD | 4A6L9024A1 | 4TXCB003DS3 | S9V2B060U3VSA+RP | 23200 | 21400 | 17 | 12 | 8.7 | 2.27 | 67 | 52 | 206909921
AMERICAN STANDARD | 4A6L9048A1 | TEM8A0D48V41+TDR |  | 47000 | 44000 | 19 | 11.7 | 9 | 2.32 | 73 | 58 | 201922738
AMERICAN STANDARD | 4A6L9048A1 | TAM9A0C60V51 |  | 48000 | 43500 | 19 | 12 | 9 | 2.28 | 73 | 58 | 201922735
AMERICAN STANDARD | 4A6L9048A1 | 4TXCD010DS3 | *UD2D140ACV5 | 48500 | 43500 | 19 | 11.7 | 8.7 | 2.28 | 73 | 58 | 201922724
AMERICAN STANDARD | 4A6L9048A1 | TAM9A0C42V41 |  | 47000 | 43500 | 19 | 12 | 8.7 | 2.09 | 73 | 58 | 201922734
AMERICAN STANDARD | 4A6L9048A1 | 4TXCD010DS3 | *UHMC100ACV4 | 47000 | 42000 | 19 | 12 | 8.7 | 2.21 | 73 | 59 | 201922723
AMERICAN STANDARD | 4A6L9048A1 | 4TXCD010DS3 | *UHMD120ACV5 | 48500 | 43000 | 19 | 12 | 8.7 | 2.29 | 73 | 59 | 201922722
AMERICAN STANDARD | 4A6L9048A1 | 4TXCD010DS3 | *UD2D120ACV5 | 48500 | 43500 | 19 | 11.7 | 8.7 | 2.26 | 74 | 59 | 201922727
TRANE | 4TWL9048A1 | TAM9A0C60V51 |  | 48000 | 43500 | 19 | 12 | 9 | 2.28 | 73 | 58 | 201922156
TRANE | 4TWL9048A1 | 4TXCD010DS3 | *UD2D120ACV5 | 48500 | 43500 | 19 | 11.7 | 8.7 | 2.26 | 74 | 59 | 201922148
TRANE | 4TWL9048A1 | 4TXCD010DS3 | *UHMC100ACV4 | 47000 | 42000 | 19 | 12 | 8.7 | 2.21 | 73 | 59 | 201922144
TRANE | 4TWL9048A1 | TAM9A0C42V41 |  | 47000 | 43500 | 19 | 12 | 8.7 | 2.09 | 73 | 58 | 201922155
TRANE | 4TWL9048A1 | 4TXCD010DS3 | *UHMD120ACV5 | 48500 | 43000 | 19 | 12 | 8.7 | 2.29 | 73 | 59 | 201922143
TRANE | 4TWL9048A1 | 4TXCD010DS3 | *UD2D140ACV5 | 48500 | 43500 | 19 | 11.7 | 8.7 | 2.28 | 73 | 58 | 201922145
TRANE | 4TWL9048A1 | 4TXCD010DS3 | S9V2C080U5PSB+RP | 47000 | 42000 | 19 | 11.7 | 8.7 | 2.21 | 73 | 59 | 201922142
TRANE | 4TWL9048A1 | 4PX*DU60BS3 | *UHMC100ACV4 | 47000 | 42000 | 19 | 12 | 8.7 | 2.21 | 73 | 59 | 201922028
TRANE | 4TWL9048A1 | 4PX*DU60BS3 | *UD2D120ACV5 | 48500 | 43500 | 19 | 11.7 | 8.7 | 2.26 | 74 | 59 | 201922050
TRANE | 4TWL9048A1 | 4PX*DU60BS3 | *UD2C080ACV4 | 47000 | 42000 | 19 | 11.7 | 8.7 | 2.21 | 73 | 59 | 201922056
TRANE | 4TWL9048A1 | 4PX*DU60BS3 | *UD2D140ACV5 | 48500 | 43500 | 19 | 11.7 | 9 | 2.28 | 73 | 58 | 201922034
TRANE | 4TWL9048A1 | 4PX*DU48BS3 | S9V2D120U5PSB+RP | 47500 | 44000 | 18 | 11.7 | 9 | 2.28 | 73 | 58 | 201922011
TRANE | 4TWV0X48A1 | 4PX*DU60BS3 | S9V2D120U5VSA+RP | 47000 | 42000 | 19.5 | 11.7 | 8.5 | 1.82 | 86 | 67 | 207526440
TRANE | 4TWL9048A1 | 4PX*DU60BS3 | S9V2C080U5PSB+RP | 47000 | 42000 | 19 | 11.7 | 8.7 | 2.21 | 74 | 59 | 201922014
TRANE | 4TWV0X48A1 | 4PX*DU60BS3 | S9V2C100U4VSA+RP | 45000 | 41000 | 19 | 11.7 | 8.2 | 1.75 | 86 | 67 | 207526439
TRANE | 4TWL9048A1 | 4PX*DU48BS3 | S9V2C100U5PSB+RP | 46000 | 42500 | 18.5 | 11.7 | 8.7 | 2.19 | 73 | 59 | 201922010
TRANE | 4TWV0X48A1 | 4PX*CU60BS3 | S9V2C100U4VSA+RP | 46500 | 42000 | 19.5 | 11.7 | 8.5 | 1.8 | 86 | 67 | 207526436
TRANE | 4TWV0X36A1 | 4TXCC005DS3 | S9V2C100U4VSA+RP | 34400 | 31400 | 20 | 12 | 8.5 | 1.81 | 83 | 64 | 207526431
TRANE | 4TWL9048A1 | 4TXCD010DS3 | S9V2C100U4PSB+RP | 47000 | 42000 | 19 | 11.7 | 8.7 | 2.21 | 73 | 59 | 201922141
TRANE | 4TWL9048A1 | 4TXCD010DS3 | S9V2D120U5PSB+RP | 49000 | 43000 | 18 | 12 | 9 | 2.3 | 74 | 59 | 201922139
TRANE | 4TWL9048A1 | 4TXCD010DS3 | *UD2C080ACV4 | 47000 | 42000 | 19 | 11.7 | 8.7 | 2.21 | 73 | 59 | 201922135
AMERICAN STANDARD | 4A6V8X48A1 | 4PX*CU60BS3 | S9V2C100U4VSA+RP | 46500 | 43000 | 18 | 11.7 | 8.5 | 1.85 | 86 | 67 | 207590197
AMERICAN STANDARD | 4A6V8X48A1 | 4PX*CD60BS3 | S9V2C100D4VSA+RP | 46500 | 43000 | 18 | 11.7 | 8.5 | 1.78 | 86 | 67 | 207590194
AMERICAN STANDARD | 4A6V0X48A1 | 4TXCD010DS3 | S9V2C100U4VSA+RP | 45000 | 41000 | 19 | 11.7 | 8.2 | 1.75 | 86 | 67 | 207590160
AMERICAN STANDARD | 4A6V0X48A1 | 4TXCD010DS3 | S9V2D120U5VSA+RP | 47000 | 42000 | 19.5 | 11.7 | 8.5 | 1.82 | 86 | 67 | 207590159
AMERICAN STANDARD | 4A6L9048A1 | 4TXCD010DS3 | S9V2D120U5PSB+RP | 49000 | 43000 | 18 | 12 | 9 | 2.3 | 74 | 59 | 201922718
AMERICAN STANDARD | 4A6L9048A1 | 4TXCD010DS3 | S9V2C100U4PSB+RP | 47000 | 42000 | 19 | 11.7 | 8.7 | 2.21 | 73 | 59 | 201922720
AMERICAN STANDARD | 4A6L9048A1 | 4TXCD010DS3 | S9V2C080U5PSB+RP | 47000 | 42000 | 19 | 11.7 | 8.7 | 2.21 | 73 | 59 | 201922721
AMERICAN STANDARD | 4A6L9048A1 | 4TXCD010DS3 | *UD2C080ACV4 | 47000 | 42000 | 19 | 11.7 | 8.7 | 2.21 | 73 | 59 | 201922714
TRANE | 4TWL9048A1 | 4PX*DU48BS3 | *UHMC100ACV4 | 46000 | 42500 | 19 | 11.7 | 8.7 | 2.19 | 73 | 59 | 201922008
TRANE | 4TWL9048A1 | 4PX*DU48BS3 | S9V2C100U4PSB+RP | 46000 | 42500 | 19 | 11.7 | 8.7 | 2.2 | 73 | 59 | 201922009
TRANE | 4TWL9048A1 | 4PX*DU48BS3 | *UD2C080ACV4 | 46000 | 42500 | 19 | 11.7 | 8.7 | 2.19 | 73 | 59 | 201922004
TRANE | 4TWL6036A1 | 4TXCD008DS3 | S8X2D120M5PSC | 36000 | 32800 | 15.2 | 12 | 8.1 | 2.15 | 65 | 50 | 211214903
TRANE | 4TWL6036A1 | TEM8B0C60V51+TDR |  | 37800 | 33200 | 15.2 | 12 | 8.1 | 2.2 | 64 | 49 | 211214912
TRANE | 4TWL6036A1 | TEM4A0C43M41+TDR |  | 35800 | 33200 | 15.2 | 12 | 8.1 | 2.18 | 65 | 50 | 211214909
TRANE | 4TWL6036A1 | TAMXB0C36V31 |  | 36400 | 33000 | 15.2 | 12 | 8.1 | 2.16 | 65 | 50 | 211214907
TRANE | 4TWL6036A1 | 4TXCC009DS3 | *UD2C100B9V5 | 37400 | 33400 | 15.2 | 12 | 8.1 | 2.12 | 65 | 50 | 211214892
TRANE | 4TWL6036A1 | 4TXCD008DS3 | S8X1D120M5PTC | 36000 | 32800 | 15.2 | 12 | 8.1 | 2.15 | 65 | 50 | 211214902
TRANE | 4TWL6036A1 | TEM6B0C60H51+TDR |  | 37400 | 33000 | 15.2 | 12 | 8.1 | 2.2 | 65 | 50 | 211214911
TRANE | 4TWL6036A1 | TEM6A0C48H41+TDR |  | 37800 | 33200 | 15.2 | 12 | 8.1 | 2.19 | 65 | 50 | 211214910
TRANE | 4TWL6036A1 | TEM4A0C42S41+TDR |  | 37400 | 34600 | 15.2 | 12 | 8.1 | 2.15 | 64 | 49 | 211214908
TRANE | 4TWL6036A1 | 4TXCD008DS3 | S9X1D120U5PSB | 37200 | 33400 | 15.2 | 12 | 8.1 | 2.16 | 65 | 50 | 211214905
TRANE | 4TWL6036A1 | 4TXCD008DS3 | S8X2D120M5PTC | 36000 | 32800 | 15.2 | 12 | 8.1 | 2.15 | 65 | 50 | 211214904
TRANE | 4TWL6036A1 | TAMXB0B30V31 |  | 35600 | 33200 | 15.2 | 12 | 8.1 | 2.19 | 66 | 51 | 211214906
TRANE | 4TWL6036A1 | 4TXCC009DS3 | *UD2C100A9V5 | 37600 | 33400 | 15.2 | 12 | 8.1 | 2.1 | 65 | 50 | 211214894
TRANE | 4TWL6036A1 | 4TXCD008DS3 | *UD2D140ACV5 | 36400 | 33000 | 15.2 | 12 | 8.1 | 2.16 | 65 | 50 | 211214901
TRANE | 4TWL6036A1 | 4TXCD008DS3 | S9X2D120U5PSB | 37200 | 33400 | 15.2 | 12 | 8.1 | 2.16 | 65 | 50 | 211214900
TRANE | 4TWL6036A1 | 4TXCC009DS3 | S8X2C080M5PTC | 37600 | 33200 | 15.2 | 12 | 8.1 | 2.13 | 65 | 50 | 211214877
TRANE | 4TWL6036A1 | 4TXCD008DS3 | *UD2D120ACV5 | 36200 | 33000 | 15.2 | 12 | 8.1 | 2.16 | 65 | 49 | 211214899
AMERICAN STANDARD | 4A6L5030N1 | 4PX*BU36BS3 | S8X1B080M4PSC | 29600 | 27000 | 15.2 | 12 | 8.1 | 2.16 | 67 | 53 | 210793310
AMERICAN STANDARD | 4A6L5030N1 | 4PX*BU36BS3 | S8X1B060M4PTC | 29600 | 27000 | 15.2 | 12 | 8.1 | 2.17 | 67 | 53 | 210793309
AMERICAN STANDARD | 4A6L5030N1 | 4PX*BU36BS3 | S8V2B080M4PCA | 30000 | 27400 | 15.2 | 12 | 8.1 | 2.16 | 67 | 53 | 210793303
AMERICAN STANDARD | 4A6L5030N1 | 4PX*BU36BS3 | S8V2B060M4PCA | 29600 | 27000 | 15.2 | 12 | 8.1 | 2.17 | 67 | 53 | 210793302
AMERICAN STANDARD | 4A6L5030N1 | 4PX*BU36BS3 | S8X1A040M3PTC | 28400 | 26600 | 15.2 | 12 | 8.1 | 2.13 | 67 | 52 | 210793305
AMERICAN STANDARD | 4A6L5030N1 | 4PX*BU36BS3 | S8X1A040M3PSC | 28400 | 26600 | 15.2 | 12 | 8.1 | 2.13 | 67 | 52 | 210793304
AMERICAN STANDARD | 4A6L5030N1 | 4PX*BU36BS3 | L8X1B080U4XSA | 30000 | 27400 | 15.2 | 12 | 8.1 | 2.16 | 67 | 53 | 210793295
AMERICAN STANDARD | 4A6L5030N1 | 4PX*BU36BS3 | *UHMB060ACV3 | 29800 | 27000 | 15.2 | 12 | 8.1 | 2.18 | 67 | 53 | 210793289
AMERICAN STANDARD | 4A6L5030N1 | 4PX*BU36BS3 | *UHMB080ACV3 | 29400 | 26800 | 16 | 12 | 8.1 | 2.2 | 67 | 52 | 210793290
AMERICAN STANDARD | 4A6L5030N1 | 4PX*BU30BS3 | S8X1B040M2PTC | 28800 | 29600 | 15.2 | 12 | 8.1 | 2.11 | 65 | 50 | 210793284
AMERICAN STANDARD | 4A6L5030N1 | 4PX*BU36BS3 | *UD2B060ACV3 | 29400 | 27000 | 15.2 | 12 | 8.1 | 2.18 | 67 | 53 | 210793287
AMERICAN STANDARD | 4A6L5030N1 | 4PX*BU36BS3 | S8X1B080M4PTC | 29600 | 27000 | 15.2 | 12 | 8.1 | 2.16 | 67 | 53 | 210793286
AMERICAN STANDARD | 4A6L5030N1 | 4PX*BU30BS3 | S8X1B060M4PSC | 29200 | 29600 | 15.2 | 12 | 8.1 | 2.12 | 65 | 50 | 210793285
AMERICAN STANDARD | 4A6L5030N1 | 4PX*BU30BS3 | S8V2B080M4PCA | 28800 | 29400 | 15.2 | 12 | 8.1 | 2.14 | 65 | 50 | 210793280
AMERICAN STANDARD | 4A6L5030N1 | 4PX*BU30BS3 | S8V2B060M4PCA | 28800 | 29400 | 15.2 | 12 | 8.1 | 2.13 | 65 | 50 | 210793279
AMERICAN STANDARD | 4A6L5030N1 | 4PX*BU30BS3 | S8X1B040M2PSC | 28800 | 29600 | 15.2 | 12 | 8.1 | 2.11 | 65 | 50 | 210793283
AMERICAN STANDARD | 4A6L5030N1 | 4PX*BU30BS3 | S8X1A040M3PTC | 27600 | 29000 | 15.2 | 12 | 8.1 | 2.09 | 65 | 50 | 210793282
AMERICAN STANDARD | 4A6L5030N1 | 4TXCB003DS3 | S8V2A040M3PCA | 27800 | 29200 | 15.2 | 12 | 8.1 | 2.09 | 65 | 50 | 210793553
AMERICAN STANDARD | 4A6L5030N1 | 4PX*BU30BS3 | S8X1A040M3PSC | 27600 | 29000 | 15.2 | 12 | 8.1 | 2.09 | 65 | 50 | 210793281
AMERICAN STANDARD | 4A6L5030N1 | 4PX*BU30BS3 | L8V1B080U4VSA | 28800 | 29600 | 15.2 | 12 | 8.1 | 2.12 | 65 | 50 | 210793271
AMERICAN STANDARD | 4A6L5030N1 | 4PX*BU30BS3 | L8X1B080U4XSA | 29600 | 29600 | 15.2 | 12 | 8.1 | 2.1 | 66 | 51 | 210793273
AMERICAN STANDARD | 4A6L5030N1 | 4PX*BU30BS3 | L8X1B060U3XSA | 28800 | 29600 | 15.2 | 12 | 8.1 | 2.11 | 65 | 50 | 210793272
AMERICAN STANDARD | 4A6L5030N1 | 4PX*BU30BS3 | *UD2B080ACV3 | 29200 | 29400 | 15.2 | 12 | 8.1 | 2.12 | 66 | 50 | 210793266
AMERICAN STANDARD | 4A6L5030N1 | 4PX*BU30BS3 | *UHMB080ACV3 | 28800 | 29400 | 15.2 | 12 | 8.1 | 2.16 | 65 | 49 | 210793268
AMERICAN STANDARD | 4A6L5030N1 | 4PX*BU30BS3 | L8V1A040U3VSA | 27800 | 29200 | 15.2 | 12 | 8.1 | 2.09 | 65 | 50 | 210793269
AMERICAN STANDARD | 4A6L5030N1 | 4PX*BU30BS3 | L8V1A060U3VSA | 27600 | 29000 | 15.2 | 12 | 8.1 | 2.09 | 65 | 50 | 210793270
AMERICAN STANDARD | 4A6L5030N1 | 4PX*BU30BS3 | *UHMB060ACV3 | 29000 | 29400 | 15.2 | 12 | 8.1 | 2.15 | 65 | 50 | 210793267
AMERICAN STANDARD | 4A6L5030N1 | 4PX*BU30BS3 | *UD2B060ACV3 | 29200 | 29600 | 15.2 | 12 | 8.1 | 2.13 | 65 | 50 | 210793265
AMERICAN STANDARD | 4A6L5030N1 | 4PX*BU30BS3 | S9X1B080U4PSB | 28800 | 29400 | 15.2 | 12 | 8.1 | 2.14 | 65 | 50 | 210793247
AMERICAN STANDARD | 4A6L5030N1 | 4PX*BU30BS3 | S9X2B060U4PSB | 28600 | 29400 | 15.2 | 12 | 8.1 | 2.13 | 65 | 50 | 210793249
AMERICAN STANDARD | 4A6L5030N1 | 4PX*BU30BS3 | S9V2B080U4VSA | 28800 | 29400 | 15.2 | 12 | 8.1 | 2.13 | 65 | 50 | 210793244
AMERICAN STANDARD | 4A6L5030N1 | 4PX*BU30BS3 | S9X1B060U4PSB | 28600 | 29400 | 15.2 | 12 | 8.1 | 2.13 | 65 | 50 | 210793246
AMERICAN STANDARD | 4A6L5030N1 | 4PX*BU30BS3 | S9V2B060U3VSA | 28600 | 29400 | 15.2 | 12 | 8.1 | 2.13 | 65 | 50 | 210793241
AMERICAN STANDARD | 4A6L5030N1 | 4PX*BU30BS3 | S9V2B080U4PSB | 28800 | 29400 | 15.2 | 12 | 8.1 | 2.13 | 65 | 50 | 210793243
AMERICAN STANDARD | 4A6L5030N1 | 4PX*BU30BS3 | S9X1B040U3PSB | 28600 | 29400 | 15.2 | 12 | 8.1 | 2.13 | 65 | 50 | 210793245
AMERICAN STANDARD | 4A6L5030N1 | 4PX*BU30BS3 | S9X2B080U4PSB | 28800 | 29400 | 15.2 | 12 | 8.1 | 2.14 | 65 | 50 | 210793250
AMERICAN STANDARD | 4A6L5030N1 | 4PX*BU30BS3 | S9X2B040U3PSB | 28600 | 29400 | 15.2 | 12 | 8.1 | 2.13 | 65 | 50 | 210793248
AMERICAN STANDARD | 4A6L5030N1 | 4PX*BU30BS3 | S9V2B060U4PSB | 28800 | 29600 | 15.2 | 12 | 8.1 | 2.14 | 65 | 49 | 210793242
AMERICAN STANDARD | 4A6L5030N1 | 4PX*BU30BS3 | S8X2A040M3PSC | 27600 | 29000 | 15.2 | 12 | 8.1 | 2.09 | 65 | 50 | 210793233
AMERICAN STANDARD | 4A6L5030N1 | 4PX*BU30BS3 | S9V2B040U3VSA | 28600 | 29400 | 15.2 | 12 | 8.1 | 2.13 | 65 | 50 | 210793240
AMERICAN STANDARD | 4A6L5030N1 | 4PX*BU30BS3 | S8X1B080M4PTC | 29200 | 29600 | 15.2 | 12 | 8.1 | 2.12 | 66 | 50 | 210793232
AMERICAN STANDARD | 4A6L5030N1 | 4PX*BU30BS3 | S8X2B080M4PTC | 29200 | 29600 | 15.2 | 12 | 8.1 | 2.12 | 66 | 50 | 210793238
AMERICAN STANDARD | 4A6L5030N1 | 4PX*BU30BS3 | S8X2A040M3PTC | 27600 | 29000 | 15.2 | 12 | 8.1 | 2.09 | 65 | 50 | 210793234
AMERICAN STANDARD | 4A6L5030N1 | 4PX*BU30BS3 | S9V2B040U3PSB | 28600 | 29400 | 15.2 | 12 | 8.1 | 2.13 | 65 | 50 | 210793239
AMERICAN STANDARD | 4A6L5030N1 | 4PX*BU30BS3 | S8X2B080M4PSC | 29200 | 29600 | 15.2 | 12 | 8.1 | 2.12 | 66 | 50 | 210793237
AMERICAN STANDARD | 4A6L5030N1 | 4PX*BU30BS3 | S8X2B060M4PTC | 29200 | 29600 | 15.2 | 12 | 8.1 | 2.12 | 65 | 50 | 210793236
AMERICAN STANDARD | 4A6L5030N1 | 4PX*BU30BS3 | S8X2B060M4PSC | 29200 | 29600 | 15.2 | 12 | 8.1 | 2.12 | 65 | 50 | 210793235
AMERICAN STANDARD | 4A6L5030N1 | 4TXCB003DS3 | S8V2B060M4PCA | 28800 | 29400 | 15.2 | 12 | 8.1 | 2.13 | 65 | 50 | 210793552
AMERICAN STANDARD | 4A6L5030N1 | 4PX*BU30BS3 | S8X1B060M4PTC | 29200 | 29600 | 15.2 | 12 | 8.1 | 2.12 | 65 | 50 | 210793230
AMERICAN STANDARD | 4A6L5030N1 | 4PX*BU30BS3 | S8X1B080M4PSC | 29200 | 29600 | 15.2 | 12 | 8.1 | 2.12 | 66 | 50 | 210793231
TRANE | 4TWL5024N1 | 4PX*BU42BS3 | S8V2B080M4PDA | 25600 | 25600 | 16 | 12 | 8.1 | 2.22 | 72 | 55 | 211049681
TRANE | 4TWL5024N1 | 4TXCB003DS3 | S8V2A040M3PDA | 25600 | 25600 | 15.2 | 12 | 8.1 | 2.08 | 74 | 57 | 211049687
TRANE | 4TWL5024N1 | 4TXCB003DS3 | S8V2B080M4PDA | 25600 | 25600 | 15.2 | 12 | 8.1 | 2.14 | 75 | 57 | 211049685
TRANE | 4TWL5024N1 | 4PX*BU42BS3 | S8V2B060M4PDA | 25600 | 25600 | 16 | 12 | 8.1 | 2.22 | 73 | 56 | 211049678
TRANE | 4TWL5024N1 | 4PX*BU30BS3 | S8V2B060M4PDA | 25600 | 25600 | 15.2 | 12 | 8.1 | 2.13 | 75 | 57 | 211049666
TRANE | 4TWL5024N1 | 4PX*BU42BS3 | S8V2A040M3PDA | 25600 | 25600 | 16 | 12 | 8.1 | 2.18 | 71 | 55 | 211049675
TRANE | 4TWL5024N1 | 4PX*BU30BS3 | S8V2B080M4PDA | 25600 | 25600 | 15.2 | 12 | 8.1 | 2.14 | 75 | 57 | 211049661
TRANE | 4TWL5024N1 | 4PX*BU30BS3 | S8V2A040M3PDA | 25600 | 25600 | 15.2 | 12 | 8.1 | 2.08 | 74 | 57 | 211049663
AMERICAN STANDARD | 4A6L5024N1 | 4TXCB006DS3 | S8V2B080M4PDA | 25600 | 25600 | 16 | 12 | 8.1 | 2.22 | 72 | 55 | 211049897
AMERICAN STANDARD | 4A6L5024N1 | 4TXCB006DS3 | S8V2B060M4PDA | 25600 | 25600 | 16 | 12 | 8.1 | 2.23 | 72 | 55 | 211049900
AMERICAN STANDARD | 4A6L5024N1 | 4TXCB006DS3 | S8V2A040M3PDA | 25600 | 25600 | 16 | 12 | 8.1 | 2.19 | 70 | 54 | 211049899
AMERICAN STANDARD | 4A6L5024N1 | 4TXCB003DS3 | S8V2B080M4PDA | 25600 | 25600 | 15.2 | 12 | 8.1 | 2.14 | 75 | 57 | 211049887
TRANE | 4TWL5030N1 | 4PX*BU48BS3 | S8V2B060M4PCA | 30400 | 27800 | 16 | 12 | 8.1 | 2.23 | 66 | 51 | 210792245
TRANE | 4TWL5030N1 | 4PX*BU48BS3 | S8X1B060M4PSC | 30400 | 27800 | 16 | 12 | 8.1 | 2.23 | 66 | 51 | 210792249
TRANE | 4TWL5030N1 | 4PX*BU48BS3 | S8V2B080M4PCA | 30400 | 27800 | 16 | 12 | 8.1 | 2.22 | 66 | 51 | 210792246
TRANE | 4TWL5030N1 | 4PX*BU48BS3 | S8V2A040M3PCA | 29400 | 27400 | 16 | 12 | 8.1 | 2.18 | 66 | 51 | 210792244
TRANE | 4TWL5030N1 | 4PX*BU42BS3 | S9V2B080U4VSA | 30600 | 28000 | 16 | 12 | 8.1 | 2.22 | 66 | 51 | 210792223
TRANE | 4TWL5030N1 | 4PX*BU42BS3 | S8X1A040M3PSC | 29200 | 27600 | 16 | 12 | 8.1 | 2.18 | 66 | 51 | 210792204
TRANE | 4TWL5030N1 | 4PX*BU48BS3 | L8X1B060U3XSA | 30200 | 27600 | 16 | 12 | 8.1 | 2.22 | 66 | 51 | 210792239
TRANE | 4TWL5030N1 | 4PX*BU48BS3 | L8V1B080U4VSA | 30200 | 27600 | 16 | 12 | 8.1 | 2.22 | 66 | 51 | 210792237
TRANE | 4TWL5030N1 | 4PX*BU48BS3 | L8V1A040U3VSA | 29200 | 27400 | 15.2 | 12 | 8.1 | 2.18 | 66 | 51 | 210792235
TRANE | 4TWL5030N1 | 4PX*BU48BS3 | *UHMB080ACV3 | 30000 | 27400 | 16 | 12 | 8.1 | 2.26 | 66 | 51 | 210792234
TRANE | 4TWL5030N1 | 4PX*BU48BS3 | *UHMB060ACV3 | 30200 | 27600 | 16 | 12 | 8.1 | 2.26 | 66 | 51 | 210792233
TRANE | 4TWL5030N1 | 4PX*BU48BS3 | S9X2B080U4PSB | 30800 | 28000 | 16 | 12 | 8.1 | 2.21 | 66 | 51 | 210792232
TRANE | 4TWL5030N1 | 4PX*BU48BS3 | S9X2B060U4PSB | 30600 | 27800 | 16 | 12 | 8.1 | 2.22 | 67 | 52 | 210792231
TRANE | 4TWL5030N1 | 4PX*BU48BS3 | S9X2B040U3PSB | 30800 | 28000 | 15.2 | 12 | 8.1 | 2.19 | 66 | 51 | 210792230
TRANE | 4TWL5030N1 | 4PX*BU42BS3 | S8X1B040M2PSC | 30000 | 28000 | 16 | 12 | 8.1 | 2.21 | 66 | 51 | 210792206
TRANE | 4TWL5030N1 | 4PX*BU48BS3 | S9X1B060U4PSB | 30600 | 27800 | 16 | 12 | 8.1 | 2.22 | 67 | 52 | 210792228
TRANE | 4TWL5030N1 | 4PX*BU48BS3 | S9X1B080U4PSB | 30800 | 28000 | 16 | 12 | 8.1 | 2.21 | 66 | 51 | 210792229
TRANE | 4TWL5030N1 | 4PX*BU48BS3 | S9X1B040U3PSB | 30800 | 28000 | 15.2 | 12 | 8.1 | 2.19 | 66 | 51 | 210792227
TRANE | 4TWL5030N1 | 4PX*BU48BS3 | *UD2B060ACV3 | 30400 | 27600 | 16 | 12 | 8.1 | 2.24 | 66 | 51 | 210792226
TRANE | 4TWL5030N1 | 4PX*BU42BS3 | S9X1B060U4PSB | 30200 | 28000 | 16 | 12 | 8.1 | 2.22 | 66 | 51 | 210792225
TRANE | 4TWL5030N1 | 4PX*BU42BS3 | S9X1B040U3PSB | 29800 | 27800 | 16 | 12 | 8.1 | 2.22 | 66 | 51 | 210792224
TRANE | 4TWL5030N1 | 4PX*BU42BS3 | S9V2B080U4PSB | 30600 | 28000 | 16 | 12 | 8.1 | 2.22 | 66 | 51 | 210792222
TRANE | 4TWL5030N1 | 4PX*BU42BS3 | S9V2B060U4PSB | 30200 | 28000 | 16 | 12 | 8.1 | 2.24 | 66 | 51 | 210792221
TRANE | 4TWL5030N1 | 4PX*BU42BS3 | S9V2B040U3VSA | 30200 | 28000 | 16 | 12 | 8.1 | 2.22 | 66 | 51 | 210792219
TRANE | 4TWL5030N1 | 4PX*BU42BS3 | S9V2B060U3VSA | 30200 | 28000 | 16 | 12 | 8.1 | 2.23 | 66 | 51 | 210792220
TRANE | 4TWL5030N1 | 4PX*BU42BS3 | S9V2B040U3PSB | 30200 | 28000 | 16 | 12 | 8.1 | 2.22 | 66 | 51 | 210792218
TRANE | 4TWL5030N1 | 4PX*BU42BS3 | S8X2B080M4PSC | 30400 | 28000 | 16 | 12 | 8.1 | 2.21 | 66 | 51 | 210792216
TRANE | 4TWL5030N1 | 4PX*BU42BS3 | S8X2B060M4PTC | 30800 | 28200 | 16 | 12 | 8.1 | 2.21 | 66 | 51 | 210792215
TRANE | 4TWL5030N1 | 4PX*BU42BS3 | S8X2B060M4PSC | 30800 | 28200 | 16 | 12 | 8.1 | 2.21 | 66 | 51 | 210792214
TRANE | 4TWL5030N1 | 4PX*BU42BS3 | S8X2B080M4PTC | 30400 | 28000 | 16 | 12 | 8.1 | 2.21 | 66 | 51 | 210792217
TRANE | 4TWL5030N1 | 4PX*BU42BS3 | S8X2A040M3PTC | 29200 | 27600 | 16 | 12 | 8.1 | 2.18 | 66 | 51 | 210792213
TRANE | 4TWL5030N1 | 4PX*BU42BS3 | S8X2A040M3PSC | 29200 | 27600 | 16 | 12 | 8.1 | 2.18 | 66 | 51 | 210792212
TRANE | 4TWL5030N1 | 4PX*BU42BS3 | S8X1B060M4PTC | 30800 | 28200 | 16 | 12 | 8.1 | 2.21 | 66 | 51 | 210792209
TRANE | 4TWL5030N1 | 4PX*BU42BS3 | S8X1B080M4PTC | 30400 | 28000 | 16 | 12 | 8.1 | 2.21 | 66 | 51 | 210792211
TRANE | 4TWL5030N1 | 4PX*BU42BS3 | S8X1B060M4PSC | 30800 | 28200 | 16 | 12 | 8.1 | 2.21 | 66 | 51 | 210792208
TRANE | 4TWL5030N1 | 4PX*BU42BS3 | S8X1B040M2PTC | 30000 | 28000 | 16 | 12 | 8.1 | 2.21 | 66 | 51 | 210792207
TRANE | 4TWL5030N1 | 4PX*BU42BS3 | S8X1A040M3PTC | 29200 | 27600 | 16 | 12 | 8.1 | 2.18 | 66 | 51 | 210792205
TRANE | 4TWL5030N1 | 4PX*BU42BS3 | S8V2A040M3PCA | 29600 | 27800 | 16 | 12 | 8.1 | 2.17 | 66 | 51 | 210792201
TRANE | 4TWL5030N1 | 4PX*BU42BS3 | S8V2B080M4PCA | 30400 | 28000 | 16 | 12 | 8.1 | 2.22 | 66 | 51 | 210792203
TRANE | 4TWL5030N1 | 4PX*BU42BS3 | L8V1A060U3VSA | 29200 | 27600 | 16 | 12 | 8.1 | 2.18 | 66 | 51 | 210792192
TRANE | 4TWL5030N1 | 4PX*BU42BS3 | S8V2B060M4PCA | 30400 | 28000 | 16 | 12 | 8.1 | 2.22 | 66 | 51 | 210792202
TRANE | 4TWL5030N1 | 4PX*BU36BS3 | S9X2B080U4PSB | 29800 | 27400 | 15.2 | 12 | 8.1 | 2.16 | 67 | 52 | 210792182
TRANE | 4TWL5030N1 | 4PX*BU42BS3 | S9X2B060U4PSB | 30200 | 28000 | 16 | 12 | 8.1 | 2.22 | 66 | 51 | 210792185
TRANE | 4TWL5030N1 | 4PX*BU42BS3 | L9X1B070U4VSA | 29800 | 28000 | 15.2 | 12 | 8.1 | 2.17 | 66 | 52 | 210792197
TRANE | 4TWL5030N1 | 4PX*BU42BS3 | L9X1A050U3VSA | 28600 | 27600 | 15.2 | 12 | 8.1 | 2.13 | 67 | 52 | 210792196
TRANE | 4TWL5030N1 | 4PX*BU42BS3 | L8X1B060U3XSA | 30000 | 28000 | 16 | 12 | 8.1 | 2.22 | 66 | 51 | 210792195
TRANE | 4TWL5030N1 | 4PX*BU42BS3 | L8V1B080U4VSA | 30200 | 28000 | 16 | 12 | 8.1 | 2.22 | 66 | 51 | 210792193
TRANE | 4TWL5030N1 | 4PX*BU42BS3 | L8V1A040U3VSA | 28800 | 27400 | 15.2 | 12 | 8.1 | 2.18 | 66 | 51 | 210792191
TRANE | 4TWL5030N1 | 4PX*BU42BS3 | *UHMB080ACV3 | 30200 | 27800 | 16 | 12 | 8.1 | 2.25 | 66 | 51 | 210792190
TRANE | 4TWL5030N1 | 4PX*BU42BS3 | *UHMB060ACV3 | 30000 | 27800 | 16 | 12 | 8.1 | 2.24 | 66 | 51 | 210792189
TRANE | 4TWL5030N1 | 4PX*BU42BS3 | *UD2B080ACV3 | 30200 | 28000 | 16 | 12 | 8.1 | 2.22 | 66 | 51 | 210792188
TRANE | 4TWL5030N1 | 4PX*BU42BS3 | *UD2B060ACV3 | 30200 | 28000 | 16 | 12 | 8.1 | 2.23 | 66 | 51 | 210792187
TRANE | 4TWL5030N1 | 4PX*BU42BS3 | S9X2B080U4PSB | 30200 | 28000 | 16 | 12 | 8.1 | 2.23 | 66 | 51 | 210792186
TRANE | 4TWL5030N1 | 4PX*BU30BS3 | L8V1B080U4VSA | 28800 | 29600 | 15.2 | 12 | 8.1 | 2.12 | 65 | 50 | 210792124
TRANE | 4TWL5030N1 | 4PX*BU42BS3 | S9X2B040U3PSB | 29800 | 27800 | 16 | 12 | 8.1 | 2.22 | 66 | 51 | 210792184
TRANE | 4TWL5030N1 | 4PX*BU42BS3 | S9X1B080U4PSB | 30200 | 28000 | 16 | 12 | 8.1 | 2.23 | 66 | 51 | 210792183
TRANE | 4TWL5030N1 | 4PX*BU36BS3 | S9X1B080U4PSB | 29800 | 27400 | 15.2 | 12 | 8.1 | 2.16 | 67 | 52 | 210792179
TRANE | 4TWL5030N1 | 4PX*BU36BS3 | S8V2B060M4PCA | 29600 | 27000 | 15.2 | 12 | 8.1 | 2.17 | 67 | 53 | 210792156
TRANE | 4TWL5030N1 | 4PX*BU36BS3 | S9V2B080U4VSA | 30000 | 27400 | 15.2 | 12 | 8.1 | 2.16 | 67 | 53 | 210792176
TRANE | 4TWL5030N1 | 4PX*BU36BS3 | S9V2B080U4PSB | 30000 | 27400 | 15.2 | 12 | 8.1 | 2.16 | 67 | 53 | 210792175
TRANE | 4TWL5030N1 | 4PX*BU36BS3 | S9V2B040U3VSA | 29400 | 27000 | 15.2 | 12 | 8.1 | 2.17 | 67 | 53 | 210792172
TRANE | 4TWL5030N1 | 4PX*BU36BS3 | S9V2B060U4PSB | 30000 | 27200 | 15.2 | 12 | 8.1 | 2.17 | 67 | 53 | 210792174
TRANE | 4TWL5030N1 | 4PX*BU36BS3 | S8X2B080M4PTC | 29600 | 27000 | 15.2 | 12 | 8.1 | 2.16 | 67 | 53 | 210792170
TRANE | 4TWL5030N1 | 4PX*BU36BS3 | S8X2B080M4PSC | 29600 | 27000 | 15.2 | 12 | 8.1 | 2.16 | 67 | 53 | 210792169
TRANE | 4TWL5030N1 | 4PX*BU36BS3 | S9V2B040U3PSB | 29400 | 27000 | 15.2 | 12 | 8.1 | 2.17 | 67 | 53 | 210792171
TRANE | 4TWV8X48A1 | 4PX*DU60BS3 | S9V2C100U4PSB+RP | 45000 | 42000 | 18 | 11.7 | 8.5 | 1.8 | 85 | 66 | 210653687
TRANE | 4TWV8X48A1 | 4PX*DU48BS3 | S9V2D120U5VSA+RP | 46000 | 43500 | 18 | 11.7 | 8.5 | 1.84 | 86 | 67 | 210653680
TRANE | 4TWV8X48A1 | 4PX*DU48BS3 | S9V2D120U5PSB+RP | 46000 | 43500 | 18 | 11.7 | 8.5 | 1.84 | 86 | 67 | 210653681
TRANE | 4TWV8X48A1 | 4PX*DU60BS3 | S9V2C080U5PSB+RP | 45500 | 42000 | 18 | 11.7 | 8.5 | 1.8 | 85 | 67 | 210653686
TRANE | 4TWV8X48A1 | 4PX*DU48BS3 | S9V2C100U4PSB+RP | 44500 | 42000 | 18 | 11.7 | 8.5 | 1.77 | 86 | 67 | 210653684
TRANE | 4TWV8X48A1 | 4PX*DU48BS3 | S9V2C100U4VSA+RP | 44500 | 42000 | 18 | 11.7 | 8.5 | 1.77 | 86 | 67 | 210653683
TRANE | 4TWV8X48A1 | 4PX*DU48BS3 | S9V2C100U5PSB+RP | 44500 | 42500 | 18 | 11.7 | 8.5 | 1.78 | 85 | 66 | 210653682
TRANE | 4TWV8X48A1 | 4PX*DU48BS3 | L8V1C100U5VSA+RP | 44500 | 42000 | 18 | 11.7 | 8.5 | 1.79 | 86 | 66 | 210653679
TRANE | 4TWV8X48A1 | 4PX*DU48BS3 | *UHMD120ACV5 | 45500 | 43500 | 18 | 11.7 | 8.5 | 1.84 | 85 | 66 | 210653678
AMERICAN STANDARD | 4A6L5036N1 | TAMXB0C36V31 |  | 34800 | 32000 | 15.4 | 12.6 | 8.1 | 2.02 | 63 | 46 | 210700253
TRANE | 4TWL5036N1 | TAMXB0C36V31 |  | 34800 | 32000 | 15.4 | 12.6 | 8.1 | 2.02 | 63 | 46 | 210700217
AMERICAN STANDARD | 4A6V8X48A1 | 4PX*DU60BS3 | S8V2C080M5PCA | 45000 | 41500 | 18 | 11.7 | 8.5 | 1.8 | 86 | 66 | 210692246
AMERICAN STANDARD | 4A6V8X48A1 | 4TXCD010DS3 | S8V2C080M5PCA | 45000 | 41500 | 18 | 11.7 | 8.5 | 1.8 | 86 | 66 | 210692251
AMERICAN STANDARD | 4A6V8X48A1 | 4PX*DU48BS3 | S8V2C100M5PCA | 44500 | 42500 | 18 | 11.7 | 8.5 | 1.77 | 86 | 66 | 210692245
AMERICAN STANDARD | 4A6V8X48A1 | 4TXCD008DS3 | S8V2C080M5PCA | 44000 | 42000 | 18 | 11.7 | 8.5 | 1.77 | 86 | 66 | 210692250
AMERICAN STANDARD | 4A6V8X48A1 | 4TXCD008DS3 | S8V2C100M5PCA | 44500 | 42500 | 18 | 11.7 | 8.5 | 1.77 | 86 | 66 | 210692249
AMERICAN STANDARD | 4A6V8X48A1 | 4PX*DD60BS3 | S8V2C080M5PCA | 44000 | 41500 | 18 | 11.7 | 8.2 | 1.75 | 86 | 66 | 210692243
AMERICAN STANDARD | 4A6V0X48A1 | 4TXCD010DS3 | S8V2C100M5PCA | 45000 | 41000 | 19 | 11.7 | 8.2 | 1.75 | 86 | 66 | 210692238
AMERICAN STANDARD | 4A6L5036N1 | 4TXCC009DS3 | L8V1C100U5VSA | 35800 | 31800 | 15.2 | 12 | 8.1 | 2.05 | 63 | 47 | 210796329
AMERICAN STANDARD | 4A6L5036N1 | 4TXCC007DS3 | L8V1C100U5VSA | 35400 | 32400 | 15.2 | 12 | 8.1 | 2.04 | 62 | 46 | 210796328
TRANE | 4TWV8X48A1 | 4TXCD008DS3 | S9V2C100U4PSB+RP | 44500 | 42000 | 18 | 11.7 | 8.5 | 1.77 | 86 | 67 | 210653700
TRANE | 4TWV8X48A1 | 4TXCD008DS3 | S9V2D120U5VSA+RP | 46000 | 43500 | 18 | 11.7 | 8.5 | 1.84 | 86 | 67 | 210653701
TRANE | 4TWV8X48A1 | 4TXCD008DS3 | S9V2C100U5PSB+RP | 44500 | 42500 | 18 | 11.7 | 8.5 | 1.78 | 85 | 66 | 210653703
TRANE | 4TWV8X48A1 | 4TXCD008DS3 | S9V2C100U4VSA+RP | 44500 | 42000 | 18 | 11.7 | 8.5 | 1.77 | 86 | 67 | 210653704
TRANE | 4TWV8X48A1 | 4TXCD008DS3 | S9V2D120U5PSB+RP | 46000 | 43500 | 18 | 11.7 | 8.5 | 1.84 | 86 | 67 | 210653702
TRANE | 4TWV8X48A1 | 4TXCD008DS3 | *UHMD120ACV5 | 45500 | 43500 | 18 | 11.7 | 8.5 | 1.84 | 85 | 66 | 210653699
TRANE | 4TWV8X48A1 | 4TXCD008DS3 | L8V1C100U5VSA+RP | 44500 | 42000 | 18 | 11.7 | 8.5 | 1.79 | 86 | 66 | 210653698
TRANE | 4TWV8X48A1 | 4TXCD008DS3 | S9V2C080U5PSB+RP | 44500 | 42500 | 18 | 11.7 | 8.5 | 1.78 | 85 | 67 | 210653697
TRANE | 4TWV8X48A1 | 4TXCC009DS3 | L8V1C100U5VSA+RP | 47000 | 43000 | 18 | 12 | 8.5 | 1.86 | 86 | 66 | 210653696
TRANE | 4TWV8X48A1 | 4PX*DU60BS3 | S9V2D120U5PSB+RP | 47000 | 43000 | 18 | 12 | 8.5 | 1.87 | 86 | 67 | 210653688
TRANE | 4TWV8X48A1 | 4PX*DU48BS3 | S9V2C080U5PSB+RP | 44500 | 42500 | 18 | 11.7 | 8.5 | 1.78 | 85 | 67 | 210653685
AMERICAN STANDARD | 4A6L5036N1 | 4PX*CU42BS3 | S9X1C100U5PSB | 35200 | 33000 | 15.2 | 12 | 8.1 | 2 | 62 | 45 | 210791014
AMERICAN STANDARD | 4A6L5036N1 | 4PX*CU42BS3 | S9X1C080U5PSB | 35200 | 32800 | 15.2 | 12 | 8.1 | 2.01 | 62 | 46 | 210791013
AMERICAN STANDARD | 4A6L5036N1 | 4PX*CU42BS3 | S9V2C080U5PSB | 35200 | 32800 | 15.2 | 12 | 8.1 | 2.02 | 62 | 45 | 210791011
AMERICAN STANDARD | 4A6L5036N1 | 4PX*CU42BS3 | S9V2C100U5PSB | 35200 | 32800 | 15.2 | 12 | 8.1 | 2.02 | 62 | 45 | 210791012
AMERICAN STANDARD | 4A6L5036N1 | 4PX*CU42BS3 | S8X1C100M5PSC | 35200 | 32800 | 15.2 | 12 | 8.1 | 2 | 62 | 46 | 210791010
AMERICAN STANDARD | 4A6L5036N1 | 4PX*CU42BS3 | S8X1C080M5PSC | 34800 | 32600 | 15.2 | 12 | 8.1 | 1.99 | 62 | 46 | 210791009
AMERICAN STANDARD | 4A6L9024A1 | 4PX*BU24BS3 | S9V2B060U3PSB+RP | 22400 | 21800 | 16.5 | 11.7 | 8.2 | 2.03 | 66 | 51 | 201923033
AMERICAN STANDARD | 4A6L9024A1 | 4PX*BD36BS3 | S9V2B060D3PSB+RP | 23200 | 20400 | 18 | 12 | 8.5 | 2.26 | 67 | 52 | 201923012
AMERICAN STANDARD | 4A6L9024A1 | 4PX*BU30BS3 | S9V2B040U3PSB+RP | 23400 | 20800 | 17 | 12 | 8.7 | 2.32 | 68 | 54 | 201923035
AMERICAN STANDARD | 4A6L9024A1 | TEM8A0B30V31+TDR |  | 23600 | 21000 | 18 | 12 | 9 | 2.39 | 68 | 52 | 201922925
AMERICAN STANDARD | 4A6L9036A1 | 4TXCC009DS3 | *UD2C100ACV5 | 37800 | 33200 | 18 | 11.7 | 8.7 | 2.32 | 70 | 55 | 201922465
AMERICAN STANDARD | 4A6L9024A1 | TEM8A0B24V21+TDR |  | 23400 | 21000 | 18 | 12 | 9 | 2.38 | 67 | 52 | 201923080
AMERICAN STANDARD | 4A6L9024A1 | 4TXCB003DS3 | S9V2B040U3PSB+RP | 23400 | 21400 | 17 | 12 | 8.7 | 2.32 | 67 | 52 | 201923050
AMERICAN STANDARD | 4A6L9024A1 | 4PX*BU30BS3 | S9V2B060U3PSB+RP | 23200 | 21400 | 17 | 12 | 8.7 | 2.33 | 66 | 52 | 201923036
AMERICAN STANDARD | 4A6L9024A1 | 4PX*BU42BS3 | S9V2B040U3PSB+RP | 24000 | 20600 | 17.5 | 12.5 | 8.7 | 2.35 | 67 | 53 | 201923042
TRANE | 4TWL9024A1 | 4PX*BD30BS3 | S9V2B040D3PSB+RP | 23200 | 21400 | 17 | 12 | 8.7 | 2.23 | 66 | 52 | 201922931
TRANE | 4TWL9024A1 | 4PX*BU42BS3 | S9V2B060U3PSB+RP | 23800 | 20400 | 17.5 | 12.5 | 8.7 | 2.36 | 67 | 53 | 201922951
TRANE | 4TWL9024A1 | 4PX*BD30BS3 | S9V2B080D3PSB+RP | 23000 | 21000 | 17 | 12 | 8.7 | 2.23 | 67 | 53 | 201922929
TRANE | 4TWL9024A1 | 4PX*BD30BS3 | S9V2B060D3PSB+RP | 23000 | 21200 | 17.5 | 12 | 8.7 | 2.24 | 67 | 52 | 201922930
TRANE | 4TWL9024A1 | 4PX*BU30BS3 | *UHMB080ACV3 | 23600 | 21200 | 18 | 12.5 | 9 | 2.37 | 67 | 51 | 201921632
TRANE | 4TWL9024A1 | 4PX*BU30BS3 | *UHMB060ACV3 | 23600 | 20800 | 18 | 12 | 9 | 2.37 | 67 | 52 | 201921631
TRANE | 4TWL9024A1 | 4PX*BU24BS3 | *UHMB060ACV3 | 22800 | 21600 | 17.5 | 11.7 | 8.2 | 2.07 | 66 | 51 | 201921624
AMERICAN STANDARD | 4A6L9036A1 | 4TXCB006DS3 | S9V2B080U4VSA+RP | 36400 | 33600 | 17.5 | 11.7 | 8.7 | 2.3 | 70 | 55 | 204433498
AMERICAN STANDARD | 4A6H6048N1 | TAMXB0C60V51 |  | 46000 | 44000 | 16.2 | 12 | 8.1 | 2.11 | 70 | 54 | 210700284
AMERICAN STANDARD | 4A6H6048N1 | TAMXB0C48V41 |  | 45000 | 43500 | 16.2 | 12 | 8.1 | 2.15 | 71 | 54 | 210700283
AMERICAN STANDARD | 4A6H6024N1 | TAMXB0C36V31 |  | 25000 | 22800 | 16.2 | 12.6 | 8.1 | 2.05 | 68 | 51 | 210700278
AMERICAN STANDARD | 4A6H6024N1 | TAMXB0B30V31 |  | 24800 | 23000 | 16.2 | 12.6 | 8.1 | 2.06 | 68 | 50 | 210700277
TRANE | 4TWL5024N1 | 4TXCB003DS3 | S8X1B040M2PSC | 25600 | 25600 | 15.2 | 12 | 8.1 | 2.11 | 75 | 58 | 210791826
TRANE | 4TWL5024N1 | 4TXCB003DS3 | S8X1A040M3PSC | 25600 | 25600 | 15.2 | 12 | 8.1 | 2.09 | 74 | 57 | 210791824
TRANE | 4TWL5024N1 | 4TXCB003DS3 | S8V2B080M4PCA | 25600 | 25600 | 15.2 | 12 | 8.1 | 2.14 | 75 | 57 | 210791823
TRANE | 4TWL5024N1 | 4TXCB003DS3 | S8V2B060M4PCA | 25600 | 25600 | 15.2 | 12 | 8.1 | 2.13 | 75 | 57 | 210791822
TRANE | 4TWL5024N1 | 4TXCB003DS3 | S8V2A040M3PCA | 25600 | 25600 | 15.2 | 12 | 8.1 | 2.08 | 74 | 57 | 210791821
TRANE | 4TWL5024N1 | 4PX*CU30BS3 | *UD2C080A9V4 | 25600 | 25600 | 15.2 | 12 | 8.1 | 2.13 | 75 | 57 | 210791807
TRANE | 4TWL5024N1 | 4PX*CU30BS3 | *UD2C080ACV4 | 25600 | 25600 | 15.2 | 12 | 8.1 | 2.15 | 75 | 57 | 210791806
TRANE | 4TWL5024N1 | 4PX*CU30BS3 | *UHMC100ACV4 | 25600 | 25600 | 15.2 | 12 | 8.1 | 2.17 | 75 | 57 | 210791805
TRANE | 4TWL5024N1 | 4PX*BU42BS3 | S9X2B060U4PSB | 25600 | 25600 | 16 | 12 | 8.1 | 2.22 | 72 | 56 | 210791797
TRANE | 4TWL5024N1 | 4PX*BU42BS3 | S9X2B080U4PSB | 25600 | 25600 | 16 | 12 | 8.1 | 2.23 | 72 | 56 | 210791798
TRANE | 4TWL5024N1 | 4PX*BU42BS3 | S9X2B040U3PSB | 25600 | 25600 | 16 | 12 | 8.1 | 2.22 | 72 | 55 | 210791796
TRANE | 4TWL5024N1 | 4PX*BU42BS3 | S9V2B060U3VSA | 25600 | 25600 | 16 | 12 | 8.1 | 2.22 | 72 | 56 | 210791789
TRANE | 4TWL5024N1 | 4PX*BU42BS3 | S9X1B080U4PSB | 25600 | 25600 | 16 | 12 | 8.1 | 2.23 | 72 | 56 | 210791795
TRANE | 4TWL5024N1 | 4PX*BU42BS3 | S9X1B060U4PSB | 25600 | 25600 | 16 | 12 | 8.1 | 2.22 | 72 | 56 | 210791794
TRANE | 4TWL5024N1 | 4PX*BU42BS3 | S9V2B080U4PSB | 25600 | 25600 | 16 | 12 | 8.1 | 2.22 | 72 | 56 | 210791791
TRANE | 4TWL5024N1 | 4PX*BU42BS3 | S9X1B040U3PSB | 25600 | 25600 | 16 | 12 | 8.1 | 2.22 | 72 | 55 | 210791793
TRANE | 4TWL5024N1 | 4PX*BU42BS3 | S9V2B040U3VSA | 25600 | 25600 | 16 | 12 | 8.1 | 2.22 | 72 | 56 | 210791788
TRANE | 4TWL5024N1 | 4PX*BU42BS3 | S9V2B080U4VSA | 25600 | 25600 | 16 | 12 | 8.1 | 2.22 | 72 | 56 | 210791792
TRANE | 4TWL5024N1 | 4PX*BU42BS3 | S9V2B060U4PSB | 25600 | 25600 | 16 | 12 | 8.1 | 2.24 | 72 | 56 | 210791790
TRANE | 4TWL5024N1 | 4PX*BU42BS3 | L8V1A060U3VSA | 25600 | 25600 | 16 | 12 | 8.1 | 2.18 | 71 | 55 | 210791785
TRANE | 4TWL5024N1 | 4PX*BU42BS3 | L8V1B080U4VSA | 25600 | 25600 | 16 | 12 | 8.1 | 2.22 | 72 | 56 | 210791786
TRANE | 4TWL5024N1 | 4PX*BU42BS3 | *UD2B080A9V3 | 25600 | 25600 | 15.2 | 12 | 8.1 | 2.2 | 72 | 56 | 210791780
TRANE | 4TWL5024N1 | 4PX*BU42BS3 | L8V1A040U3VSA | 25600 | 25600 | 15.2 | 12 | 8.1 | 2.18 | 71 | 55 | 210791784
TRANE | 4TWL5024N1 | 4PX*BU42BS3 | *UHMB080ACV3 | 25600 | 25600 | 16 | 12 | 8.1 | 2.25 | 71 | 55 | 210791783
TRANE | 4TWL5024N1 | 4PX*BU42BS3 | S8X2A040M3PSC | 25600 | 25600 | 16 | 12 | 8.1 | 2.18 | 71 | 55 | 210791774
TRANE | 4TWL5024N1 | 4PX*BU42BS3 | S8X2A040M3PTC | 25600 | 25600 | 16 | 12 | 8.1 | 2.18 | 71 | 55 | 210791775
TRANE | 4TWL5024N1 | 4PX*BU42BS3 | S8X1B080M4PTC | 25600 | 25600 | 16 | 12 | 8.1 | 2.21 | 72 | 56 | 210791773
TRANE | 4TWL5024N1 | 4PX*BU42BS3 | *UHMB060ACV3 | 25600 | 25600 | 16 | 12 | 8.1 | 2.24 | 71 | 55 | 210791782
TRANE | 4TWL5024N1 | 4PX*BU42BS3 | *UD2B080ACV3 | 25600 | 25600 | 16 | 12 | 8.1 | 2.22 | 72 | 56 | 210791781
TRANE | 4TWL5024N1 | 4PX*BU42BS3 | S8X2B060M4PTC | 25600 | 25600 | 16 | 12 | 8.1 | 2.22 | 72 | 56 | 210791777
TRANE | 4TWL5024N1 | 4PX*BU42BS3 | S8X2B060M4PSC | 25600 | 25600 | 16 | 12 | 8.1 | 2.22 | 72 | 56 | 210791776
TRANE | 4TWL5024N1 | 4PX*BU42BS3 | *UD2B060ACV3 | 25600 | 25600 | 16 | 12 | 8.1 | 2.23 | 72 | 56 | 210791779
TRANE | 4TWL5024N1 | 4PX*BU42BS3 | *UD2B060A9V3 | 25600 | 25600 | 15.2 | 12 | 8.1 | 2.21 | 72 | 56 | 210791778
TRANE | 4TWL5024N1 | 4PX*BU42BS3 | S8X1B080M4PSC | 25600 | 25600 | 16 | 12 | 8.1 | 2.21 | 72 | 56 | 210791772
TRANE | 4TWL5024N1 | 4PX*BU42BS3 | S8X1A040M3PTC | 25600 | 25600 | 16 | 12 | 8.1 | 2.18 | 71 | 55 | 210791767
TRANE | 4TWL5024N1 | 4PX*BU42BS3 | S8X1B060M4PTC | 25600 | 25600 | 16 | 12 | 8.1 | 2.22 | 72 | 56 | 210791771
TRANE | 4TWL5024N1 | 4PX*BU42BS3 | S8X1B060M4PSC | 25600 | 25600 | 16 | 12 | 8.1 | 2.22 | 72 | 56 | 210791770
TRANE | 4TWL5024N1 | 4PX*BU42BS3 | S8X1B040M2PTC | 25600 | 25600 | 16 | 12 | 8.1 | 2.21 | 72 | 56 | 210791769
TRANE | 4TWL5036N1 | 4PX*DU48BS3 | *UD2D140ACV5 | 35200 | 32200 | 15.2 | 12 | 8.1 | 2.04 | 62 | 46 | 210790565
TRANE | 4TWL5036N1 | 4PX*DU48BS3 | S8X1D120M5PSC | 34800 | 32200 | 15.2 | 12 | 8.1 | 2.04 | 62 | 46 | 210790564
TRANE | 4TWL5036N1 | 4PX*DU48BS3 | S9V2D120U5VSA | 35400 | 32400 | 15.2 | 12 | 8.1 | 2.05 | 62 | 46 | 210790562
TRANE | 4TWL5036N1 | 4PX*DU48BS3 | S9V2D120U5PSB | 35400 | 32400 | 15.2 | 12 | 8.1 | 2.05 | 62 | 46 | 210790563
TRANE | 4TWL5036N1 | 4PX*DU48BS3 | *UD2D120ACV5 | 35000 | 32200 | 15.2 | 12 | 8.1 | 2.05 | 62 | 46 | 210790560
TRANE | 4TWL5036N1 | 4PX*DU48BS3 | S9X1D120U5PSB | 35600 | 32600 | 15.2 | 12 | 8.1 | 2.04 | 62 | 46 | 210790561
TRANE | 4TWL5036N1 | 4PX*DU48BS3 | S9X2D120U5PSB | 35600 | 32600 | 15.2 | 12 | 8.1 | 2.04 | 62 | 46 | 210790557
TRANE | 4TWL5036N1 | 4PX*DU48BS3 | S8X2D120M5PTC | 34800 | 32200 | 15.2 | 12 | 8.1 | 2.04 | 62 | 46 | 210790556
TRANE | 4TWL5036N1 | 4PX*DU48BS3 | *UHMD120ACV5 | 35600 | 32600 | 15.2 | 12 | 8.1 | 2.04 | 62 | 46 | 210790558
TRANE | 4TWL5036N1 | 4PX*DU48BS3 | S8X1D120M5PTC | 34800 | 32200 | 15.2 | 12 | 8.1 | 2.04 | 62 | 46 | 210790554
TRANE | 4TWL5036N1 | 4PX*DU48BS3 | S8X2D120M5PSC | 34800 | 32200 | 15.2 | 12 | 8.1 | 2.04 | 62 | 46 | 210790555
TRANE | 4TWL5036N1 | 4PX*DD60BS3 | S9X2D120D5PSB | 35800 | 32000 | 15.2 | 12 | 8.1 | 2 | 63 | 47 | 210790553
TRANE | 4TWL5036N1 | 4PX*DD60BS3 | S9X1D120D5PSB | 35800 | 32000 | 15.2 | 12 | 8.1 | 2 | 63 | 47 | 210790546
TRANE | 4TWL5036N1 | 4PX*DD60BS3 | *DD2D120ACV5 | 34400 | 31400 | 15.2 | 12 | 8.1 | 2.01 | 63 | 46 | 210790548
TRANE | 4TWL5036N1 | 4PX*DD60BS3 | *DHMD120BCV5 | 34800 | 31600 | 15.2 | 12 | 8.1 | 2 | 63 | 47 | 210790547
TRANE | 4TWL5036N1 | 4PX*CU48BS3 | S9X2C080U5PSB | 35400 | 32600 | 15.2 | 12 | 8.1 | 2.02 | 62 | 46 | 210790545
TRANE | 4TWL5036N1 | 4PX*CU48BS3 | S8X2C080M5PSC | 34800 | 32200 | 15.2 | 12 | 8.1 | 2.02 | 62 | 46 | 210790543
TRANE | 4TWL5036N1 | 4PX*CU48BS3 | S8X1C080M5PTC | 34800 | 32200 | 15.2 | 12 | 8.1 | 2.02 | 62 | 46 | 210790544
TRANE | 4TWL5036N1 | 4PX*CU48BS3 | S8X1C100M5PTC | 35200 | 32400 | 15.2 | 12 | 8.1 | 2.02 | 62 | 46 | 210790542
TRANE | 4TWL5036N1 | 4PX*CU48BS3 | S9X1C100U5PSB | 35400 | 32600 | 15.2 | 12 | 8.1 | 2.02 | 62 | 46 | 210790541
TRANE | 4TWL5036N1 | 4PX*CU48BS3 | S9X1C080U5PSB | 35400 | 32600 | 15.2 | 12 | 8.1 | 2.02 | 62 | 46 | 210790540
TRANE | 4TWL5036N1 | 4PX*CU48BS3 | S9V2C100U5PSB | 35200 | 32400 | 15.2 | 12 | 8.1 | 2.04 | 62 | 46 | 210790539
TRANE | 4TWL5036N1 | 4PX*CU48BS3 | S9V2C100U4VSA | 35600 | 32800 | 15.2 | 12 | 8.1 | 2.03 | 62 | 46 | 210790538
TRANE | 4TWL5036N1 | 4PX*CU48BS3 | S8X1C080M5PSC | 34800 | 32200 | 15.2 | 12 | 8.1 | 2.02 | 62 | 46 | 210790535
TRANE | 4TWL5036N1 | 4PX*CU48BS3 | S8X1C100M5PSC | 35200 | 32400 | 15.2 | 12 | 8.1 | 2.02 | 62 | 46 | 210790536
TRANE | 4TWL5036N1 | 4PX*CU48BS3 | S9V2C080U5PSB | 35800 | 32800 | 15.2 | 12 | 8.1 | 2.03 | 62 | 46 | 210790537
TRANE | 4TWL5036N1 | 4PX*CU48BS3 | *UD2C080ACV4 | 35000 | 32200 | 15.2 | 12 | 8.1 | 2.04 | 62 | 46 | 210790528
TRANE | 4TWL5036N1 | 4PX*CU48BS3 | *UHMC100ACV4 | 35600 | 32600 | 15.2 | 12 | 8.1 | 2.05 | 62 | 46 | 210790530
TRANE | 4TWL5036N1 | 4PX*CU48BS3 | *UD2C100ACV5 | 35400 | 32400 | 15.2 | 12 | 8.1 | 2.04 | 62 | 46 | 210790529
TRANE | 4TWL5036N1 | 4PX*CU48BS3 | S8X2C100M5PSC | 35200 | 32400 | 15.2 | 12 | 8.1 | 2.02 | 62 | 46 | 210790527
TRANE | 4TWL5036N1 | 4PX*CU48BS3 | S8X2C100M5PTC | 35200 | 32400 | 15.2 | 12 | 8.1 | 2.02 | 62 | 46 | 210790526
TRANE | 4TWL5036N1 | 4PX*CU48BS3 | S8X2C080M5PTC | 34800 | 32200 | 15.2 | 12 | 8.1 | 2.02 | 62 | 46 | 210790525
TRANE | 4TWL5036N1 | 4PX*CU48BS3 | S9X2C100U5PSB | 35400 | 32600 | 15.2 | 12 | 8.1 | 2.02 | 62 | 46 | 210790524
TRANE | 4TWL5036N1 | 4PX*CU42BS3 | *UHMC100ACV4 | 35000 | 32600 | 15.2 | 12 | 8.1 | 2.03 | 62 | 45 | 210790520
TRANE | 4TWL5036N1 | 4PX*CU42BS3 | S8X1C080M5PTC | 34800 | 32600 | 15.2 | 12 | 8.1 | 1.99 | 62 | 46 | 210790517
TRANE | 4TWL5036N1 | 4PX*CU42BS3 | S8X1C100M5PTC | 35200 | 32800 | 15.2 | 12 | 8.1 | 2 | 62 | 46 | 210790516
TRANE | 4TWL5036N1 | 4PX*CU42BS3 | *UD2C080ACV4 | 35000 | 32600 | 15.2 | 12 | 8.1 | 2.02 | 62 | 46 | 210790518
TRANE | 4TWL5036N1 | 4PX*CU42BS3 | *UD2C100ACV5 | 35400 | 32800 | 15.2 | 12 | 8.1 | 2.02 | 62 | 45 | 210790519
TRANE | 4TWL5036N1 | 4PX*CU42BS3 | S8X2C080M5PTC | 34800 | 32600 | 15.2 | 12 | 8.1 | 1.99 | 62 | 46 | 210790514
TRANE | 4TWL5036N1 | 4PX*CU42BS3 | S8X2C080M5PSC | 34800 | 32600 | 15.2 | 12 | 8.1 | 1.99 | 62 | 46 | 210790515
TRANE | 4TWL5036N1 | 4PX*CU42BS3 | S8X2C100M5PTC | 35200 | 32800 | 15.2 | 12 | 8.1 | 2 | 62 | 46 | 210790512
TRANE | 4TWL5036N1 | 4PX*CU42BS3 | S8X2C100M5PSC | 35200 | 32800 | 15.2 | 12 | 8.1 | 2 | 62 | 46 | 210790513
TRANE | 4TWL5036N1 | 4PX*CU42BS3 | S9X2C080U5PSB | 35200 | 32800 | 15.2 | 12 | 8.1 | 2.01 | 62 | 46 | 210790511
TRANE | 4TWL5036N1 | 4PX*CU42BS3 | S9X2C100U5PSB | 35200 | 33000 | 15.2 | 12 | 8.1 | 2 | 62 | 45 | 210790510
AMERICAN STANDARD | 4A6H6024N1 | 4PX*BD42BS3 | S8V2B080M4PCA | 25600 | 23800 | 16 | 12 | 8.1 | 1.97 | 63 | 47 | 210688689
AMERICAN STANDARD | 4A6L5024N1 | 4PX*BU30BS3 | S9X2B060U4PSB | 25600 | 25600 | 15.2 | 12 | 8.1 | 2.13 | 75 | 57 | 210792793
AMERICAN STANDARD | 4A6L5024N1 | 4PX*BU30BS3 | S9X1B080U4PSB | 25600 | 25600 | 15.2 | 12 | 8.1 | 2.14 | 75 | 57 | 210792790
AMERICAN STANDARD | 4A6L5024N1 | 4PX*BU30BS3 | S9X1B040U3PSB | 25600 | 25600 | 15.2 | 12 | 8.1 | 2.13 | 75 | 57 | 210792787
AMERICAN STANDARD | 4A6L5024N1 | 4PX*BU30BS3 | S9V2B080U4VSA | 25600 | 25600 | 15.2 | 12 | 8.1 | 2.13 | 75 | 57 | 210792786
AMERICAN STANDARD | 4A6L5024N1 | 4PX*BU30BS3 | S9V2B080U4PSB | 25600 | 25600 | 15.2 | 12 | 8.1 | 2.13 | 75 | 57 | 210792784
AMERICAN STANDARD | 4A6L5024N1 | 4PX*BU30BS3 | S9V2B060U3VSA | 25600 | 25600 | 15.2 | 12 | 8.1 | 2.13 | 75 | 57 | 210792782
AMERICAN STANDARD | 4A6L5024N1 | 4PX*BU30BS3 | S9V2B060U4PSB | 25600 | 25600 | 15.2 | 12 | 8.1 | 2.14 | 75 | 57 | 210792783
AMERICAN STANDARD | 4A6L5024N1 | 4PX*BU30BS3 | S9V2B040U3VSA | 25600 | 25600 | 15.2 | 12 | 8.1 | 2.13 | 75 | 57 | 210792780
AMERICAN STANDARD | 4A6L5024N1 | 4PX*BU30BS3 | S9V2B040U3PSB | 25600 | 25600 | 15.2 | 12 | 8.1 | 2.13 | 75 | 57 | 210792779
AMERICAN STANDARD | 4A6L5024N1 | 4PX*BU30BS3 | S8X2B080M4PSC | 25600 | 25600 | 15.2 | 12 | 8.1 | 2.12 | 76 | 58 | 210792776
AMERICAN STANDARD | 4A6L5024N1 | 4PX*BU30BS3 | S8X2B080M4PTC | 25600 | 25600 | 15.2 | 12 | 8.1 | 2.12 | 76 | 58 | 210792778
AMERICAN STANDARD | 4A6L5024N1 | 4PX*BU30BS3 | S8X2B060M4PTC | 25600 | 25600 | 15.2 | 12 | 8.1 | 2.12 | 75 | 57 | 210792775
AMERICAN STANDARD | 4A6L5024N1 | 4PX*BU30BS3 | S8X2B060M4PSC | 25600 | 25600 | 15.2 | 12 | 8.1 | 2.12 | 75 | 57 | 210792774
AMERICAN STANDARD | 4A6L5024N1 | 4PX*BU30BS3 | S8X2A040M3PSC | 25600 | 25600 | 15.2 | 12 | 8.1 | 2.09 | 74 | 57 | 210792771
AMERICAN STANDARD | 4A6L5024N1 | 4PX*BU30BS3 | S8X2A040M3PTC | 25600 | 25600 | 15.2 | 12 | 8.1 | 2.09 | 74 | 57 | 210792772
AMERICAN STANDARD | 4A6L5024N1 | 4PX*BU30BS3 | S8X1B080M4PSC | 25600 | 25600 | 15.2 | 12 | 8.1 | 2.12 | 76 | 58 | 210792768
AMERICAN STANDARD | 4A6L5024N1 | 4PX*BU30BS3 | S8X1B080M4PTC | 25600 | 25600 | 15.2 | 12 | 8.1 | 2.12 | 76 | 58 | 210792770
TRANE | 4TWV0X48A1 | 4PX*DU60BS3 | S8V2D120M5PDA | 47000 | 42000 | 19.5 | 11.7 | 8.5 | 1.82 | 87 | 67 | 211088956
TRANE | 4TWV0X48A1 | 4PX*CU60BS3 | S8V2C080M5PDA | 46000 | 42000 | 19 | 11.7 | 8.5 | 1.8 | 86 | 66 | 211088951
AMERICAN STANDARD | 4A6V8X48A1 | 4PX*DU48BS3 | S8V2C100M5PDA | 44500 | 42500 | 18 | 11.7 | 8.5 | 1.77 | 86 | 66 | 211089203
AMERICAN STANDARD | 4A6V8X48A1 | 4PX*DD60BS3 | S8V2C080M5PDA | 44000 | 41500 | 18 | 11.7 | 8.2 | 1.75 | 86 | 66 | 211089202
TRANE | 4TWL5024N1 | 4PX*BU42BS3 | S8X1A040M3PSC | 25600 | 25600 | 16 | 12 | 8.1 | 2.18 | 71 | 55 | 210791766
TRANE | 4TWL5024N1 | 4PX*BU42BS3 | S8X1B040M2PSC | 25600 | 25600 | 16 | 12 | 8.1 | 2.21 | 72 | 56 | 210791768
TRANE | 4TWL5024N1 | 4PX*BU42BS3 | S9V2B040U3PSB | 25600 | 25600 | 16 | 12 | 8.1 | 2.22 | 72 | 56 | 210791756
TRANE | 4TWL5024N1 | 4PX*BU42BS3 | S8X2B080M4PTC | 25600 | 25600 | 16 | 12 | 8.1 | 2.21 | 72 | 56 | 210791755
TRANE | 4TWL5024N1 | 4PX*BU42BS3 | S8V2A040M3PCA | 25600 | 25600 | 16 | 12 | 8.1 | 2.18 | 71 | 55 | 210791763
TRANE | 4TWL5024N1 | 4PX*BU42BS3 | S8V2B060M4PCA | 25600 | 25600 | 16 | 12 | 8.1 | 2.22 | 73 | 56 | 210791764
TRANE | 4TWL5024N1 | 4PX*BU42BS3 | S8V2B080M4PCA | 25600 | 25600 | 16 | 12 | 8.1 | 2.22 | 72 | 55 | 210791765
TRANE | 4TWL5024N1 | 4PX*BU42BS3 | L8X1B060U3XSA | 25600 | 25600 | 16 | 12 | 8.1 | 2.22 | 72 | 56 | 210791757
TRANE | 4TWL5024N1 | 4PX*BU42BS3 | S8X2B080M4PSC | 25600 | 25600 | 16 | 12 | 8.1 | 2.21 | 72 | 56 | 210791754
TRANE | 4TWL5024N1 | 4PX*BU30BS3 | S8X1B060M4PTC | 25600 | 25600 | 15.2 | 12 | 8.1 | 2.12 | 75 | 57 | 210791708
TRANE | 4TWL5024N1 | 4PX*BU30BS3 | S8V2B060M4PCA | 25600 | 25600 | 15.2 | 12 | 8.1 | 2.13 | 75 | 57 | 210791702
TRANE | 4TWL5024N1 | 4PX*BU30BS3 | S8V2B080M4PCA | 25600 | 25600 | 15.2 | 12 | 8.1 | 2.14 | 75 | 57 | 210791703
TRANE | 4TWL5024N1 | 4PX*BU30BS3 | S8X1B040M2PTC | 25600 | 25600 | 15.2 | 12 | 8.1 | 2.11 | 75 | 58 | 210791707
TRANE | 4TWL5024N1 | 4PX*BU30BS3 | S8X1B040M2PSC | 25600 | 25600 | 15.2 | 12 | 8.1 | 2.11 | 75 | 58 | 210791706
TRANE | 4TWL5024N1 | 4PX*BU30BS3 | S8X1A040M3PTC | 25600 | 25600 | 15.2 | 12 | 8.1 | 2.09 | 74 | 57 | 210791705
TRANE | 4TWL5024N1 | 4PX*BU30BS3 | S8X1A040M3PSC | 25600 | 25600 | 15.2 | 12 | 8.1 | 2.09 | 74 | 57 | 210791704
TRANE | 4TWL5024N1 | 4PX*BU30BS3 | S8V2A040M3PCA | 25600 | 25600 | 15.2 | 12 | 8.1 | 2.08 | 74 | 57 | 210791701
TRANE | 4TWL5024N1 | 4PX*BU30BS3 | S8X1B060M4PSC | 25600 | 25600 | 15.2 | 12 | 8.1 | 2.12 | 75 | 57 | 210791680
TRANE | 4TWL5024N1 | 4PX*BU30BS3 | L8X1B060U3XSA | 25600 | 25600 | 15.2 | 12 | 8.1 | 2.11 | 75 | 58 | 210791679
TRANE | 4TWL5036N1 | 4PX*CU42BS3 | S9X1C100U5PSB | 35200 | 33000 | 15.2 | 12 | 8.1 | 2 | 62 | 45 | 210790503
TRANE | 4TWL5036N1 | 4PX*CU42BS3 | S9X1C080U5PSB | 35200 | 32800 | 15.2 | 12 | 8.1 | 2.01 | 62 | 46 | 210790502
TRANE | 4TWL5036N1 | 4PX*CU42BS3 | S9V2C080U5PSB | 35200 | 32800 | 15.2 | 12 | 8.1 | 2.02 | 62 | 45 | 210790500
TRANE | 4TWL5036N1 | 4PX*CU42BS3 | S9V2C100U5PSB | 35200 | 32800 | 15.2 | 12 | 8.1 | 2.02 | 62 | 45 | 210790501
TRANE | 4TWL5036N1 | 4PX*CU42BS3 | S8X1C080M5PSC | 34800 | 32600 | 15.2 | 12 | 8.1 | 1.99 | 62 | 46 | 210790498
TRANE | 4TWL5036N1 | 4PX*CU42BS3 | S8X1C100M5PSC | 35200 | 32800 | 15.2 | 12 | 8.1 | 2 | 62 | 46 | 210790499
TRANE | 4TWX5024N1 | TEM6A0B24H21+TDR+TSTAT |  | 23400 | 22800 | 15.4 | 12.3 | 8.1 | 2.1 | 65 | 50 | 210798286
TRANE | 4TWR5030N1 | TEM8A0B30V31+TDR+TSTAT |  | 29400 | 27600 | 15.4 | 12 | 8.1 | 2.19 | 66 | 51 | 210798236
TRANE | 4TWR5030N1 | TEM6A0B30H21+TDR+TSTAT |  | 29200 | 27400 | 15.2 | 12 | 8.1 | 2.18 | 66 | 51 | 210798234
TRANE | 4TWL5036N1 | 4TXCC009DS3 | L8V1C100U5VSA | 35800 | 31800 | 15.2 | 12 | 8.1 | 2.05 | 63 | 47 | 210795894
TRANE | 4TWL5036N1 | 4TXCC007DS3 | L8V1C100U5VSA | 35400 | 32400 | 15.2 | 12 | 8.1 | 2.04 | 62 | 46 | 210795891
TRANE | 4TWL5036N1 | 4PX*CU48BS3 | L8V1C100U5VSA | 35400 | 32400 | 15.2 | 12 | 8.1 | 2.04 | 62 | 46 | 210795865
TRANE | 4TWL5036N1 | 4PX*CU42BS3 | L8V1C100U5VSA | 35400 | 32800 | 15.2 | 12 | 8.1 | 2.02 | 62 | 45 | 210795862
TRANE | 4TWV0X36A1 | TAM9A0C36V31 |  | 35000 | 31600 | 19.5 | 12.7 | 8.7 | 1.85 | 82 | 63 | 207526324
TRANE | 4TWV0X48A1 | TAM9A0C60V51 |  | 46000 | 40500 | 19.5 | 11.7 | 8.5 | 1.82 | 87 | 68 | 207526327
AMERICAN STANDARD | 4A6V0X36A1 | 4PX*BU36BS3 | S9V2B080U4PSB+RP | 34200 | 31400 | 20 | 12 | 8.5 | 1.8 | 83 | 64 | 210610549
AMERICAN STANDARD | 4A6V0X24A1 | 4TXCB004DS3 | *UHMB060ACV3 | 23600 | 20200 | 19.5 | 12.7 | 8.5 | 1.89 | 83 | 63 | 210288156
AMERICAN STANDARD | 4A6L9048A1 | 4PX*CU60BS3 | S9V2C080U5PSB+RP | 48500 | 43500 | 19 | 11.7 | 8.7 | 2.26 | 73 | 59 | 201922554
AMERICAN STANDARD | 4A6L9048A1 | 4PX*CU60BS3 | *UHMC100ACV4 | 48500 | 43500 | 19 | 12 | 8.7 | 2.28 | 73 | 58 | 201922552
AMERICAN STANDARD | 4A6L9048A1 | 4PX*CU48BS3 | *UHMC100ACV4 | 47000 | 44000 | 19 | 11.7 | 9 | 2.26 | 73 | 59 | 201922541
TRANE | 4TWV8X48A1 | 4TXCD010DS3 | S9V2C100U4PSB+RP | 45000 | 42000 | 18 | 11.7 | 8.5 | 1.8 | 85 | 66 | 208185416
TRANE | 4TWV8X48A1 | 4TXCD010DS3 | S9V2D120U5PSB+RP | 47000 | 43000 | 18 | 12 | 8.5 | 1.87 | 86 | 67 | 208185415
TRANE | 4TWV8X48A1 | 4TXCD010DS3 | S9V2C080U5PSB+RP | 45500 | 42000 | 18 | 11.7 | 8.5 | 1.8 | 85 | 67 | 208185414
TRANE | 4TWV8X48A1 | 4TXCC009DS3 | S9V2C100U4PSB+RP | 46500 | 43000 | 18 | 11.7 | 8.5 | 1.85 | 86 | 67 | 208185411
AMERICAN STANDARD | 4A6V0X36A1 | 4PX*BU36BS3 | S9V2B060U3VSA+RP | 34200 | 31400 | 20 | 12 | 8.2 | 1.8 | 83 | 64 | 207590127
TRANE | 4TWV8X48A1 | 4TXCC009DS3 | S9V2C100U5PSB+RP | 47000 | 43000 | 18 | 11.7 | 8.5 | 1.86 | 86 | 67 | 208185413
TRANE | 4TWV8X48A1 | 4TXCC009DS3 | S9V2C080U5PSB+RP | 47000 | 43500 | 18 | 11.7 | 8.5 | 1.85 | 85 | 67 | 208185412
AMERICAN STANDARD | 4A6V0X24A1 | 4PX*BU36BS3 | S9V2B040U3VSA+RP | 23800 | 20400 | 19 | 12.5 | 8.5 | 1.91 | 83 | 64 | 207590118
AMERICAN STANDARD | 4A6V0X24A1 | 4PX*BU36BS3 | S9V2B060U3VSA+RP | 23600 | 20200 | 19.5 | 12.5 | 8.5 | 1.91 | 84 | 64 | 207590119
AMERICAN STANDARD | 4A6V0X36A1 | 4PX*CU48BS3 | S9V2C100U4PSB+RP | 35600 | 32000 | 20.5 | 12.7 | 8.7 | 1.86 | 82 | 63 | 207590099
TRANE | 4TWL9048A1 | 4TXCD008DS3 | *UD2C080ACV4 | 46000 | 42500 | 19 | 11.7 | 8.7 | 2.21 | 73 | 59 | 201922108
TRANE | 4TWV0X48A1 | 4TXCC009DS3 | S9V2C100U5PSB+RP | 46500 | 42000 | 19.5 | 11.7 | 8.5 | 1.81 | 87 | 67 | 207782205
TRANE | 4TWV0X48A1 | 4PX*DU60BS3 | S9V2C100U5PSB+RP | 45500 | 41000 | 19 | 11.7 | 8.2 | 1.76 | 86 | 67 | 207782203
TRANE | 4TWV0X48A1 | 4PX*CU60BS3 | S9V2C100U5PSB+RP | 46500 | 42000 | 19.5 | 11.7 | 8.5 | 1.81 | 87 | 67 | 207782202
TRANE | 4TWV0X60A1 | TEM8A0C48V41+TDR |  | 54000 | 51000 | 19.5 | 12 | 8.5 | 1.84 | 95 | 73 | 207708987
AMERICAN STANDARD | 4A6V0X36A1 | 4TXCB004DS3 | S9V2B060U3VSA+RP | 34200 | 31400 | 20 | 12 | 8.2 | 1.8 | 83 | 64 | 207590138
AMERICAN STANDARD | 4A6V0X36A1 | 4PX*CU48BS3 | S9V2C100U4VSA+RP | 35600 | 32000 | 20.5 | 12.7 | 8.7 | 1.86 | 82 | 63 | 207590136
AMERICAN STANDARD | 4A6V0X36A1 | 4TXCB004DS3 | S9V2B040U3VSA+RP | 34400 | 31600 | 20 | 12 | 8.2 | 1.8 | 83 | 65 | 207590137
TRANE | 4TWL9048A1 | 4PX*CD60BS3 | *DD2C100ACV5 | 48000 | 43500 | 19 | 11.7 | 8.7 | 2.19 | 73 | 59 | 201921904
TRANE | 4TWV0X36A1 | 4PX*BU36BS3 | *UHMB080ACV3 | 34400 | 31400 | 20 | 12 | 8.5 | 1.79 | 84 | 65 | 207558956
AMERICAN STANDARD | 4A6V0X36A1 | 4PX*BU36BS3 | S9V2B040U3VSA+RP | 34400 | 31600 | 20 | 12 | 8.5 | 1.8 | 83 | 65 | 207590129
TRANE | 4TWV0X24A1 | 4PX*BU36BS3 | *UHMB060ACV3 | 23600 | 20200 | 19.5 | 12.7 | 8.5 | 1.89 | 83 | 63 | 207558947
TRANE | 4TWV0X36A1 | 4PX*BU36BS3 | S9V2B080U4VSA+RP | 34200 | 31400 | 20 | 12 | 8.5 | 1.8 | 83 | 64 | 207526907
TRANE | 4TWV0X24A1 | 4TXFH024CZ3 | *DHMB060BCV3 | 23200 | 20200 | 18 | 12 | 8.5 | 1.85 | 83 | 63 | 207558932
TRANE | 4TWV0X24A1 | 4TXFH024CZ3 | *DD2B060ACV3 | 23400 | 20000 | 18.5 | 12.5 | 8.5 | 1.87 | 84 | 64 | 207558930
TRANE | 4TWV0X24A1 | 4TXFH024CZ3 | *DHMB080ACV3 | 23200 | 20200 | 18 | 12 | 8.5 | 1.86 | 83 | 63 | 207558935
TRANE | 4TWL9048A1 | 4PX*CD60BS3+HORIZ-RT | *UD2C080ACV4 | 48500 | 43500 | 19 | 11.7 | 8.7 | 2.21 | 73 | 58 | 201921911
AMERICAN STANDARD | 4A6V0X36A1 | 4PX*CU36BS3 | S9V2C100U4VSA+RP | 34400 | 31400 | 20 | 12 | 8.5 | 1.82 | 82 | 64 | 207590135
TRANE | 4TWV0X36A1 | 4PX*BU36BS3 | *UHMB060ACV3 | 34400 | 31600 | 20 | 12 | 8.5 | 1.81 | 83 | 65 | 207558960
TRANE | 4TWV0X48A1 | TEM8A0C48V41+TDR |  | 47000 | 42000 | 19.5 | 12 | 8.7 | 1.9 | 86 | 66 | 207526344
AMERICAN STANDARD | 4A6L5024N1 | 4TXCB003DS3 | *UD2B080A9V3 | 25600 | 25600 | 15.2 | 12 | 8.1 | 2.12 | 75 | 58 | 210792980
AMERICAN STANDARD | 4A6L5024N1 | 4TXCB003DS3 | S8X1B080M4PSC | 25600 | 25600 | 15.2 | 12 | 8.1 | 2.12 | 76 | 58 | 210792977
AMERICAN STANDARD | 4A6L5024N1 | 4TXCB003DS3 | S8X1B060M4PSC | 25600 | 25600 | 15.2 | 12 | 8.1 | 2.12 | 75 | 57 | 210792975
AMERICAN STANDARD | 4A6L5024N1 | 4TXCB003DS3 | S8X1A040M3PTC | 25600 | 25600 | 15.2 | 12 | 8.1 | 2.09 | 74 | 57 | 210792972
AMERICAN STANDARD | 4A6L5024N1 | 4TXCB003DS3 | S8X1B040M2PTC | 25600 | 25600 | 15.2 | 12 | 8.1 | 2.11 | 75 | 58 | 210792974
AMERICAN STANDARD | 4A6L5024N1 | 4TXCB003DS3 | S8X1B040M2PSC | 25600 | 25600 | 15.2 | 12 | 8.1 | 2.11 | 75 | 58 | 210792973
AMERICAN STANDARD | 4A6L5024N1 | 4TXCB003DS3 | S8V2A040M3PCA | 25600 | 25600 | 15.2 | 12 | 8.1 | 2.08 | 74 | 57 | 210792968
AMERICAN STANDARD | 4A6L5024N1 | 4TXCB003DS3 | S8V2B080M4PCA | 25600 | 25600 | 15.2 | 12 | 8.1 | 2.14 | 75 | 57 | 210792970
AMERICAN STANDARD | 4A6L5024N1 | 4PX*BU42BS3 | S9V2B060U4PSB | 25600 | 25600 | 16 | 12 | 8.1 | 2.24 | 72 | 56 | 210792937
AMERICAN STANDARD | 4A6L5024N1 | 4TXCB003DS3 | S8V2B060M4PCA | 25600 | 25600 | 15.2 | 12 | 8.1 | 2.13 | 75 | 57 | 210792969
AMERICAN STANDARD | 4A6L5024N1 | 4PX*BU42BS3 | S8X2B060M4PTC | 25600 | 25600 | 16 | 12 | 8.1 | 2.22 | 72 | 56 | 210792924
AMERICAN STANDARD | 4A6L5024N1 | 4PX*CU30BS3 | *UD2C080A9V4 | 25600 | 25600 | 15.2 | 12 | 8.1 | 2.13 | 75 | 57 | 210792954
AMERICAN STANDARD | 4A6L5024N1 | 4PX*CU30BS3 | *UD2C080ACV4 | 25600 | 25600 | 15.2 | 12 | 8.1 | 2.15 | 75 | 57 | 210792953
AMERICAN STANDARD | 4A6L5024N1 | 4PX*BU42BS3 | *UHMB060ACV3 | 25600 | 25600 | 16 | 12 | 8.1 | 2.24 | 71 | 55 | 210792929
AMERICAN STANDARD | 4A6L5024N1 | 4PX*CU30BS3 | *UHMC100ACV4 | 25600 | 25600 | 15.2 | 12 | 8.1 | 2.17 | 75 | 57 | 210792952
AMERICAN STANDARD | 4A6L5024N1 | 4PX*BU42BS3 | S9X2B060U4PSB | 25600 | 25600 | 16 | 12 | 8.1 | 2.22 | 72 | 56 | 210792944
AMERICAN STANDARD | 4A6L5024N1 | 4PX*BU42BS3 | S9X2B080U4PSB | 25600 | 25600 | 16 | 12 | 8.1 | 2.23 | 72 | 56 | 210792945
AMERICAN STANDARD | 4A6L5024N1 | 4PX*BU42BS3 | S9X2B040U3PSB | 25600 | 25600 | 16 | 12 | 8.1 | 2.22 | 72 | 55 | 210792943
AMERICAN STANDARD | 4A6L5024N1 | 4PX*BU42BS3 | S8X1B080M4PTC | 25600 | 25600 | 16 | 12 | 8.1 | 2.21 | 72 | 56 | 210792920
AMERICAN STANDARD | 4A6L5024N1 | 4PX*BU42BS3 | S9X1B080U4PSB | 25600 | 25600 | 16 | 12 | 8.1 | 2.23 | 72 | 56 | 210792942
AMERICAN STANDARD | 4A6L5024N1 | 4PX*BU42BS3 | S9X1B060U4PSB | 25600 | 25600 | 16 | 12 | 8.1 | 2.22 | 72 | 56 | 210792941
AMERICAN STANDARD | 4A6L5024N1 | 4PX*BU42BS3 | S9X1B040U3PSB | 25600 | 25600 | 16 | 12 | 8.1 | 2.22 | 72 | 55 | 210792940
AMERICAN STANDARD | 4A6L5024N1 | 4PX*BU42BS3 | S9V2B080U4VSA | 25600 | 25600 | 16 | 12 | 8.1 | 2.22 | 72 | 56 | 210792939
AMERICAN STANDARD | 4A6L5024N1 | 4PX*BU42BS3 | S9V2B080U4PSB | 25600 | 25600 | 16 | 12 | 8.1 | 2.22 | 72 | 56 | 210792938
AMERICAN STANDARD | 4A6L5024N1 | 4PX*BU42BS3 | S9V2B060U3VSA | 25600 | 25600 | 16 | 12 | 8.1 | 2.22 | 72 | 56 | 210792936
AMERICAN STANDARD | 4A6L5024N1 | 4PX*BU42BS3 | S9V2B040U3VSA | 25600 | 25600 | 16 | 12 | 8.1 | 2.22 | 72 | 56 | 210792935
AMERICAN STANDARD | 4A6L5024N1 | 4PX*BU42BS3 | L8V1B080U4VSA | 25600 | 25600 | 16 | 12 | 8.1 | 2.22 | 72 | 56 | 210792933
AMERICAN STANDARD | 4A6L5024N1 | 4PX*BU42BS3 | *UHMB080ACV3 | 25600 | 25600 | 16 | 12 | 8.1 | 2.25 | 71 | 55 | 210792930
AMERICAN STANDARD | 4A6L5024N1 | 4PX*BU42BS3 | L8V1A060U3VSA | 25600 | 25600 | 16 | 12 | 8.1 | 2.18 | 71 | 55 | 210792932
AMERICAN STANDARD | 4A6L5024N1 | 4PX*BU42BS3 | L8V1A040U3VSA | 25600 | 25600 | 15.2 | 12 | 8.1 | 2.18 | 71 | 55 | 210792931
AMERICAN STANDARD | 4A6L5024N1 | 4PX*BU42BS3 | *UD2B080A9V3 | 25600 | 25600 | 15.2 | 12 | 8.1 | 2.2 | 72 | 56 | 210792927
AMERICAN STANDARD | 4A6L5024N1 | 4PX*BU42BS3 | *UD2B080ACV3 | 25600 | 25600 | 16 | 12 | 8.1 | 2.22 | 72 | 56 | 210792928
AMERICAN STANDARD | 4A6L5024N1 | 4PX*BU42BS3 | *UD2B060ACV3 | 25600 | 25600 | 16 | 12 | 8.1 | 2.23 | 72 | 56 | 210792926
AMERICAN STANDARD | 4A6L5024N1 | 4PX*BU42BS3 | *UD2B060A9V3 | 25600 | 25600 | 15.2 | 12 | 8.1 | 2.21 | 72 | 56 | 210792925
AMERICAN STANDARD | 4A6L5024N1 | 4PX*BU42BS3 | S8X2B060M4PSC | 25600 | 25600 | 16 | 12 | 8.1 | 2.22 | 72 | 56 | 210792923
AMERICAN STANDARD | 4A6L5024N1 | 4PX*BU42BS3 | S8X2A040M3PSC | 25600 | 25600 | 16 | 12 | 8.1 | 2.18 | 71 | 55 | 210792921
AMERICAN STANDARD | 4A6L5024N1 | 4PX*BU42BS3 | S8X2A040M3PTC | 25600 | 25600 | 16 | 12 | 8.1 | 2.18 | 71 | 55 | 210792922
AMERICAN STANDARD | 4A6L5024N1 | 4PX*BU42BS3 | S8X1B080M4PSC | 25600 | 25600 | 16 | 12 | 8.1 | 2.21 | 72 | 56 | 210792919
AMERICAN STANDARD | 4A6L5024N1 | 4PX*BU42BS3 | S8X1B060M4PTC | 25600 | 25600 | 16 | 12 | 8.1 | 2.22 | 72 | 56 | 210792918
AMERICAN STANDARD | 4A6L5024N1 | 4PX*BU42BS3 | S8X1B060M4PSC | 25600 | 25600 | 16 | 12 | 8.1 | 2.22 | 72 | 56 | 210792917
AMERICAN STANDARD | 4A6L5024N1 | 4PX*BU42BS3 | S8X1B040M2PSC | 25600 | 25600 | 16 | 12 | 8.1 | 2.21 | 72 | 56 | 210792915
AMERICAN STANDARD | 4A6L5024N1 | 4PX*BU42BS3 | S8X1B040M2PTC | 25600 | 25600 | 16 | 12 | 8.1 | 2.21 | 72 | 56 | 210792916
AMERICAN STANDARD | 4A6L5024N1 | 4PX*BU42BS3 | S8X1A040M3PTC | 25600 | 25600 | 16 | 12 | 8.1 | 2.18 | 71 | 55 | 210792914
AMERICAN STANDARD | 4A6L5024N1 | 4PX*BU42BS3 | S8V2B080M4PCA | 25600 | 25600 | 16 | 12 | 8.1 | 2.22 | 72 | 55 | 210792912
AMERICAN STANDARD | 4A6L5024N1 | 4PX*BU42BS3 | S8V2B060M4PCA | 25600 | 25600 | 16 | 12 | 8.1 | 2.22 | 73 | 56 | 210792911
AMERICAN STANDARD | 4A6L5024N1 | 4PX*BU42BS3 | S8X1A040M3PSC | 25600 | 25600 | 16 | 12 | 8.1 | 2.18 | 71 | 55 | 210792913
AMERICAN STANDARD | 4A6L5024N1 | 4PX*BU42BS3 | S8V2A040M3PCA | 25600 | 25600 | 16 | 12 | 8.1 | 2.18 | 71 | 55 | 210792910
AMERICAN STANDARD | 4A6L5024N1 | 4PX*BU42BS3 | L8X1B060U3XSA | 25600 | 25600 | 16 | 12 | 8.1 | 2.22 | 72 | 56 | 210792904
AMERICAN STANDARD | 4A6L5024N1 | 4PX*BU42BS3 | S9V2B040U3PSB | 25600 | 25600 | 16 | 12 | 8.1 | 2.22 | 72 | 56 | 210792903
AMERICAN STANDARD | 4A6L5024N1 | 4PX*BU42BS3 | S8X2B080M4PSC | 25600 | 25600 | 16 | 12 | 8.1 | 2.21 | 72 | 56 | 210792901
AMERICAN STANDARD | 4A6L5024N1 | 4PX*BU42BS3 | S8X2B080M4PTC | 25600 | 25600 | 16 | 12 | 8.1 | 2.21 | 72 | 56 | 210792902
AMERICAN STANDARD | 4A6V8X48A1 | 4PX*DU60BS3 | S8V2C080M5PDA | 45000 | 41500 | 18 | 11.7 | 8.5 | 1.8 | 86 | 66 | 211089205
AMERICAN STANDARD | 4A6V8X48A1 | 4PX*DU48BS3 | S8V2C080M5PDA | 44000 | 42000 | 18 | 11.7 | 8.5 | 1.77 | 86 | 66 | 211089204
TRANE | 4TWV8X48A1 | 4TXCD010DS3 | S8V2C080M5PDA | 45000 | 41500 | 18 | 11.7 | 8.5 | 1.8 | 86 | 66 | 211088977
TRANE | 4TWV8X48A1 | 4TXCD008DS3 | S8V2C080M5PDA | 44000 | 42000 | 18 | 11.7 | 8.5 | 1.77 | 86 | 66 | 211088976
TRANE | 4TWV8X48A1 | 4TXCD008DS3 | S8V2C100M5PDA | 44500 | 42500 | 18 | 11.7 | 8.5 | 1.77 | 86 | 66 | 211088975
TRANE | 4TWV8X48A1 | 4PX*DU60BS3 | S8V2C080M5PDA | 45000 | 41500 | 18 | 11.7 | 8.5 | 1.8 | 86 | 66 | 211088972
TRANE | 4TWV8X48A1 | 4PX*DU48BS3 | S8V2C080M5PDA | 44000 | 42000 | 18 | 11.7 | 8.5 | 1.77 | 86 | 66 | 211088971
TRANE | 4TWV8X48A1 | 4PX*DD60BS3 | S8V2C080M5PDA | 44000 | 41500 | 18 | 11.7 | 8.2 | 1.75 | 86 | 66 | 211088969
TRANE | 4TWV8X48A1 | 4PX*DU48BS3 | S8V2C100M5PDA | 44500 | 42500 | 18 | 11.7 | 8.5 | 1.77 | 86 | 66 | 211088970
TRANE | 4TWV0X48A1 | 4TXCD010DS3 | S8V2D120M5PDA | 47000 | 42000 | 19.5 | 11.7 | 8.5 | 1.82 | 87 | 67 | 211088963
TRANE | 4TWV0X48A1 | 4TXCD010DS3 | S8V2C100M5PDA | 45000 | 41000 | 19 | 11.7 | 8.2 | 1.75 | 86 | 66 | 211088964
TRANE | 4TWV0X48A1 | 4TXCC009DS3 | S8V2C080M5PDA | 46000 | 42000 | 19 | 11.7 | 8.5 | 1.8 | 86 | 66 | 211088960
TRANE | 4TWV0X48A1 | 4PX*DU60BS3 | S8V2C100M5PDA | 45000 | 41000 | 19 | 11.7 | 8.2 | 1.75 | 86 | 66 | 211088957
TRANE | 4TWL5024N1 | 4TXCB006DS3 | S9X2B060U4PSB | 25600 | 25600 | 16 | 12 | 8.1 | 2.22 | 72 | 56 | 210791923
TRANE | 4TWL5024N1 | 4TXCB006DS3 | S9X1B060U4PSB | 25600 | 25600 | 16 | 12 | 8.1 | 2.22 | 72 | 56 | 210791924
TRANE | 4TWL5024N1 | 4TXCB003DS3 | S9V2B060U4PSB | 25600 | 25600 | 15.2 | 12 | 8.1 | 2.14 | 75 | 57 | 210791855
TRANE | 4TWL5024N1 | 4TXCB003DS3 | L8X1B060U3XSA | 25600 | 25600 | 15.2 | 12 | 8.1 | 2.11 | 75 | 58 | 210791874
TRANE | 4TWL5024N1 | 4TXCB003DS3 | L8V1B080U4VSA | 25600 | 25600 | 15.2 | 12 | 8.1 | 2.12 | 75 | 57 | 210791873
TRANE | 4TWL5024N1 | 4TXCB003DS3 | L8V1A040U3VSA | 25600 | 25600 | 15.2 | 12 | 8.1 | 2.09 | 75 | 57 | 210791871
TRANE | 4TWL5024N1 | 4TXCB003DS3 | *UHMB080ACV3 | 25600 | 25600 | 15.2 | 12 | 8.1 | 2.16 | 74 | 57 | 210791870
TRANE | 4TWL5024N1 | 4TXCB003DS3 | L8V1A060U3VSA | 25600 | 25600 | 15.2 | 12 | 8.1 | 2.09 | 74 | 57 | 210791872
TRANE | 4TWL5024N1 | 4TXCB003DS3 | *UHMB060ACV3 | 25600 | 25600 | 15.2 | 12 | 8.1 | 2.15 | 75 | 57 | 210791869
TRANE | 4TWL5024N1 | 4TXCB003DS3 | *UD2B080ACV3 | 25600 | 25600 | 15.2 | 12 | 8.1 | 2.15 | 75 | 57 | 210791868
TRANE | 4TWL5024N1 | 4TXCB003DS3 | S9X2B060U4PSB | 25600 | 25600 | 15.2 | 12 | 8.1 | 2.13 | 75 | 57 | 210791862
TRANE | 4TWL5024N1 | 4TXCB003DS3 | S9X2B080U4PSB | 25600 | 25600 | 15.2 | 12 | 8.1 | 2.14 | 75 | 57 | 210791863
TRANE | 4TWL5024N1 | 4TXCB003DS3 | S9X2B040U3PSB | 25600 | 25600 | 15.2 | 12 | 8.1 | 2.13 | 75 | 57 | 210791861
TRANE | 4TWL5024N1 | 4TXCB003DS3 | S9X1B080U4PSB | 25600 | 25600 | 15.2 | 12 | 8.1 | 2.14 | 75 | 57 | 210791860
TRANE | 4TWL5024N1 | 4TXCB003DS3 | S9X1B040U3PSB | 25600 | 25600 | 15.2 | 12 | 8.1 | 2.13 | 75 | 57 | 210791858
TRANE | 4TWL5024N1 | 4TXCB003DS3 | S9X1B060U4PSB | 25600 | 25600 | 15.2 | 12 | 8.1 | 2.13 | 75 | 57 | 210791859
TRANE | 4TWL5024N1 | 4TXCB003DS3 | S9V2B080U4VSA | 25600 | 25600 | 15.2 | 12 | 8.1 | 2.13 | 75 | 57 | 210791857
TRANE | 4TWL5024N1 | 4TXCB003DS3 | S9V2B040U3PSB | 25600 | 25600 | 15.2 | 12 | 8.1 | 2.13 | 75 | 57 | 210791853
TRANE | 4TWL5024N1 | 4TXCB003DS3 | S9V2B080U4PSB | 25600 | 25600 | 15.2 | 12 | 8.1 | 2.13 | 75 | 57 | 210791856
TRANE | 4TWL5024N1 | 4TXCB003DS3 | S9V2B040U3VSA | 25600 | 25600 | 15.2 | 12 | 8.1 | 2.13 | 75 | 57 | 210791854
TRANE | 4TWL5024N1 | 4TXCB003DS3 | S8X2B080M4PTC | 25600 | 25600 | 15.2 | 12 | 8.1 | 2.12 | 76 | 58 | 210791852
TRANE | 4TWL5024N1 | 4TXCB003DS3 | S8X2B060M4PSC | 25600 | 25600 | 15.2 | 12 | 8.1 | 2.12 | 75 | 57 | 210791849
TRANE | 4TWL5024N1 | 4TXCB003DS3 | S8X2B080M4PSC | 25600 | 25600 | 15.2 | 12 | 8.1 | 2.12 | 76 | 58 | 210791851
TRANE | 4TWL5024N1 | 4TXCB003DS3 | S8X2B060M4PTC | 25600 | 25600 | 15.2 | 12 | 8.1 | 2.12 | 75 | 57 | 210791850
TRANE | 4TWL5024N1 | 4TXCB003DS3 | S8X1B080M4PSC | 25600 | 25600 | 15.2 | 12 | 8.1 | 2.12 | 76 | 58 | 210791830
TRANE | 4TWL5024N1 | 4TXCB003DS3 | S8X2A040M3PTC | 25600 | 25600 | 15.2 | 12 | 8.1 | 2.09 | 74 | 57 | 210791848
TRANE | 4TWL5024N1 | 4TXCB003DS3 | S8X1B080M4PTC | 25600 | 25600 | 15.2 | 12 | 8.1 | 2.12 | 76 | 58 | 210791846
TRANE | 4TWL5024N1 | 4TXCB003DS3 | S8X2A040M3PSC | 25600 | 25600 | 15.2 | 12 | 8.1 | 2.09 | 74 | 57 | 210791847
TRANE | 4TWL5036N1 | 4TXCC007DS3 | S8X1C100M5PTC | 35200 | 32400 | 15.2 | 12 | 8.1 | 2.02 | 62 | 46 | 210790678
TRANE | 4TWL5036N1 | 4TXCC007DS3 | S8X1C080M5PTC | 34800 | 32200 | 15.2 | 12 | 8.1 | 2.02 | 62 | 46 | 210790677
TRANE | 4TWL5036N1 | 4TXCB006DS3 | S9V2B080U4VSA | 34600 | 32400 | 15.2 | 12 | 8.1 | 2.02 | 62 | 46 | 210790654
TRANE | 4TWL5036N1 | 4TXCB006DS3 | S9V2B060U4PSB | 34600 | 32000 | 15.2 | 12 | 8.1 | 2.03 | 63 | 47 | 210790653
TRANE | 4TWL5036N1 | 4TXCB006DS3 | S9V2B040U3VSA | 34400 | 32200 | 15.2 | 12 | 8.1 | 2.02 | 62 | 46 | 210790651
TRANE | 4TWL5036N1 | 4TXCB006DS3 | S8X1B080M4PSC | 34600 | 32200 | 15.2 | 12 | 8.1 | 2.02 | 62 | 46 | 210790650
TRANE | 4TWL5036N1 | 4TXCB006DS3 | S8X1B060M4PSC | 35000 | 32400 | 15.2 | 12 | 8.1 | 2.02 | 62 | 46 | 210790649
TRANE | 4TWL5036N1 | 4TXCB006DS3 | *UHMB080ACV3 | 35000 | 32400 | 15.2 | 12 | 8.1 | 2.03 | 62 | 46 | 210790639
TRANE | 4TWL5036N1 | 4TXCB006DS3 | S9V2B080U4PSB | 34600 | 32400 | 15.2 | 12 | 8.1 | 2.02 | 62 | 46 | 210790640
TRANE | 4TWL5036N1 | 4TXCB006DS3 | *UHMB060ACV3 | 34800 | 32200 | 15.2 | 12 | 8.1 | 2.03 | 62 | 46 | 210790638
TRANE | 4TWL5036N1 | 4TXCB006DS3 | *UD2B060ACV3 | 34400 | 32000 | 15.2 | 12 | 8.1 | 2.03 | 63 | 47 | 210790636
TRANE | 4TWL5036N1 | 4TXCB006DS3 | S8X1B080M4PTC | 34600 | 32200 | 15.2 | 12 | 8.1 | 2.02 | 62 | 46 | 210790633
TRANE | 4TWL5036N1 | 4TXCB006DS3 | S8X1B060M4PTC | 35000 | 32400 | 15.2 | 12 | 8.1 | 2.02 | 62 | 46 | 210790634
TRANE | 4TWL5036N1 | 4TXCB006DS3 | S8X2B080M4PTC | 34600 | 32200 | 15.2 | 12 | 8.1 | 2.02 | 62 | 46 | 210790627
TRANE | 4TWL5036N1 | 4TXCB006DS3 | S8X2B060M4PSC | 35000 | 32400 | 15.2 | 12 | 8.1 | 2.02 | 62 | 46 | 210790630
TRANE | 4TWL5036N1 | 4TXCB006DS3 | S8X2B060M4PTC | 35000 | 32400 | 15.2 | 12 | 8.1 | 2.02 | 62 | 46 | 210790629
TRANE | 4TWL5036N1 | 4TXCB006DS3 | S8X2B080M4PSC | 34600 | 32200 | 15.2 | 12 | 8.1 | 2.02 | 62 | 46 | 210790628
TRANE | 4TWL5036N1 | 4TXCB006DS3 | S9X2B060U4PSB | 34800 | 32400 | 15.2 | 12 | 8.1 | 2.01 | 62 | 46 | 210790625
TRANE | 4TWL5036N1 | 4TXCB006DS3 | S9X2B080U4PSB | 35000 | 32400 | 15.2 | 12 | 8.1 | 2.01 | 62 | 46 | 210790624
TRANE | 4TWL5036N1 | 4TXCB006DS3 | S9X1B060U4PSB | 34800 | 32400 | 15.2 | 12 | 8.1 | 2.01 | 62 | 46 | 210790622
TRANE | 4TWL5036N1 | 4TXCB006DS3 | S9X1B080U4PSB | 35000 | 32400 | 15.2 | 12 | 8.1 | 2.01 | 62 | 46 | 210790623
AMERICAN STANDARD | 4A6L5030N1 | 4TXCB006DS3 | S9X2B060U4PSB | 30600 | 27800 | 16 | 12 | 8.1 | 2.22 | 67 | 52 | 210795356
TRANE | 4TWL5036N1 | 4PX*CU42BS3 | S9V2C100U4VSA | 35000 | 32800 | 15.2 | 12 | 8.1 | 2.02 | 62 | 45 | 210795351
TRANE | 4TWL5030N1 | 4TXCB006DS3 | S9X2B060U4PSB | 30600 | 27800 | 16 | 12 | 8.1 | 2.22 | 67 | 52 | 210795355
TRANE | 4TWL5036N1 | 4TXCD008DS3 | S9V2D120U5PSB | 35400 | 32400 | 15.2 | 12 | 8.1 | 2.05 | 62 | 46 | 210795352
AMERICAN STANDARD | 4A6L5036N1 | 4TXCD008DS3 | S9V2D120U5PSB | 35400 | 32400 | 15.2 | 12 | 8.1 | 2.05 | 62 | 46 | 210795354
AMERICAN STANDARD | 4A6L5036N1 | 4PX*CU42BS3 | S9V2C100U4VSA | 35000 | 32800 | 15.2 | 12 | 8.1 | 2.02 | 62 | 45 | 210795353
TRANE | 4TWV0X36A1 | TEM8A0C42V41+TDR |  | 35200 | 32400 | 20.5 | 12.5 | 8.7 | 1.92 | 81 | 62 | 207526340
TRANE | 4TWV0X36A1 | TEM8A0C36V31+TDR |  | 35200 | 32400 | 20.5 | 12.5 | 8.7 | 1.92 | 81 | 62 | 207526339
TRANE | 4TWV0X36A1 | 4TXCB004DS3 | S9V2B080U4PSB+RP | 34200 | 31400 | 20 | 12 | 8.2 | 1.8 | 83 | 64 | 208185396
TRANE | 4TWV0X36A1 | 4TXCC005DS3 | S9V2C100U4PSB+RP | 34400 | 31400 | 20 | 12 | 8.5 | 1.82 | 82 | 64 | 208185398
TRANE | 4TWV0X36A1 | 4TXCB004DS3 | S9V2B040U3PSB+RP | 34400 | 31600 | 20 | 12 | 8.2 | 1.8 | 83 | 65 | 208185395
TRANE | 4TWV0X36A1 | 4TXCB004DS3 | S9V2B060U3PSB+RP | 34200 | 31400 | 20 | 12 | 8.2 | 1.8 | 83 | 64 | 208185394
TRANE | 4TWV0X60A1 | TEM8B0C60V51+TDR |  | 54000 | 51000 | 19.5 | 12 | 8.5 | 1.84 | 95 | 73 | 207820947
TRANE | 4TWV0X48A1 | TEM8B0C60V51+TDR |  | 46500 | 42000 | 20 | 12 | 8.7 | 1.9 | 86 | 66 | 207820945
TRANE | 4TWV0X48A1 | 4TXCD010DS3 | S9V2C100U5PSB+RP | 45500 | 41000 | 19.5 | 11.7 | 8.2 | 1.76 | 86 | 67 | 207782206
AMERICAN STANDARD | 4A6V8X48A1 | 4PX*DU60BS3 | S9V2C100U5PSB+RP | 45500 | 42000 | 18 | 11.7 | 8.5 | 1.81 | 85 | 67 | 207599971
AMERICAN STANDARD | 4A6V0X36A1 | TAM9A0B30V31 |  | 34400 | 32000 | 20 | 12.5 | 8.7 | 1.89 | 83 | 64 | 207590718
TRANE | 4TWL9048A1 | 4PX*CU60BS3 | *UHMC100ACV4 | 48500 | 43500 | 19 | 12 | 8.7 | 2.28 | 73 | 58 | 201921938
TRANE | 4TWL9048A1 | 4PX*CU48BS3 | *UHMC100ACV4 | 47000 | 44000 | 19 | 11.7 | 9 | 2.26 | 73 | 59 | 201921927
TRANE | 4TWL9048A1 | 4PX*CU42BS3 | *UHMC100ACV4 | 47500 | 44500 | 19 | 11.7 | 8.7 | 2.22 | 73 | 58 | 201921926
TRANE | 4TWL6030A1 | TEM6B0C60H51+TDR |  | 30400 | 27200 | 15.2 | 12 | 8.1 | 2.15 | 66 | 51 | 211214562
TRANE | 4TWL6030A1 | TEM8B0C60V51+TDR |  | 30800 | 27400 | 15.2 | 12 | 8.1 | 2.16 | 66 | 51 | 211214564
TRANE | 4TWL6030A1 | TAMXB0C36V31 |  | 29800 | 27400 | 15.2 | 12 | 8.1 | 2.08 | 65 | 50 | 211214560
TRANE | 4TWL6030A1 | 4PX*CU42BS3 | *UD2C080ACV4 | 29800 | 27800 | 15.2 | 12 | 8.1 | 2.08 | 65 | 50 | 211214504
TRANE | 4TWL6030A1 | 4PX*CU42BS3 | *UD2C100ACV5 | 29800 | 27800 | 15.2 | 12 | 8.1 | 2.09 | 65 | 50 | 211214505
AMERICAN STANDARD | 4A6L5024N1 | 4PX*BU30BS3 | S8X1B060M4PTC | 25600 | 25600 | 15.2 | 12 | 8.1 | 2.12 | 75 | 57 | 210792846
AMERICAN STANDARD | 4A6L5024N1 | 4PX*BU30BS3 | S8X1B040M2PTC | 25600 | 25600 | 15.2 | 12 | 8.1 | 2.11 | 75 | 58 | 210792845
AMERICAN STANDARD | 4A6L5024N1 | 4PX*BU30BS3 | S8X1B040M2PSC | 25600 | 25600 | 15.2 | 12 | 8.1 | 2.11 | 75 | 58 | 210792843
AMERICAN STANDARD | 4A6L5024N1 | 4PX*BU30BS3 | S8X1A040M3PSC | 25600 | 25600 | 15.2 | 12 | 8.1 | 2.09 | 74 | 57 | 210792841
AMERICAN STANDARD | 4A6L5024N1 | 4PX*BU30BS3 | S8X1A040M3PTC | 25600 | 25600 | 15.2 | 12 | 8.1 | 2.09 | 74 | 57 | 210792842
AMERICAN STANDARD | 4A6L5024N1 | 4PX*BU30BS3 | S8V2B080M4PCA | 25600 | 25600 | 15.2 | 12 | 8.1 | 2.14 | 75 | 57 | 210792840
AMERICAN STANDARD | 4A6L5024N1 | 4PX*BU30BS3 | S8V2A040M3PCA | 25600 | 25600 | 15.2 | 12 | 8.1 | 2.08 | 74 | 57 | 210792837
AMERICAN STANDARD | 4A6L5024N1 | 4PX*BU30BS3 | S8V2B060M4PCA | 25600 | 25600 | 15.2 | 12 | 8.1 | 2.13 | 75 | 57 | 210792838
AMERICAN STANDARD | 4A6L5024N1 | 4PX*BU30BS3 | L8X1B060U3XSA | 25600 | 25600 | 15.2 | 12 | 8.1 | 2.11 | 75 | 58 | 210792808
AMERICAN STANDARD | 4A6L5024N1 | 4PX*BU30BS3 | *UHMB060ACV3 | 25600 | 25600 | 15.2 | 12 | 8.1 | 2.15 | 75 | 57 | 210792801
AMERICAN STANDARD | 4A6L5024N1 | 4PX*BU30BS3 | S8X1B060M4PSC | 25600 | 25600 | 15.2 | 12 | 8.1 | 2.12 | 75 | 57 | 210792809
AMERICAN STANDARD | 4A6L5024N1 | 4PX*BU30BS3 | S9X1B060U4PSB | 25600 | 25600 | 15.2 | 12 | 8.1 | 2.13 | 75 | 57 | 210792788
AMERICAN STANDARD | 4A6L5024N1 | 4PX*BU30BS3 | L8V1A040U3VSA | 25600 | 25600 | 15.2 | 12 | 8.1 | 2.09 | 75 | 57 | 210792804
AMERICAN STANDARD | 4A6L5024N1 | 4PX*BU30BS3 | L8V1B080U4VSA | 25600 | 25600 | 15.2 | 12 | 8.1 | 2.12 | 75 | 57 | 210792806
AMERICAN STANDARD | 4A6L5024N1 | 4PX*BU30BS3 | *UHMB080ACV3 | 25600 | 25600 | 15.2 | 12 | 8.1 | 2.16 | 74 | 57 | 210792802
AMERICAN STANDARD | 4A6L5024N1 | 4PX*BU30BS3 | L8V1A060U3VSA | 25600 | 25600 | 15.2 | 12 | 8.1 | 2.09 | 74 | 57 | 210792805
AMERICAN STANDARD | 4A6L5024N1 | 4PX*BU30BS3 | S9X2B040U3PSB | 25600 | 25600 | 15.2 | 12 | 8.1 | 2.13 | 75 | 57 | 210792791
AMERICAN STANDARD | 4A6L5024N1 | 4PX*BU30BS3 | *UD2B080ACV3 | 25600 | 25600 | 15.2 | 12 | 8.1 | 2.15 | 75 | 57 | 210792800
AMERICAN STANDARD | 4A6L5024N1 | 4PX*BU30BS3 | *UD2B060A9V3 | 25600 | 25600 | 15.2 | 12 | 8.1 | 2.11 | 75 | 58 | 210792796
AMERICAN STANDARD | 4A6L5024N1 | 4PX*BU30BS3 | *UD2B060ACV3 | 25600 | 25600 | 15.2 | 12 | 8.1 | 2.14 | 75 | 57 | 210792797
AMERICAN STANDARD | 4A6L5024N1 | 4PX*BU30BS3 | *UD2B080A9V3 | 25600 | 25600 | 15.2 | 12 | 8.1 | 2.12 | 75 | 58 | 210792798
AMERICAN STANDARD | 4A6L5024N1 | 4PX*BU30BS3 | S9X2B080U4PSB | 25600 | 25600 | 15.2 | 12 | 8.1 | 2.14 | 75 | 57 | 210792794
TRANE | 4TWL5024N1 | 4TXCB003DS3 | *UD2B080A9V3 | 25600 | 25600 | 15.2 | 12 | 8.1 | 2.12 | 75 | 58 | 210791833
TRANE | 4TWL5024N1 | 4TXCB003DS3 | *UD2B060ACV3 | 25600 | 25600 | 15.2 | 12 | 8.1 | 2.14 | 75 | 57 | 210791832
TRANE | 4TWL5024N1 | 4TXCB003DS3 | S8X1B060M4PTC | 25600 | 25600 | 15.2 | 12 | 8.1 | 2.12 | 75 | 57 | 210791829
TRANE | 4TWL5024N1 | 4TXCB003DS3 | S8X1B060M4PSC | 25600 | 25600 | 15.2 | 12 | 8.1 | 2.12 | 75 | 57 | 210791828
TRANE | 4TWL5024N1 | 4TXCB003DS3 | S8X1A040M3PTC | 25600 | 25600 | 15.2 | 12 | 8.1 | 2.09 | 74 | 57 | 210791825
TRANE | 4TWL5024N1 | 4TXCB003DS3 | S8X1B040M2PTC | 25600 | 25600 | 15.2 | 12 | 8.1 | 2.11 | 75 | 58 | 210791827
TRANE | 4TWV0X36A1 | 4PX*BU42BS3 | S8V2A040M3PCA | 34000 | 31600 | 19.5 | 12 | 8.2 | 1.76 | 82 | 63 | 210691816
TRANE | 4TWV0X36A1 | 4PX*BU42BS3 | S8V2B060M4PCA | 35600 | 32800 | 19.5 | 12.5 | 8.5 | 1.8 | 83 | 63 | 210691815
TRANE | 4TWV0X36A1 | 4PX*BU36BS3 | S8V2B080M4PCA | 34400 | 31600 | 19.5 | 12 | 8.5 | 1.78 | 85 | 66 | 210691814
TRANE | 4TWV0X36A1 | 4PX*BU36BS3 | S8V2B060M4PCA | 34400 | 31600 | 19.5 | 12 | 8.5 | 1.78 | 85 | 66 | 210691813
TRANE | 4TWV0X24A1 | 4TXCB004DS3 | S8V2A040M3PCA | 22800 | 19600 | 17.5 | 12.5 | 8.2 | 1.82 | 84 | 63 | 210691806
TRANE | 4TWV0X24A1 | 4PX*BU36BS3 | S8V2A040M3PCA | 22800 | 19600 | 17.5 | 12.5 | 8.2 | 1.82 | 84 | 63 | 210691802
TRANE | 4TWV0X36A1 | 4PX*BU42BS3 | S8V2B080M4PCA | 35600 | 32800 | 20 | 12.5 | 8.5 | 1.8 | 84 | 63 | 210691817
TRANE | 4TWV0X36A1 | 4PX*CU42BS3 | S8V2C100M5PCA | 35400 | 32600 | 20 | 12.5 | 8.5 | 1.8 | 83 | 63 | 210691824
TRANE | 4TWV0X36A1 | 4PX*CU42BS3 | S8V2C080M5PCA | 35200 | 32600 | 19.5 | 12.5 | 8.5 | 1.81 | 82 | 63 | 210691825
TRANE | 4TWV0X36A1 | 4PX*CU48BS3 | S8V2C100M5PCA | 35400 | 32200 | 20.5 | 12.5 | 8.7 | 1.82 | 83 | 63 | 210691826
TRANE | 4TWV0X36A1 | 4PX*CU48BS3 | S8V2C080M5PCA | 35200 | 32000 | 20 | 12.5 | 8.5 | 1.83 | 83 | 64 | 210691827
TRANE | 4TWV0X36A1 | 4TXCB004DS3 | S8V2B080M4PCA | 34400 | 31600 | 19.5 | 12 | 8.5 | 1.79 | 84 | 66 | 210691830
TRANE | 4TWV0X36A1 | 4TXCB004DS3 | S8V2B060M4PCA | 34400 | 31600 | 19.5 | 12 | 8.5 | 1.78 | 85 | 66 | 210691829
TRANE | 4TWV0X36A1 | 4PX*CU36BS3 | S8V2C100M5PCA | 34400 | 31400 | 19.5 | 12 | 8.5 | 1.8 | 84 | 65 | 210691822
TRANE | 4TWV0X36A1 | 4TXCC005DS3 | S8V2C100M5PCA | 34400 | 31400 | 19.5 | 12 | 8.5 | 1.78 | 85 | 65 | 210691831
TRANE | 4TWV0X36A1 | 4PX*CU36BS3 | S8V2C080M5PCA | 34000 | 31400 | 19.5 | 12 | 8.5 | 1.79 | 84 | 65 | 210691823
TRANE | 4TWV0X36A1 | 4TXCC005DS3 | S8V2C080M5PCA | 34000 | 31400 | 19.5 | 12 | 8.5 | 1.79 | 84 | 65 | 210691832
TRANE | 4TWV0X48A1 | 4PX*DU60BS3 | S8V2C080M5PCA | 45000 | 41000 | 19 | 11.7 | 8.2 | 1.75 | 86 | 66 | 210691841
TRANE | 4TWV0X60A1 | 4PX*DU60BS3 | S8V2D120M5PCA | 54000 | 52000 | 19 | 11.7 | 8.2 | 1.83 | 95 | 76 | 210691852
TRANE | 4TWV0X48A1 | 4TXCD010DS3 | S8V2C080M5PCA | 45000 | 41000 | 19 | 11.7 | 8.2 | 1.75 | 86 | 66 | 210691848
TRANE | 4TWV0X60A1 | 4TXCD010DS3 | S8V2D120M5PCA | 54000 | 52000 | 19 | 11.7 | 8.2 | 1.83 | 95 | 76 | 210691855
TRANE | 4TWV8X36A1 | 4PX*BU36BS3 | S8V2B060M4PCA | 34200 | 31200 | 18 | 11.7 | 8.2 | 1.8 | 85 | 66 | 210691873
TRANE | 4TWV8X36A1 | 4PX*BU36BS3 | S8V2B080M4PCA | 34200 | 31200 | 18 | 11.7 | 8.2 | 1.8 | 85 | 66 | 210691875
TRANE | 4TWV8X36A1 | 4PX*BU42BS3 | S8V2B060M4PCA | 35200 | 32200 | 18 | 12 | 8.2 | 1.83 | 83 | 65 | 210691877
AMERICAN STANDARD | 4A6H5030N1 | TEM6A0B30H21+TDR+TSTAT |  | 29200 | 27400 | 15.2 | 12 | 8.1 | 2.18 | 66 | 51 | 210798382
AMERICAN STANDARD | 4A6H5030N1 | TEM8A0B30V31+TDR+TSTAT |  | 29400 | 27600 | 15.4 | 12 | 8.1 | 2.19 | 66 | 51 | 210798384
TRANE | 4TWL9036A1 | 4PX*CD60BS3 | *DHMC100ACV4 | 37400 | 33200 | 18 | 11.7 | 8.5 | 2.26 | 70 | 55 | 201921697
TRANE | 4TWL9036A1 | 4PX*CD42BS3 | *DD2C100ACV5 | 37200 | 34200 | 17 | 11.7 | 8.2 | 2.16 | 69 | 54 | 201921674
AMERICAN STANDARD | 4A6L5036N1 | 4PX*BU48BS3 | S8X1B080M4PTC | 34600 | 32200 | 15.2 | 12 | 8.1 | 2.02 | 62 | 46 | 210790932
AMERICAN STANDARD | 4A6L5036N1 | 4PX*BU48BS3 | S8X1B060M4PTC | 35000 | 32400 | 15.2 | 12 | 8.1 | 2.02 | 62 | 46 | 210790930
AMERICAN STANDARD | 4A6L5036N1 | 4PX*BU48BS3 | S9X2B060U4PSB | 34800 | 32400 | 15.2 | 12 | 8.1 | 2.01 | 62 | 46 | 210790928
AMERICAN STANDARD | 4A6L5036N1 | 4PX*BU48BS3 | S9X2B080U4PSB | 35000 | 32400 | 15.2 | 12 | 8.1 | 2.01 | 62 | 46 | 210790927
AMERICAN STANDARD | 4A6L5036N1 | 4PX*BU48BS3 | S9X1B080U4PSB | 35000 | 32400 | 15.2 | 12 | 8.1 | 2.01 | 62 | 46 | 210790926
AMERICAN STANDARD | 4A6L5036N1 | 4PX*BU48BS3 | S9X1B060U4PSB | 34800 | 32400 | 15.2 | 12 | 8.1 | 2.01 | 62 | 46 | 210790925
AMERICAN STANDARD | 4A6L5036N1 | 4PX*BU48BS3 | S9V2B080U4VSA | 34600 | 32400 | 15.2 | 12 | 8.1 | 2.02 | 62 | 46 | 210790923
AMERICAN STANDARD | 4A6L5036N1 | 4PX*BU48BS3 | S9V2B080U4PSB | 34600 | 32400 | 15.2 | 12 | 8.1 | 2.02 | 62 | 46 | 210790922
AMERICAN STANDARD | 4A6L5036N1 | 4PX*BU48BS3 | S9V2B060U4PSB | 34600 | 32000 | 15.2 | 12 | 8.1 | 2.03 | 63 | 47 | 210790921
AMERICAN STANDARD | 4A6L5036N1 | 4PX*BU48BS3 | S9V2B040U3VSA | 34400 | 32200 | 15.2 | 12 | 8.1 | 2.02 | 62 | 46 | 210790919
AMERICAN STANDARD | 4A6L5036N1 | 4PX*BU48BS3 | S9V2B040U3PSB | 34400 | 32200 | 15.2 | 12 | 8.1 | 2.02 | 62 | 46 | 210790918
AMERICAN STANDARD | 4A6L5036N1 | 4PX*BU48BS3 | S8X1B080M4PSC | 34600 | 32200 | 15.2 | 12 | 8.1 | 2.02 | 62 | 46 | 210790917
AMERICAN STANDARD | 4A6L5036N1 | 4PX*BU48BS3 | S8X1B060M4PSC | 35000 | 32400 | 15.2 | 12 | 8.1 | 2.02 | 62 | 46 | 210790916
AMERICAN STANDARD | 4A6L5036N1 | 4PX*BU48BS3 | *UHMB080ACV3 | 35000 | 32400 | 15.2 | 12 | 8.1 | 2.03 | 62 | 46 | 210790907
AMERICAN STANDARD | 4A6L5036N1 | 4PX*BU48BS3 | *UHMB060ACV3 | 34800 | 32200 | 15.2 | 12 | 8.1 | 2.03 | 62 | 46 | 210790906
AMERICAN STANDARD | 4A6L5036N1 | 4PX*BU48BS3 | *UD2B060ACV3 | 34400 | 32000 | 15.2 | 12 | 8.1 | 2.03 | 63 | 47 | 210790904
AMERICAN STANDARD | 4A6L5036N1 | 4PX*BU48BS3 | S8X2B080M4PTC | 34600 | 32200 | 15.2 | 12 | 8.1 | 2.02 | 62 | 46 | 210790903
AMERICAN STANDARD | 4A6L5036N1 | 4PX*BU48BS3 | S8X2B080M4PSC | 34600 | 32200 | 15.2 | 12 | 8.1 | 2.02 | 62 | 46 | 210790902
AMERICAN STANDARD | 4A6L5036N1 | 4PX*BU48BS3 | S8X2B060M4PTC | 35000 | 32400 | 15.2 | 12 | 8.1 | 2.02 | 62 | 46 | 210790901
AMERICAN STANDARD | 4A6L5036N1 | 4PX*BU48BS3 | S8X2B060M4PSC | 35000 | 32400 | 15.2 | 12 | 8.1 | 2.02 | 62 | 46 | 210790900
AMERICAN STANDARD | 4A6L5036N1 | 4PX*BU42BS3 | S9X2B060U4PSB | 34800 | 32800 | 15.2 | 12 | 8.1 | 2 | 62 | 46 | 210790896
AMERICAN STANDARD | 4A6L5036N1 | 4PX*BU42BS3 | S8X2B060M4PTC | 35000 | 32800 | 15.2 | 12 | 8.1 | 2 | 62 | 46 | 210790892
AMERICAN STANDARD | 4A6L5036N1 | 4PX*BU42BS3 | S8X2B060M4PSC | 35000 | 32800 | 15.2 | 12 | 8.1 | 2 | 62 | 46 | 210790891
AMERICAN STANDARD | 4A6L5036N1 | 4PX*BU42BS3 | S8X1B060M4PTC | 35000 | 32800 | 15.2 | 12 | 8.1 | 2 | 62 | 46 | 210790886
AMERICAN STANDARD | 4A6L5036N1 | 4PX*BU42BS3 | S9X1B080U4PSB | 35000 | 32800 | 15.2 | 12 | 8.1 | 2 | 62 | 46 | 210790885
AMERICAN STANDARD | 4A6L5036N1 | 4PX*BU42BS3 | S9X1B060U4PSB | 34800 | 32800 | 15.2 | 12 | 8.1 | 2 | 62 | 46 | 210790884
AMERICAN STANDARD | 4A6L5036N1 | 4PX*BU42BS3 | S9V2B080U4VSA | 34600 | 32600 | 15.2 | 12 | 8.1 | 2.01 | 62 | 46 | 210790882
AMERICAN STANDARD | 4A6L5036N1 | 4PX*BU42BS3 | S9V2B080U4PSB | 34600 | 32600 | 15.2 | 12 | 8.1 | 2.01 | 62 | 46 | 210790881
AMERICAN STANDARD | 4A6L5036N1 | 4PX*BU42BS3 | S9V2B060U4PSB | 34400 | 32600 | 15.2 | 12 | 8.1 | 2.01 | 62 | 46 | 210790880
AMERICAN STANDARD | 4A6L5036N1 | 4PX*BU42BS3 | S9V2B040U3VSA | 34200 | 32400 | 15.2 | 12 | 8.1 | 1.99 | 62 | 46 | 210790878
AMERICAN STANDARD | 4A6L5036N1 | 4PX*BU42BS3 | S9V2B040U3PSB | 34200 | 32400 | 15.2 | 12 | 8.1 | 1.99 | 62 | 46 | 210790877
AMERICAN STANDARD | 4A6L5036N1 | 4PX*BU42BS3 | S8X1B060M4PSC | 35000 | 32800 | 15.2 | 12 | 8.1 | 2 | 62 | 46 | 210790875
AMERICAN STANDARD | 4A6L5036N1 | 4PX*BU42BS3 | *UHMB080ACV3 | 35000 | 32800 | 15.2 | 12 | 8.1 | 2.01 | 62 | 45 | 210790866
AMERICAN STANDARD | 4A6L5036N1 | 4PX*BU42BS3 | *UHMB060ACV3 | 34800 | 32600 | 15.2 | 12 | 8.1 | 2.01 | 62 | 46 | 210790865
AMERICAN STANDARD | 4A6L5036N1 | 4PX*BU42BS3 | S9X2B080U4PSB | 35000 | 32800 | 15.2 | 12 | 8.1 | 2 | 62 | 46 | 210790864
AMERICAN STANDARD | 4A6L5036N1 | 4PX*BU42BS3 | *UD2B060ACV3 | 34400 | 32400 | 15.2 | 12 | 8.1 | 2.01 | 62 | 46 | 210790863
TRANE | 4TWL5036N1 | TAM9A0C36V31 |  | 34800 | 32000 | 15.4 | 12.6 | 8.1 | 2.02 | 63 | 46 | 210790735
TRANE | 4TWL5036N1 | 4TXCD008DS3 | *UD2D140ACV5 | 35200 | 32200 | 15.2 | 12 | 8.1 | 2.04 | 62 | 46 | 210790730
TRANE | 4TWL5036N1 | 4TXCD008DS3 | S8X1D120M5PSC | 34800 | 32200 | 15.2 | 12 | 8.1 | 2.04 | 62 | 46 | 210790728
TRANE | 4TWL5036N1 | GAM5B0C42M31 |  | 35600 | 31200 | 15.4 | 12.3 | 8.1 | 2.06 | 63 | 47 | 210790733
TRANE | 4TWL5036N1 | 4TXCD008DS3 | S9V2D120U5VSA | 35400 | 32400 | 15.2 | 12 | 8.1 | 2.05 | 62 | 46 | 210790729
TRANE | 4TWL5036N1 | 4TXCD008DS3 | *UHMD120ACV5 | 35600 | 32600 | 15.2 | 12 | 8.1 | 2.04 | 62 | 46 | 210790726
TRANE | 4TWL5036N1 | 4TXCD008DS3 | S9X1D120U5PSB | 35600 | 32600 | 15.2 | 12 | 8.1 | 2.04 | 62 | 46 | 210790725
TRANE | 4TWL5036N1 | 4TXCD008DS3 | *UD2D120ACV5 | 35000 | 32200 | 15.2 | 12 | 8.1 | 2.05 | 62 | 46 | 210790724
TRANE | 4TWL5036N1 | 4TXCD008DS3 | S8X2D120M5PTC | 34800 | 32200 | 15.2 | 12 | 8.1 | 2.04 | 62 | 46 | 210790721
TRANE | 4TWL5036N1 | 4TXCD008DS3 | S8X1D120M5PTC | 34800 | 32200 | 15.2 | 12 | 8.1 | 2.04 | 62 | 46 | 210790723
TRANE | 4TWL5036N1 | 4TXCD008DS3 | S9X2D120U5PSB | 35600 | 32600 | 15.2 | 12 | 8.1 | 2.04 | 62 | 46 | 210790720
TRANE | 4TWL5036N1 | 4TXCD008DS3 | S8X2D120M5PSC | 34800 | 32200 | 15.2 | 12 | 8.1 | 2.04 | 62 | 46 | 210790722
TRANE | 4TWL5036N1 | 4TXCC009DS3 | *UD2C080ACV4 | 35600 | 31600 | 15.2 | 12 | 8.1 | 2.05 | 63 | 47 | 210790719
TRANE | 4TWL5036N1 | 4TXCC009DS3 | S8X1C100M5PSC | 36400 | 32400 | 15.2 | 12 | 8.1 | 2 | 63 | 47 | 210790716
TRANE | 4TWL5036N1 | 4TXCC009DS3 | S8X1C100M5PTC | 36400 | 32400 | 15.2 | 12 | 8.1 | 2 | 63 | 47 | 210790717
TRANE | 4TWL5036N1 | 4TXCC009DS3 | S9V2C080U5PSB | 35600 | 31600 | 15.2 | 12 | 8.1 | 2.04 | 63 | 47 | 210790715
TRANE | 4TWL5036N1 | 4TXCC009DS3 | S9X1C080U5PSB | 36400 | 32400 | 15.2 | 12 | 8.1 | 2.01 | 62 | 47 | 210790712
TRANE | 4TWL5036N1 | 4TXCC009DS3 | S9V2C100U5PSB | 35600 | 31600 | 15.2 | 12 | 8.1 | 2.04 | 63 | 47 | 210790713
TRANE | 4TWL5036N1 | 4TXCC009DS3 | S9V2C100U4VSA | 35400 | 31600 | 15.2 | 12 | 8.1 | 2.04 | 63 | 47 | 210790714
TRANE | 4TWL5036N1 | 4TXCC009DS3 | S8X2C080M5PTC | 36200 | 32000 | 15.2 | 12 | 8.1 | 2.02 | 63 | 47 | 210790709
TRANE | 4TWL5036N1 | 4TXCC009DS3 | S8X2C080M5PSC | 36200 | 32000 | 15.2 | 12 | 8.1 | 2.02 | 63 | 47 | 210790710
TRANE | 4TWL5036N1 | 4TXCC009DS3 | S9X2C080U5PSB | 36400 | 32400 | 15.2 | 12 | 8.1 | 2.01 | 62 | 47 | 210790706
TRANE | 4TWL5036N1 | 4TXCC009DS3 | S8X2C100M5PSC | 36400 | 32400 | 15.2 | 12 | 8.1 | 2 | 63 | 47 | 210790708
TRANE | 4TWL5036N1 | 4TXCC009DS3 | S8X2C100M5PTC | 36400 | 32400 | 15.2 | 12 | 8.1 | 2 | 63 | 47 | 210790707
TRANE | 4TWL5036N1 | 4TXCC009DS3 | S8X1C080M5PSC | 36200 | 32000 | 15.2 | 12 | 8.1 | 2.02 | 63 | 47 | 210790704
TRANE | 4TWL5036N1 | 4TXCC009DS3 | *UD2C100ACV5 | 35800 | 31800 | 15.2 | 12 | 8.1 | 2.05 | 63 | 47 | 210790701
TRANE | 4TWL5036N1 | 4TXCC009DS3 | *UHMC100ACV4 | 35600 | 31400 | 15.2 | 12 | 8.1 | 2.06 | 63 | 47 | 210790702
TRANE | 4TWL5036N1 | 4TXCC009DS3 | S8X1C080M5PTC | 36200 | 32000 | 15.2 | 12 | 8.1 | 2.02 | 63 | 47 | 210790700
TRANE | 4TWL5036N1 | 4TXCC007DS3 | *UD2C080ACV4 | 35000 | 32200 | 15.2 | 12 | 8.1 | 2.04 | 62 | 46 | 210790698
TRANE | 4TWL5036N1 | 4TXCC007DS3 | *UHMC100ACV4 | 35600 | 32600 | 15.2 | 12 | 8.1 | 2.05 | 62 | 46 | 210790697
TRANE | 4TWL5036N1 | 4TXCC007DS3 | S8X1C080M5PSC | 34800 | 32200 | 15.2 | 12 | 8.1 | 2.02 | 62 | 46 | 210790692
TRANE | 4TWL5036N1 | 4TXCC007DS3 | S9V2C080U5PSB | 35800 | 32800 | 15.2 | 12 | 8.1 | 2.03 | 62 | 46 | 210790690
TRANE | 4TWL5036N1 | 4TXCC007DS3 | S8X1C100M5PSC | 35200 | 32400 | 15.2 | 12 | 8.1 | 2.02 | 62 | 46 | 210790691
TRANE | 4TWL5036N1 | 4TXCC007DS3 | S9V2C100U4VSA | 35600 | 32800 | 15.2 | 12 | 8.1 | 2.03 | 62 | 46 | 210790689
TRANE | 4TWL5036N1 | 4TXCC007DS3 | S9X1C100U5PSB | 35400 | 32600 | 15.2 | 12 | 8.1 | 2.02 | 62 | 46 | 210790686
TRANE | 4TWL5036N1 | 4TXCC007DS3 | S9X1C080U5PSB | 35400 | 32600 | 15.2 | 12 | 8.1 | 2.02 | 62 | 46 | 210790687
TRANE | 4TWL5036N1 | 4TXCC007DS3 | S8X2C100M5PTC | 35200 | 32400 | 15.2 | 12 | 8.1 | 2.02 | 62 | 46 | 210790682
TRANE | 4TWL5036N1 | 4TXCC007DS3 | S9V2C100U5PSB | 35200 | 32400 | 15.2 | 12 | 8.1 | 2.04 | 62 | 46 | 210790688
TRANE | 4TWL5036N1 | 4TXCC007DS3 | *UD2C100ACV5 | 35400 | 32400 | 15.2 | 12 | 8.1 | 2.04 | 62 | 46 | 210790685
TRANE | 4TWL5036N1 | 4TXCC007DS3 | S9X2C080U5PSB | 35400 | 32600 | 15.2 | 12 | 8.1 | 2.02 | 62 | 46 | 210790683
TRANE | 4TWL5036N1 | 4TXCC007DS3 | S9X2C100U5PSB | 35400 | 32600 | 15.2 | 12 | 8.1 | 2.02 | 62 | 46 | 210790684
TRANE | 4TWL5036N1 | 4TXCC007DS3 | S8X2C100M5PSC | 35200 | 32400 | 15.2 | 12 | 8.1 | 2.02 | 62 | 46 | 210790681
TRANE | 4TWL5036N1 | 4TXCC007DS3 | S8X2C080M5PTC | 34800 | 32200 | 15.2 | 12 | 8.1 | 2.02 | 62 | 46 | 210790680
TRANE | 4TWL5036N1 | 4TXCC007DS3 | S8X2C080M5PSC | 34800 | 32200 | 15.2 | 12 | 8.1 | 2.02 | 62 | 46 | 210790679
AMERICAN STANDARD | 4A6L9036A1 | 4PX*CU48BS3 | S9V2C100U4PSB+RP | 36600 | 33600 | 17.5 | 11.7 | 8.7 | 2.34 | 69 | 55 | 201922405
AMERICAN STANDARD | 4A6L9036A1 | 4PX*CU60BS3 | *UD2C080ACV4 | 37600 | 33000 | 18 | 12 | 8.7 | 2.34 | 70 | 55 | 201922409
AMERICAN STANDARD | 4A6V8X36A1 | 4PX*CU36BS3 | S9V2C100U4VSA+RP | 34200 | 31000 | 18 | 11.7 | 8.2 | 1.82 | 83 | 66 | 207590182
AMERICAN STANDARD | 4A6V8X36A1 | 4PX*CU48BS3 | S9V2C100U4VSA+RP | 35200 | 31400 | 18 | 12 | 8.5 | 1.87 | 83 | 65 | 207590183
AMERICAN STANDARD | 4A6V8X36A1 | TEM8A0C42V41+TDR |  | 34800 | 31600 | 18 | 12 | 8.5 | 1.91 | 83 | 65 | 207590068
AMERICAN STANDARD | 4A6V8X36A1 | TEM8A0C36V31+TDR |  | 34800 | 31600 | 18 | 12 | 8.5 | 1.91 | 83 | 65 | 207590067
AMERICAN STANDARD | 4A6V8X36A1 | TAM9A0C36V31 |  | 34600 | 31200 | 18 | 12 | 8.5 | 1.86 | 83 | 64 | 207590046
TRANE | 4TWV8X36A1 | TEM8A0C42V41+TDR |  | 34800 | 31600 | 18 | 12 | 8.5 | 1.91 | 83 | 65 | 207526354
TRANE | 4TWV8X36A1 | 4PX*CU48BS3 | S9V2C100U4VSA+RP | 35200 | 31400 | 18 | 12 | 8.5 | 1.87 | 83 | 65 | 207526469
TRANE | 4TWV8X36A1 | TEM8A0C36V31+TDR |  | 34800 | 31600 | 18 | 12 | 8.5 | 1.91 | 83 | 65 | 207526353
TRANE | 4TWV8X36A1 | 4PX*CU36BS3 | S9V2C100U4VSA+RP | 34200 | 31000 | 18 | 11.7 | 8.2 | 1.82 | 83 | 66 | 207526468
TRANE | 4TWV8X36A1 | TAM9A0C36V31 |  | 34600 | 31200 | 18 | 12 | 8.5 | 1.86 | 83 | 64 | 207526331
AMERICAN STANDARD | 4A6L9024A1 | 4PX*BU30BS3 | *UHMB080ACV3 | 23600 | 21200 | 18 | 12.5 | 9 | 2.37 | 67 | 51 | 201922293
AMERICAN STANDARD | 4A6L9024A1 | 4PX*BU30BS3 | *UHMB060ACV3 | 23600 | 20800 | 18 | 12 | 9 | 2.37 | 67 | 52 | 201922292
AMERICAN STANDARD | 4A6L9024A1 | 4PX*BU24BS3 | *UHMB060ACV3 | 22800 | 21600 | 17.5 | 11.7 | 8.2 | 2.07 | 66 | 51 | 201922285
AMERICAN STANDARD | 4A6L9024A1 | 4PX*BU24BS3 | *UHMB080ACV3 | 22800 | 21600 | 17.5 | 12 | 8.2 | 2.07 | 66 | 50 | 201922284
AMERICAN STANDARD | 4A6L9024A1 | 4PX*BD36BS3 | *DHMB060BCV3 | 23600 | 20400 | 18 | 12 | 8.5 | 2.26 | 67 | 52 | 201922277
AMERICAN STANDARD | 4A6L9024A1 | 4PX*BD30BS3 | *DHMB080ACV3 | 23400 | 21400 | 17.5 | 12 | 8.7 | 2.25 | 67 | 51 | 201922275
AMERICAN STANDARD | 4A6L9024A1 | 4PX*BD30BS3 | *DHMB060BCV3 | 23200 | 21400 | 17.5 | 12 | 8.7 | 2.25 | 66 | 51 | 201922274
TRANE | 4TWL9036A1 | 4TXCC009DS3 | S9V2C100U4VSA+RP | 37200 | 33200 | 17.5 | 12 | 8.7 | 2.34 | 69 | 55 | 209559372
AMERICAN STANDARD | 4A6L9024A1 | 4PX*BD30BS3 | S9V2B060D3PSB+RP | 23000 | 21200 | 17.5 | 12 | 8.7 | 2.24 | 67 | 52 | 201922852
AMERICAN STANDARD | 4A6L9024A1 | 4PX*BD30BS3 | S9V2B080D3PSB+RP | 23000 | 21000 | 17 | 12 | 8.7 | 2.23 | 67 | 53 | 201922851
AMERICAN STANDARD | 4A6L9024A1 | 4PX*BU42BS3 | S9V2B060U3PSB+RP | 23800 | 20400 | 17.5 | 12.5 | 8.7 | 2.36 | 67 | 53 | 201922873
AMERICAN STANDARD | 4A6L9024A1 | 4PX*BD30BS3 | S9V2B040D3PSB+RP | 23200 | 21400 | 17 | 12 | 8.7 | 2.23 | 66 | 52 | 201922853
AMERICAN STANDARD | 4A6V8X36A1 | TAM9A0B30V31 |  | 34000 | 31600 | 18 | 12 | 8.5 | 1.89 | 83 | 65 | 207590834
AMERICAN STANDARD | 4A6V8X24A1 | 4TXFH024CZ3 | *DHMB080ACV3 | 23200 | 20200 | 18 | 12 | 8.5 | 1.86 | 83 | 63 | 207590735
AMERICAN STANDARD | 4A6V8X36A1 | 4PX*BU42BS3 | S9V2B080U4PSB+RP | 35000 | 32200 | 18 | 12 | 8.2 | 1.83 | 82 | 64 | 207590484
AMERICAN STANDARD | 4A6V8X24A1 | 4TXFH024CZ3 | *DHMB060BCV3 | 23200 | 20200 | 18 | 12 | 8.5 | 1.85 | 83 | 63 | 207590731
AMERICAN STANDARD | 4A6V0X36A1 | 4TXCB004DS3 | S8V2B080M4PCA | 34400 | 31600 | 19.5 | 12 | 8.5 | 1.79 | 84 | 66 | 210692054
AMERICAN STANDARD | 4A6V0X36A1 | 4TXCB004DS3 | S8V2B060M4PCA | 34400 | 31600 | 19.5 | 12 | 8.5 | 1.78 | 85 | 66 | 210692053
AMERICAN STANDARD | 4A6V0X36A1 | 4PX*CU48BS3 | S8V2C080M5PCA | 35200 | 32000 | 20 | 12.5 | 8.5 | 1.83 | 83 | 64 | 210692051
AMERICAN STANDARD | 4A6V0X36A1 | 4PX*CU36BS3 | S8V2C080M5PCA | 34000 | 31400 | 19.5 | 12 | 8.5 | 1.79 | 84 | 65 | 210692047
AMERICAN STANDARD | 4A6V0X36A1 | 4PX*CU48BS3 | S8V2C100M5PCA | 35400 | 32200 | 20.5 | 12.5 | 8.7 | 1.82 | 83 | 63 | 210692050
AMERICAN STANDARD | 4A6V0X36A1 | 4PX*BU42BS3 | S8V2A040M3PCA | 34000 | 31600 | 19.5 | 12 | 8.2 | 1.76 | 82 | 63 | 210692040
AMERICAN STANDARD | 4A6V0X36A1 | 4PX*CU42BS3 | S8V2C080M5PCA | 35200 | 32600 | 19.5 | 12.5 | 8.5 | 1.81 | 82 | 63 | 210692049
AMERICAN STANDARD | 4A6V0X36A1 | 4PX*CU36BS3 | S8V2C100M5PCA | 34400 | 31400 | 19.5 | 12 | 8.5 | 1.8 | 84 | 65 | 210692046
AMERICAN STANDARD | 4A6V0X36A1 | 4PX*BU42BS3 | S8V2B060M4PCA | 35600 | 32800 | 19.5 | 12.5 | 8.5 | 1.8 | 83 | 63 | 210692039
AMERICAN STANDARD | 4A6V0X36A1 | 4PX*BU36BS3 | S8V2B080M4PCA | 34400 | 31600 | 19.5 | 12 | 8.5 | 1.78 | 85 | 66 | 210692038
AMERICAN STANDARD | 4A6V0X36A1 | 4PX*BU36BS3 | S8V2B060M4PCA | 34400 | 31600 | 19.5 | 12 | 8.5 | 1.78 | 85 | 66 | 210692037
AMERICAN STANDARD | 4A6V0X24A1 | 4TXCB004DS3 | S8V2A040M3PCA | 22800 | 19600 | 17.5 | 12.5 | 8.2 | 1.82 | 84 | 63 | 210692030
AMERICAN STANDARD | 4A6V0X24A1 | 4PX*BU36BS3 | S8V2A040M3PCA | 22800 | 19600 | 17.5 | 12.5 | 8.2 | 1.82 | 84 | 63 | 210692026
TRANE | 4TWV8X60A1 | 4TXCD010DS3 | S8V2D120M5PCA | 54000 | 52000 | 18 | 11.7 | 8.2 | 1.83 | 95 | 76 | 210691927
TRANE | 4TWV8X48A1 | 4TXCD010DS3 | S8V2D120M5PCA | 47000 | 43500 | 18 | 12 | 8.5 | 1.87 | 85 | 65 | 210691920
TRANE | 4TWV8X60A1 | 4PX*DU60BS3 | S8V2D120M5PCA | 54000 | 52000 | 18 | 11.7 | 8.2 | 1.83 | 95 | 76 | 210691923
TRANE | 4TWV8X60A1 | 4TXCC009DS3 | S8V2C100M5PCA | 54000 | 52000 | 18 | 11.7 | 8.2 | 1.78 | 96 | 77 | 210691925
TRANE | 4TWV8X60A1 | 4PX*CU60BS3 | S8V2C100M5PCA | 54000 | 52000 | 18 | 11.7 | 8.2 | 1.78 | 96 | 77 | 210691921
TRANE | 4TWV8X48A1 | 4TXCD010DS3 | S8V2C100M5PCA | 45500 | 42000 | 18 | 11.7 | 8.5 | 1.8 | 86 | 66 | 210691919
TRANE | 4TWV8X48A1 | 4PX*DD60BS3 | S8V2D120M5PCA | 46000 | 43500 | 18 | 11.7 | 8.5 | 1.82 | 85 | 65 | 210691908
TRANE | 4TWV8X48A1 | 4PX*DU60BS3 | S8V2C100M5PCA | 45500 | 42000 | 18 | 11.7 | 8.5 | 1.8 | 86 | 66 | 210691910
TRANE | 4TWV8X48A1 | 4TXCD008DS3 | S8V2D120M5PCA | 46000 | 44000 | 18 | 11.7 | 8.5 | 1.84 | 85 | 65 | 210691918
TRANE | 4TWV8X48A1 | 4TXCC009DS3 | S8V2C100M5PCA | 46500 | 43500 | 18 | 11.7 | 8.5 | 1.85 | 86 | 66 | 210691917
TRANE | 4TWV8X48A1 | 4TXCC009DS3 | S8V2C080M5PCA | 46500 | 43000 | 18 | 11.7 | 8.5 | 1.84 | 86 | 66 | 210691916
TRANE | 4TWV8X48A1 | 4PX*DU60BS3 | S8V2D120M5PCA | 47000 | 43500 | 18 | 12 | 8.5 | 1.87 | 85 | 65 | 210691911
TRANE | 4TWV8X48A1 | 4PX*DU48BS3 | S8V2D120M5PCA | 46000 | 44000 | 18 | 11.7 | 8.5 | 1.84 | 85 | 65 | 210691909
TRANE | 4TWV8X48A1 | 4PX*CU60BS3 | S8V2C100M5PCA | 46500 | 43500 | 18 | 11.7 | 8.5 | 1.85 | 86 | 66 | 210691906
TRANE | 4TWV8X48A1 | 4PX*CU60BS3 | S8V2C080M5PCA | 46500 | 43000 | 18 | 11.7 | 8.5 | 1.84 | 86 | 66 | 210691905
TRANE | 4TWV8X48A1 | 4PX*CD60BS3 | S8V2C100M5PCA | 47000 | 43500 | 18 | 11.7 | 8.5 | 1.78 | 86 | 66 | 210691900
TRANE | 4TWV8X48A1 | 4PX*CD60BS3 | S8V2C080M5PCA | 46500 | 43000 | 18 | 11.7 | 8.5 | 1.79 | 86 | 66 | 210691899
TRANE | 4TWV8X36A1 | 4TXCC005DS3 | S8V2C100M5PCA | 34000 | 31000 | 18 | 11.7 | 8.2 | 1.8 | 85 | 66 | 210691896
TRANE | 4TWV8X36A1 | 4TXCC005DS3 | S8V2C080M5PCA | 33800 | 30800 | 18 | 11.7 | 8.2 | 1.78 | 85 | 66 | 210691895
TRANE | 4TWV8X36A1 | 4PX*CU48BS3 | S8V2C080M5PCA | 34800 | 31400 | 18 | 12 | 8.2 | 1.84 | 83 | 64 | 210691888
TRANE | 4TWV8X36A1 | 4TXCB006DS3 | S8V2B080M4PCA | 35200 | 31800 | 18 | 12 | 8.2 | 1.85 | 84 | 65 | 210691894
TRANE | 4TWV8X36A1 | 4TXCB006DS3 | S8V2B060M4PCA | 35200 | 31600 | 18 | 12 | 8.2 | 1.85 | 84 | 65 | 210691893
TRANE | 4TWV8X36A1 | 4PX*CU36BS3 | S8V2C100M5PCA | 34000 | 31000 | 18 | 11.7 | 8.2 | 1.8 | 85 | 66 | 210691883
TRANE | 4TWV8X36A1 | 4TXCB006DS3 | S8V2A040M3PCA | 33600 | 30400 | 18 | 12 | 8.1 | 1.8 | 83 | 65 | 210691892
TRANE | 4TWV8X36A1 | 4PX*BU42BS3 | S8V2B080M4PCA | 35200 | 32200 | 18 | 12 | 8.2 | 1.82 | 83 | 65 | 210691878
TRANE | 4TWV8X36A1 | 4TXCB004DS3 | S8V2B080M4PCA | 34200 | 31200 | 18 | 11.7 | 8.2 | 1.8 | 85 | 66 | 210691890
TRANE | 4TWV8X36A1 | 4PX*CU42BS3 | S8V2C100M5PCA | 35200 | 32000 | 18 | 12 | 8.2 | 1.83 | 83 | 64 | 210691886
TRANE | 4TWV8X36A1 | 4PX*CU48BS3 | S8V2C100M5PCA | 35200 | 31600 | 18 | 12 | 8.2 | 1.85 | 84 | 65 | 210691887
TRANE | 4TWV8X36A1 | 4TXCB004DS3 | S8V2B060M4PCA | 34200 | 31200 | 18 | 11.7 | 8.2 | 1.81 | 84 | 66 | 210691889
TRANE | 4TWV8X36A1 | 4PX*CU36BS3 | S8V2C080M5PCA | 33800 | 30800 | 18 | 11.7 | 8.2 | 1.81 | 84 | 66 | 210691884
TRANE | 4TWV8X36A1 | 4PX*CU42BS3 | S8V2C080M5PCA | 34800 | 31800 | 18 | 12 | 8.2 | 1.83 | 83 | 64 | 210691885
TRANE | 4TWV8X36A1 | 4PX*BU42BS3 | S8V2A040M3PCA | 33600 | 31000 | 18 | 12 | 8.1 | 1.78 | 82 | 64 | 210691876
TRANE | 4TWV0X48A1 | 4TXCC009DS3 | L8V1C100U5VSA+RP | 46500 | 42000 | 19.5 | 11.7 | 8.5 | 1.82 | 86 | 66 | 208554520
TRANE | 4TWV0X48A1 | 4TXCD010DS3 | S9V2D120U5PSB+RP | 47000 | 42000 | 19.5 | 11.7 | 8.5 | 1.82 | 86 | 67 | 208185426
TRANE | 4TWV0X48A1 | 4TXCD010DS3 | S9V2C100U4PSB+RP | 45000 | 41000 | 19 | 11.7 | 8.2 | 1.75 | 86 | 67 | 208185425
TRANE | 4TWV0X48A1 | 4TXCC009DS3 | S9V2C100U4PSB+RP | 46500 | 42000 | 19.5 | 11.7 | 8.5 | 1.8 | 86 | 67 | 208185400
TRANE | 4TWV0X24A1 | 4PX*BU36BS3 | S9V2B060U3VSA+RP | 23600 | 20200 | 19.5 | 12.5 | 8.5 | 1.91 | 84 | 64 | 207526405
TRANE | 4TWV0X36A1 | 4PX*CU48BS3 | S9V2C100U4PSB+RP | 35600 | 32000 | 20.5 | 12.7 | 8.7 | 1.86 | 82 | 63 | 207526385
TRANE | 4TWV0X24A1 | 4PX*BU36BS3 | S9V2B040U3VSA+RP | 23800 | 20400 | 19 | 12.5 | 8.5 | 1.91 | 83 | 64 | 207526404
TRANE | 4TWV0X24A1 | 4PX*BU36BS3 | S9V2B040U3PSB+RP | 23800 | 20400 | 19 | 12.5 | 8.5 | 1.91 | 83 | 64 | 207526368
TRANE | 4TWV0X36A1 | TAM9A0B30V31 |  | 34400 | 32000 | 20 | 12.5 | 8.7 | 1.89 | 83 | 64 | 207559046
TRANE | 4TWV0X36A1 | 4TXCB004DS3 | *UHMB080ACV3 | 34400 | 31400 | 20 | 12 | 8.5 | 1.79 | 84 | 65 | 207558992
TRANE | 4TWV0X36A1 | 4TXCB004DS3 | *UHMB060ACV3 | 34400 | 31600 | 20 | 12 | 8.2 | 1.82 | 82 | 65 | 207558993
TRANE | 4TWV0X48A1 | 4TXCD010DS3 | *UHMD120ACV5 | 46000 | 42000 | 19.5 | 11.7 | 8.5 | 1.82 | 85 | 66 | 207559010
TRANE | 4TWV0X48A1 | 4PX*DU60BS3 | *UHMD120ACV5 | 46000 | 42000 | 19.5 | 11.7 | 8.5 | 1.82 | 85 | 66 | 207558985
AMERICAN STANDARD | 4A6V0X24A1 | 4PX*BU36BS3 | S9V2B040U3PSB+RP | 23800 | 20400 | 19 | 12.5 | 8.5 | 1.91 | 83 | 64 | 207590082
AMERICAN STANDARD | 4A6V8X48A1 | TEM8A0D48V41+TDR |  | 45500 | 42500 | 18 | 11.7 | 8.5 | 1.94 | 87 | 68 | 207590074
AMERICAN STANDARD | 4A6V8X48A1 | TEM8A0C48V41+TDR |  | 47000 | 43000 | 18 | 12 | 8.5 | 1.94 | 85 | 67 | 207590072
AMERICAN STANDARD | 4A6V0X48A1 | TEM8A0C48V41+TDR |  | 47000 | 42000 | 19.5 | 12 | 8.7 | 1.9 | 86 | 66 | 207590058
AMERICAN STANDARD | 4A6V0X36A1 | TEM8A0C42V41+TDR |  | 35200 | 32400 | 20.5 | 12.5 | 8.7 | 1.92 | 81 | 62 | 207590054
AMERICAN STANDARD | 4A6V0X36A1 | TEM8A0C36V31+TDR |  | 35200 | 32400 | 20.5 | 12.5 | 8.7 | 1.92 | 81 | 62 | 207590053
AMERICAN STANDARD | 4A6V0X36A1 | TEM8A0B30V31+TDR |  | 34000 | 33400 | 19.5 | 12 | 8.7 | 1.84 | 81 | 60 | 207590052
AMERICAN STANDARD | 4A6V0X24A1 | TEM8A0B30V31+TDR |  | 23800 | 21600 | 19 | 12.5 | 8.7 | 1.94 | 81 | 61 | 207590051
TRANE | 4TWL9048A1 | 4TXCD008DS3 | *UD2D140ACV5 | 47500 | 44000 | 19 | 11.7 | 9 | 2.25 | 73 | 59 | 201922101
AMERICAN STANDARD | 4A6L9048A1 | 4TXCD008DS3 | *UD2C080ACV4 | 46000 | 42500 | 19 | 11.7 | 8.7 | 2.21 | 73 | 59 | 201922687
TRANE | 4TWL9048A1 | 4TXCC009DS3 | S9V2C100U5PSB+RP | 48500 | 43500 | 19 | 11.7 | 9 | 2.27 | 74 | 59 | 201922094
TRANE | 4TWL9048A1 | 4TXCD008DS3 | *UHMC100ACV4 | 46000 | 42500 | 19 | 11.7 | 8.7 | 2.2 | 73 | 59 | 201922100
TRANE | 4TWL9048A1 | 4TXCC009DS3 | S9V2C100U4PSB+RP | 48500 | 43500 | 19 | 11.7 | 8.7 | 2.27 | 73 | 58 | 201922093
TRANE | 4TWL9048A1 | 4TXCD008DS3 | *UHMD120ACV5 | 47500 | 44000 | 19 | 11.7 | 9 | 2.26 | 73 | 58 | 201922099
TRANE | 4TWL9048A1 | 4TXCC009DS3 | *UD2C080ACV4 | 48000 | 43500 | 19 | 11.7 | 8.7 | 2.27 | 73 | 58 | 201922096
TRANE | 4TWL9048A1 | 4TXCC009DS3 | S9V2C080U5PSB+RP | 48500 | 43500 | 19 | 11.7 | 8.7 | 2.26 | 73 | 59 | 201922092
TRANE | 4TWL9048A1 | 4TXCC009DS3 | *UHMC100ACV4 | 48500 | 43500 | 19 | 12 | 8.7 | 2.27 | 73 | 58 | 201922090
AMERICAN STANDARD | 4A6V0X48A1 | 4TXCD010DS3 | *UHMD120ACV5 | 46000 | 42000 | 19.5 | 11.7 | 8.5 | 1.82 | 85 | 66 | 207590690
AMERICAN STANDARD | 4A6V0X36A1 | 4TXCB004DS3 | *UHMB060ACV3 | 34400 | 31600 | 20 | 12 | 8.2 | 1.82 | 82 | 65 | 207590677
AMERICAN STANDARD | 4A6V0X36A1 | 4TXCB004DS3 | *UHMB080ACV3 | 34400 | 31400 | 20 | 12 | 8.5 | 1.79 | 84 | 65 | 207590676
AMERICAN STANDARD | 4A6V0X48A1 | 4PX*DU60BS3 | *UHMD120ACV5 | 46000 | 42000 | 19.5 | 11.7 | 8.5 | 1.82 | 85 | 66 | 207590671
TRANE | 4TWL9048A1 | 4PX*CD60BS3 | S9V2C100D5PSB+RP | 48500 | 43500 | 19 | 11.7 | 8.7 | 2.21 | 73 | 59 | 201921900
TRANE | 4TWL9048A1 | 4PX*CD60BS3 | S9V2C100D4PSB+RP | 48500 | 43500 | 19 | 11.7 | 8.7 | 2.21 | 73 | 59 | 201921901
TRANE | 4TWV8X48A1 | 4PX*CD60BS3 | S9V2C100D5PSB+RP | 47000 | 43000 | 18 | 11.7 | 8.5 | 1.79 | 86 | 67 | 209449882
TRANE | 4TWV0X36A1 | TEM8A0B30V31+TDR |  | 34000 | 33400 | 19.5 | 12 | 8.7 | 1.84 | 81 | 60 | 207526338
TRANE | 4TWV0X24A1 | TEM8A0B30V31+TDR |  | 23800 | 21600 | 19 | 12.5 | 8.7 | 1.94 | 81 | 61 | 207526337
TRANE | 4TWV0X48A1 | TAM9A0C48V41 |  | 45500 | 41000 | 19.5 | 11.7 | 8.5 | 1.84 | 86 | 67 | 207526326
TRANE | 4TWV0X24A1 | TAM9A0B30V31 |  | 23800 | 20600 | 19 | 12.7 | 8.7 | 1.95 | 83 | 63 | 207526323
TRANE | 4TWV0X60A1 | TAM9A0C60V51 |  | 53000 | 50000 | 19 | 12 | 8.2 | 1.76 | 98 | 79 | 207526328
TRANE | 4TWL6036A1 | 4PX*BU48BS3 | *UD2B060ACV3 | 35600 | 32600 | 15.2 | 12 | 8.1 | 2.15 | 66 | 51 | 211214717
TRANE | 4TWL6036A1 | 4PX*BU42BS3 | *UD2B060ACV3 | 35600 | 33400 | 15.2 | 12 | 8.1 | 2.16 | 65 | 50 | 211214696
TRANE | 4TWL6036A1 | 4PX*BU48BS3 | S8X2B080M4PTC | 35800 | 32800 | 15.2 | 12 | 8.1 | 2.13 | 65 | 50 | 211214708
TRANE | 4TWL6036A1 | 4PX*BU48BS3 | L8X1B080U4XSA | 36400 | 33400 | 15.2 | 12 | 8.1 | 2.12 | 65 | 50 | 211214715
TRANE | 4TWL6036A1 | 4PX*BU48BS3 | S8X1B060M4PSC | 36600 | 33400 | 15.2 | 12 | 8.1 | 2.13 | 65 | 50 | 211214713
TRANE | 4TWL6036A1 | 4PX*BU48BS3 | L8X1B060U3XSA | 35600 | 32800 | 15.2 | 12 | 8.1 | 2.12 | 65 | 51 | 211214709
TRANE | 4TWL6036A1 | 4PX*BU48BS3 | S8X2B080M4PSC | 35800 | 32800 | 15.2 | 12 | 8.1 | 2.13 | 65 | 50 | 211214707
TRANE | 4TWL6036A1 | 4PX*BU48BS3 | S8X2B060M4PTC | 36600 | 33400 | 15.2 | 12 | 8.1 | 2.13 | 65 | 50 | 211214706
TRANE | 4TWL6036A1 | 4PX*BU42BS3 | S8X2B080M4PTC | 35800 | 33600 | 15.2 | 12 | 8.1 | 2.14 | 65 | 50 | 211214681
TRANE | 4TWL6036A1 | 4PX*BU48BS3 | S8X2B060M4PSC | 36600 | 33400 | 15.2 | 12 | 8.1 | 2.13 | 65 | 50 | 211214705
TRANE | 4TWL6036A1 | 4PX*BU48BS3 | S8X1B080M4PTC | 35800 | 32800 | 15.2 | 12 | 8.1 | 2.13 | 65 | 50 | 211214702
TRANE | 4TWL6036A1 | 4PX*BU48BS3 | S8X1B080M4PSC | 35800 | 32800 | 15.2 | 12 | 8.1 | 2.13 | 65 | 50 | 211214701
TRANE | 4TWL6036A1 | 4PX*BU42BS3 | S8X1B060M4PSC | 36200 | 34000 | 15.2 | 12 | 8.1 | 2.15 | 65 | 50 | 211214690
TRANE | 4TWL6036A1 | 4PX*BU42BS3 | S8X2B060M4PSC | 36200 | 34000 | 15.2 | 12 | 8.1 | 2.15 | 65 | 50 | 211214697
TRANE | 4TWL6036A1 | 4PX*BU42BS3 | S8X2B060M4PTC | 36200 | 34000 | 15.2 | 12 | 8.1 | 2.15 | 65 | 50 | 211214698
TRANE | 4TWL6036A1 | 4PX*BU42BS3 | S8X1B080M4PSC | 35800 | 33600 | 15.2 | 12 | 8.1 | 2.14 | 65 | 50 | 211214692
TRANE | 4TWL6036A1 | 4PX*BU42BS3 | S8X1B080M4PTC | 35800 | 33600 | 15.2 | 12 | 8.1 | 2.14 | 65 | 50 | 211214693
TRANE | 4TWL6036A1 | 4PX*BU42BS3 | S8X1B060M4PTC | 36200 | 34000 | 15.2 | 12 | 8.1 | 2.15 | 65 | 50 | 211214691
TRANE | 4TWL6036A1 | 4PX*BU42BS3 | L8X1B080U4XSA | 36400 | 34000 | 15.2 | 12 | 8.1 | 2.14 | 65 | 50 | 211214684
TRANE | 4TWL6036A1 | 4PX*BU42BS3 | S8X2B080M4PSC | 35800 | 33600 | 15.2 | 12 | 8.1 | 2.14 | 65 | 50 | 211214680
AMERICAN STANDARD | 4A6L5024N1 | 4TXCB003DS3 | L8V1B080U4VSA | 25600 | 25600 | 15.2 | 12 | 8.1 | 2.12 | 75 | 57 | 210793020
AMERICAN STANDARD | 4A6L5024N1 | 4TXCB003DS3 | S9X1B040U3PSB | 25600 | 25600 | 15.2 | 12 | 8.1 | 2.13 | 75 | 57 | 210793005
AMERICAN STANDARD | 4A6L5024N1 | 4TXCB003DS3 | S8X1B060M4PTC | 25600 | 25600 | 15.2 | 12 | 8.1 | 2.12 | 75 | 57 | 210792976
AMERICAN STANDARD | 4A6L5024N1 | 4TXCB003DS3 | L8X1B060U3XSA | 25600 | 25600 | 15.2 | 12 | 8.1 | 2.11 | 75 | 58 | 210793021
AMERICAN STANDARD | 4A6L5024N1 | 4TXCB003DS3 | L8V1A060U3VSA | 25600 | 25600 | 15.2 | 12 | 8.1 | 2.09 | 74 | 57 | 210793019
AMERICAN STANDARD | 4A6L5024N1 | 4TXCB003DS3 | L8V1A040U3VSA | 25600 | 25600 | 15.2 | 12 | 8.1 | 2.09 | 75 | 57 | 210793018
AMERICAN STANDARD | 4A6L5024N1 | 4TXCB003DS3 | *UHMB080ACV3 | 25600 | 25600 | 15.2 | 12 | 8.1 | 2.16 | 74 | 57 | 210793017
AMERICAN STANDARD | 4A6L5024N1 | 4TXCB003DS3 | *UHMB060ACV3 | 25600 | 25600 | 15.2 | 12 | 8.1 | 2.15 | 75 | 57 | 210793016
AMERICAN STANDARD | 4A6L5024N1 | 4TXCB003DS3 | *UD2B080ACV3 | 25600 | 25600 | 15.2 | 12 | 8.1 | 2.15 | 75 | 57 | 210793015
AMERICAN STANDARD | 4A6L5024N1 | 4TXCB003DS3 | S8X1A040M3PSC | 25600 | 25600 | 15.2 | 12 | 8.1 | 2.09 | 74 | 57 | 210792971
AMERICAN STANDARD | 4A6L5024N1 | 4TXCB003DS3 | S9X1B080U4PSB | 25600 | 25600 | 15.2 | 12 | 8.1 | 2.14 | 75 | 57 | 210793007
AMERICAN STANDARD | 4A6L5024N1 | 4TXCB003DS3 | S9X2B080U4PSB | 25600 | 25600 | 15.2 | 12 | 8.1 | 2.14 | 75 | 57 | 210793010
AMERICAN STANDARD | 4A6L5024N1 | 4TXCB003DS3 | S9X2B060U4PSB | 25600 | 25600 | 15.2 | 12 | 8.1 | 2.13 | 75 | 57 | 210793009
AMERICAN STANDARD | 4A6L5024N1 | 4TXCB003DS3 | S9X1B060U4PSB | 25600 | 25600 | 15.2 | 12 | 8.1 | 2.13 | 75 | 57 | 210793006
AMERICAN STANDARD | 4A6L5024N1 | 4TXCB003DS3 | S9X2B040U3PSB | 25600 | 25600 | 15.2 | 12 | 8.1 | 2.13 | 75 | 57 | 210793008
AMERICAN STANDARD | 4A6L5024N1 | 4TXCB003DS3 | S9V2B060U4PSB | 25600 | 25600 | 15.2 | 12 | 8.1 | 2.14 | 75 | 57 | 210793002
AMERICAN STANDARD | 4A6L5024N1 | 4TXCB003DS3 | S9V2B080U4VSA | 25600 | 25600 | 15.2 | 12 | 8.1 | 2.13 | 75 | 57 | 210793004
AMERICAN STANDARD | 4A6L5024N1 | 4TXCB003DS3 | S9V2B040U3PSB | 25600 | 25600 | 15.2 | 12 | 8.1 | 2.13 | 75 | 57 | 210793000
AMERICAN STANDARD | 4A6L5024N1 | 4TXCB003DS3 | S9V2B080U4PSB | 25600 | 25600 | 15.2 | 12 | 8.1 | 2.13 | 75 | 57 | 210793003
AMERICAN STANDARD | 4A6L5024N1 | 4TXCB003DS3 | S9V2B040U3VSA | 25600 | 25600 | 15.2 | 12 | 8.1 | 2.13 | 75 | 57 | 210793001
AMERICAN STANDARD | 4A6L5024N1 | 4TXCB003DS3 | S8X2B080M4PTC | 25600 | 25600 | 15.2 | 12 | 8.1 | 2.12 | 76 | 58 | 210792999
AMERICAN STANDARD | 4A6L5024N1 | 4TXCB003DS3 | S8X2B080M4PSC | 25600 | 25600 | 15.2 | 12 | 8.1 | 2.12 | 76 | 58 | 210792998
AMERICAN STANDARD | 4A6L5024N1 | 4TXCB003DS3 | *UD2B060ACV3 | 25600 | 25600 | 15.2 | 12 | 8.1 | 2.14 | 75 | 57 | 210792979
AMERICAN STANDARD | 4A6L5024N1 | 4TXCB003DS3 | S8X2B060M4PTC | 25600 | 25600 | 15.2 | 12 | 8.1 | 2.12 | 75 | 57 | 210792997
AMERICAN STANDARD | 4A6L5024N1 | 4TXCB003DS3 | S8X2A040M3PTC | 25600 | 25600 | 15.2 | 12 | 8.1 | 2.09 | 74 | 57 | 210792995
AMERICAN STANDARD | 4A6L5024N1 | 4TXCB003DS3 | S8X2A040M3PSC | 25600 | 25600 | 15.2 | 12 | 8.1 | 2.09 | 74 | 57 | 210792994
AMERICAN STANDARD | 4A6L5024N1 | 4TXCB003DS3 | S8X2B060M4PSC | 25600 | 25600 | 15.2 | 12 | 8.1 | 2.12 | 75 | 57 | 210792996
AMERICAN STANDARD | 4A6L5024N1 | 4TXCB003DS3 | S8X1B080M4PTC | 25600 | 25600 | 15.2 | 12 | 8.1 | 2.12 | 76 | 58 | 210792993
AMERICAN STANDARD | 4A6L9036A1 | TAM9A0C48V41 |  | 37000 | 33200 | 17.5 | 12 | 8.7 | 2.35 | 69 | 55 | 208443276
AMERICAN STANDARD | 4A6L9036A1 | 4TXCC009DS3 | S9V2C100U4VSA+RP | 37200 | 33200 | 17.5 | 12 | 8.7 | 2.34 | 69 | 55 | 209559373
AMERICAN STANDARD | 4A6L9036A1 | 4PX*BD42BS3 | S9V2B080D4VSA+RP | 36800 | 34200 | 17 | 11.7 | 8.2 | 2.14 | 69 | 54 | 208106933
TRANE | 4TWV8X36A1 | TAM9A0B30V31 |  | 34000 | 31600 | 18 | 12 | 8.5 | 1.89 | 83 | 65 | 207526330
TRANE | 4TWV8X24A1 | 4TXFH024CZ3 | *DHMB080ACV3 | 23200 | 20200 | 18 | 12 | 8.5 | 1.86 | 83 | 63 | 207526224
TRANE | 4TWV8X24A1 | 4TXFH024CZ3 | *DHMB060BCV3 | 23200 | 20200 | 18 | 12 | 8.5 | 1.85 | 83 | 63 | 207526220
AMERICAN STANDARD | 4A6L9036A1 | 4TXCC007DS3 | *UHMC100ACV4 | 37200 | 33600 | 18 | 11.7 | 8.7 | 2.35 | 69 | 54 | 201922452
TRANE | 4TWL9036A1 | TAM9A0C48V41 |  | 37000 | 33200 | 17.5 | 12 | 8.7 | 2.35 | 69 | 55 | 208480481
TRANE | 4TWL9036A1 | 4PX*CD60BS3 | *DD2C100ACV5 | 37400 | 33200 | 18 | 11.7 | 8.5 | 2.27 | 69 | 55 | 201921698
TRANE | 4TWL9036A1 | 4PX*BD42BS3 | S9V2B080D4VSA+RP | 36800 | 34200 | 17 | 11.7 | 8.2 | 2.14 | 69 | 54 | 208106941
TRANE | 4TWL9036A1 | 4PX*CD42BS3 | S9V2C100D4PSB+RP | 37000 | 34000 | 17 | 12 | 8.2 | 2.17 | 69 | 54 | 201921676
AMERICAN STANDARD | 4A6V8X36A1 | 4TXCC005DS3 | S9V2C100U4VSA+RP | 34200 | 31000 | 18 | 11.7 | 8.2 | 1.82 | 83 | 66 | 207590190
AMERICAN STANDARD | 4A6L9036A1 | 4TXCC007DS3 | *UD2C080ACV4 | 37000 | 33400 | 17.5 | 11.7 | 8.7 | 2.34 | 70 | 55 | 201922454
AMERICAN STANDARD | 4A6L9036A1 | 4TXCC007DS3 | S9V2C100U4PSB+RP | 36600 | 33600 | 17.5 | 11.7 | 8.7 | 2.35 | 68 | 54 | 201922460
TRANE | 4TWL9036A1 | 4TXCB006DS3 | S9V2B080U4VSA+RP | 36400 | 33600 | 17.5 | 11.7 | 8.7 | 2.3 | 70 | 55 | 204433491
AMERICAN STANDARD | 4A6V8X48A1 | 4TXCD008DS3 | S8V2C080M5PDA | 44000 | 42000 | 18 | 11.7 | 8.5 | 1.77 | 86 | 66 | 211089209
AMERICAN STANDARD | 4A6V8X48A1 | 4TXCD008DS3 | S8V2C100M5PDA | 44500 | 42500 | 18 | 11.7 | 8.5 | 1.77 | 86 | 66 | 211089208
TRANE | 4TWL5024N1 | TEM8A0B30V31+TDR |  | 25600 | 25600 | 15.4 | 12.6 | 8.1 | 2.25 | 73 | 56 | 210791977
TRANE | 4TWL5024N1 | TEM8A0C36V31+TDR |  | 25600 | 25600 | 16 | 12.6 | 8.1 | 2.27 | 71 | 55 | 210791978
TRANE | 4TWL5024N1 | 4TXCB006DS3 | S8X1B080M4PTC | 25600 | 25600 | 16 | 12 | 8.1 | 2.22 | 72 | 56 | 210791949
TRANE | 4TWL5024N1 | TEM8A0B24V21+TDR |  | 25600 | 25600 | 15.4 | 12.6 | 8.1 | 2.24 | 73 | 56 | 210791976
TRANE | 4TWL5024N1 | TEM6A0C36H31+TDR |  | 25600 | 25600 | 16 | 12.3 | 8.1 | 2.28 | 71 | 55 | 210791975
TRANE | 4TWL5024N1 | 4TXCB006DS3 | *UHMB080ACV3 | 25600 | 25600 | 16 | 12 | 8.1 | 2.26 | 71 | 55 | 210791931
TRANE | 4TWL5024N1 | TEM4B0B24M21+TDR |  | 25600 | 25600 | 15.2 | 12 | 8.1 | 2.27 | 73 | 57 | 210791972
TRANE | 4TWL5024N1 | TEM6A0B30H21+TDR |  | 25600 | 25600 | 15.4 | 12.3 | 8.1 | 2.25 | 73 | 56 | 210791974
TRANE | 4TWL5024N1 | TEM4A0B31M31+TDR |  | 25600 | 25600 | 15.2 | 12 | 8.1 | 2.25 | 73 | 56 | 210791971
TRANE | 4TWL5024N1 | TAM9A0C36V31 |  | 25600 | 25600 | 16 | 12.6 | 8.1 | 2.23 | 71 | 55 | 210791970
TRANE | 4TWL5024N1 | GAM5B0B30M21 |  | 25600 | 25600 | 16 | 12 | 8.1 | 2.21 | 72 | 56 | 210791966
TRANE | 4TWL5024N1 | 4TXCB006DS3 | S9V2B060U3VSA | 25600 | 25600 | 16 | 12 | 8.1 | 2.23 | 71 | 55 | 210791957
TRANE | 4TWL5024N1 | 4TXCB006DS3 | S9V2B040U3VSA | 25600 | 25600 | 16 | 12 | 8.1 | 2.23 | 71 | 55 | 210791956
TRANE | 4TWL5024N1 | 4TXCB006DS3 | S8X2B060M4PSC | 25600 | 25600 | 16 | 12 | 8.1 | 2.23 | 71 | 55 | 210791952
TRANE | 4TWL5024N1 | 4TXCB006DS3 | S8X2B060M4PTC | 25600 | 25600 | 16 | 12 | 8.1 | 2.23 | 71 | 55 | 210791953
TRANE | 4TWL5024N1 | 4TXCB006DS3 | S8X2B080M4PTC | 25600 | 25600 | 16 | 12 | 8.1 | 2.22 | 72 | 56 | 210791955
TRANE | 4TWL5024N1 | 4TXCB006DS3 | S8X2B080M4PSC | 25600 | 25600 | 16 | 12 | 8.1 | 2.22 | 72 | 56 | 210791954
TRANE | 4TWL5024N1 | 4TXCB006DS3 | S8X2A040M3PTC | 25600 | 25600 | 16 | 12 | 8.1 | 2.19 | 70 | 55 | 210791951
TRANE | 4TWL5024N1 | 4TXCB006DS3 | S8X2A040M3PSC | 25600 | 25600 | 16 | 12 | 8.1 | 2.19 | 70 | 55 | 210791950
TRANE | 4TWL5024N1 | 4TXCB006DS3 | S8X1B080M4PSC | 25600 | 25600 | 16 | 12 | 8.1 | 2.22 | 72 | 56 | 210791948
TRANE | 4TWL5024N1 | 4TXCB006DS3 | S8X1A040M3PTC | 25600 | 25600 | 16 | 12 | 8.1 | 2.19 | 70 | 55 | 210791945
TRANE | 4TWL5024N1 | 4TXCB006DS3 | S8X1B060M4PSC | 25600 | 25600 | 16 | 12 | 8.1 | 2.23 | 71 | 55 | 210791946
TRANE | 4TWL5024N1 | 4TXCB006DS3 | S8X1A040M3PSC | 25600 | 25600 | 16 | 12 | 8.1 | 2.19 | 70 | 55 | 210791944
TRANE | 4TWL5024N1 | 4TXCB006DS3 | S8X1B060M4PTC | 25600 | 25600 | 16 | 12 | 8.1 | 2.23 | 71 | 55 | 210791947
TRANE | 4TWL5024N1 | 4TXCB006DS3 | S8V2A040M3PCA | 25600 | 25600 | 16 | 12 | 8.1 | 2.19 | 70 | 54 | 210791941
TRANE | 4TWL5024N1 | 4TXCB006DS3 | S9V2B080U4PSB | 25600 | 25600 | 16 | 12 | 8.1 | 2.23 | 71 | 55 | 210791926
TRANE | 4TWL5024N1 | 4TXCB006DS3 | S8V2B080M4PCA | 25600 | 25600 | 16 | 12 | 8.1 | 2.22 | 72 | 55 | 210791943
TRANE | 4TWL5024N1 | 4TXCB006DS3 | S8V2B060M4PCA | 25600 | 25600 | 16 | 12 | 8.1 | 2.23 | 72 | 55 | 210791942
TRANE | 4TWL5024N1 | 4TXCB006DS3 | L8V1A060U3VSA | 25600 | 25600 | 16 | 12 | 8.1 | 2.18 | 71 | 55 | 210791933
TRANE | 4TWL5024N1 | 4TXCB006DS3 | L8X1B060U3XSA | 25600 | 25600 | 16 | 12 | 8.1 | 2.22 | 71 | 55 | 210791936
TRANE | 4TWL5024N1 | 4TXCB006DS3 | L8V1B080U4VSA | 25600 | 25600 | 16 | 12 | 8.1 | 2.23 | 71 | 55 | 210791934
TRANE | 4TWL5024N1 | 4TXCB006DS3 | L8V1A040U3VSA | 25600 | 25600 | 15.2 | 12 | 8.1 | 2.18 | 71 | 55 | 210791932
TRANE | 4TWL5024N1 | 4TXCB006DS3 | *UHMB060ACV3 | 25600 | 25600 | 16 | 12 | 8.1 | 2.26 | 71 | 55 | 210791930
TRANE | 4TWL5024N1 | 4TXCB006DS3 | *UD2B080ACV3 | 25600 | 25600 | 16 | 12 | 8.1 | 2.23 | 71 | 55 | 210791929
TRANE | 4TWL5024N1 | 4TXCB006DS3 | *UD2B080A9V3 | 25600 | 25600 | 15.2 | 12 | 8.1 | 2.21 | 71 | 55 | 210791928
TRANE | 4TWL5024N1 | 4TXCB006DS3 | S9V2B060U4PSB | 25600 | 25600 | 16 | 12 | 8.1 | 2.24 | 71 | 55 | 210791927
TRANE | 4TWL5024N1 | 4TXCB006DS3 | *UD2B060ACV3 | 25600 | 25600 | 16 | 12 | 8.1 | 2.23 | 71 | 55 | 210791922
TRANE | 4TWL5024N1 | 4TXCB006DS3 | S9V2B080U4VSA | 25600 | 25600 | 16 | 12 | 8.1 | 2.23 | 71 | 55 | 210791925
TRANE | 4TWL5024N1 | 4TXCB006DS3 | *UD2B060A9V3 | 25600 | 25600 | 15.2 | 12 | 8.1 | 2.22 | 71 | 55 | 210791921
TRANE | 4TWL5036N1 | TEM8A0C48V41+TDR |  | 36600 | 32000 | 16 | 12.6 | 8.1 | 2.1 | 63 | 47 | 210790747
TRANE | 4TWL5036N1 | TEM8A0C42V41+TDR |  | 35000 | 32400 | 15.2 | 12.6 | 8.1 | 2.07 | 62 | 46 | 210790746
TRANE | 4TWL5036N1 | TEM6B0C60H51+TDR |  | 36800 | 32200 | 15.4 | 12.3 | 8.1 | 2.08 | 63 | 47 | 210790743
TRANE | 4TWL5036N1 | TEM6A0C48H41+TDR |  | 36800 | 32400 | 15.4 | 12.3 | 8.1 | 2.08 | 62 | 47 | 210790741
TRANE | 4TWL5036N1 | TEM6A0D48H41+TDR |  | 34000 | 31000 | 15.2 | 12.3 | 8.1 | 2.08 | 64 | 48 | 210790742
TRANE | 4TWL5036N1 | TEM8A0C36V31+TDR |  | 35200 | 32400 | 15.4 | 12.6 | 8.1 | 2.07 | 62 | 46 | 210790745
TRANE | 4TWL5036N1 | TEM6A0C42H41+TDR |  | 35400 | 32400 | 15.4 | 12.3 | 8.1 | 2.07 | 62 | 46 | 210790740
TRANE | 4TWL5036N1 | TEM6A0C36H31+TDR |  | 35400 | 32400 | 15.4 | 12.3 | 8.1 | 2.07 | 62 | 46 | 210790739
AMERICAN STANDARD | 4A6L5030N1 | 4PX*BD36BS3 | S8X1B040M2PTC | 29200 | 28400 | 15.2 | 12 | 8.1 | 2.13 | 66 | 51 | 210793181
AMERICAN STANDARD | 4A6L5030N1 | 4PX*BD36BS3 | S8X1A040M3PTC | 28600 | 28000 | 15.2 | 12 | 8.1 | 2.09 | 66 | 51 | 210793179
AMERICAN STANDARD | 4A6L5030N1 | 4PX*BD36BS3 | S8V2B080M4PCA | 29600 | 28600 | 15.2 | 12 | 8.1 | 2.12 | 66 | 51 | 210793177
AMERICAN STANDARD | 4A6L5030N1 | 4PX*BD36BS3 | S8X1A040M3PSC | 28600 | 28000 | 15.2 | 12 | 8.1 | 2.09 | 66 | 51 | 210793178
AMERICAN STANDARD | 4A6L5030N1 | 4PX*BD36BS3 | S9X1B060D3PSB | 29200 | 28400 | 15.2 | 12 | 8.1 | 2.13 | 66 | 51 | 210793161
AMERICAN STANDARD | 4A6L5030N1 | 4PX*BD36BS3 | S8V2B060M4PCA | 29800 | 28600 | 15.2 | 12 | 8.1 | 2.13 | 66 | 51 | 210793176
AMERICAN STANDARD | 4A6L5030N1 | 4PX*BD36BS3 | S8V2A040M3PCA | 28200 | 28000 | 15.2 | 12 | 8.1 | 2.1 | 66 | 51 | 210793175
AMERICAN STANDARD | 4A6L5030N1 | 4PX*BD36BS3 | *DD2B060ACV3 | 29600 | 28400 | 16 | 12 | 8.1 | 2.15 | 66 | 51 | 210793166
AMERICAN STANDARD | 4A6L5030N1 | 4PX*BD36BS3 | L8X1B060U3XSA | 29200 | 28400 | 15.2 | 12 | 8.1 | 2.12 | 66 | 51 | 210793170
AMERICAN STANDARD | 4A6L5030N1 | 4PX*BD36BS3 | L8X1B080U4XSA | 30200 | 28800 | 15.2 | 12 | 8.1 | 2.11 | 66 | 51 | 210793171
AMERICAN STANDARD | 4A6L5030N1 | 4PX*BD36BS3 | *DHMB060BCV3 | 29200 | 28400 | 15.2 | 12 | 8.1 | 2.13 | 66 | 51 | 210793168
AMERICAN STANDARD | 4A6L5030N1 | 4PX*BD36BS3 | *DD2B080ACV3 | 29400 | 28400 | 16 | 12 | 8.1 | 2.14 | 65 | 50 | 210793167
AMERICAN STANDARD | 4A6L5030N1 | 4PX*BD36BS3 | S9V2B060D3PSB | 29800 | 28600 | 15.2 | 12 | 8.1 | 2.13 | 66 | 51 | 210793165
AMERICAN STANDARD | 4A6L5030N1 | 4PX*BD36BS3 | S9V2B080D4PSB | 29600 | 28400 | 15.2 | 12 | 8.1 | 2.13 | 66 | 51 | 210793162
AMERICAN STANDARD | 4A6L5030N1 | 4PX*BD36BS3 | S9X2B060D3PSB | 29200 | 28400 | 15.2 | 12 | 8.1 | 2.13 | 66 | 51 | 210793158
AMERICAN STANDARD | 4A6L5030N1 | 4PX*BD36BS3 | S9X1B080D4PSB | 29200 | 28400 | 15.2 | 12 | 8.1 | 2.12 | 66 | 51 | 210793160
AMERICAN STANDARD | 4A6L5030N1 | 4PX*BD36BS3 | S9X2B080D4PSB | 29200 | 28400 | 15.2 | 12 | 8.1 | 2.12 | 66 | 51 | 210793157
AMERICAN STANDARD | 4A6L5024N1 | TAM9A0B30V31 |  | 25600 | 25600 | 16 | 12.6 | 8.1 | 2.27 | 72 | 55 | 210793116
AMERICAN STANDARD | 4A6L5024N1 | 4PX*BU30BS3 | S8V2B080M4PDA | 25600 | 25600 | 15.2 | 12 | 8.1 | 2.14 | 75 | 57 | 211049869
AMERICAN STANDARD | 4A6L5024N1 | 4PX*BU30BS3 | S8V2B060M4PDA | 25600 | 25600 | 15.2 | 12 | 8.1 | 2.13 | 75 | 57 | 211049872
AMERICAN STANDARD | 4A6L5024N1 | 4PX*BU30BS3 | S8V2A040M3PDA | 25600 | 25600 | 15.2 | 12 | 8.1 | 2.08 | 74 | 57 | 211049871
AMERICAN STANDARD | 4A6L5024N1 | 4PX*BU42BS3 | S8V2A040M3PDA | 25600 | 25600 | 16 | 12 | 8.1 | 2.18 | 71 | 55 | 211049879
AMERICAN STANDARD | 4A6H6024N1 | 4PX*BD42BS3 | S8V2B080M4PDA | 25600 | 23800 | 16 | 12 | 8.1 | 1.97 | 63 | 47 | 211053214
AMERICAN STANDARD | 4A6L5024N1 | 4TXCB003DS3 | S8V2B060M4PDA | 25600 | 25600 | 15.2 | 12 | 8.1 | 2.13 | 75 | 57 | 211049886
AMERICAN STANDARD | 4A6L5024N1 | 4TXCB003DS3 | S8V2A040M3PDA | 25600 | 25600 | 15.2 | 12 | 8.1 | 2.08 | 74 | 57 | 211049889
AMERICAN STANDARD | 4A6L5024N1 | 4PX*BU42BS3 | S8V2B080M4PDA | 25600 | 25600 | 16 | 12 | 8.1 | 2.22 | 72 | 55 | 211049883
AMERICAN STANDARD | 4A6L5024N1 | 4PX*BU42BS3 | S8V2B060M4PDA | 25600 | 25600 | 16 | 12 | 8.1 | 2.22 | 73 | 56 | 211049882
TRANE | 4TWL5030N1 | 4PX*BU36BS3 | S8X2B060M4PSC | 29600 | 27000 | 15.2 | 12 | 8.1 | 2.17 | 67 | 53 | 210792167
TRANE | 4TWL5030N1 | 4PX*BU36BS3 | S8X2A040M3PTC | 28400 | 26600 | 15.2 | 12 | 8.1 | 2.13 | 67 | 52 | 210792166
TRANE | 4TWL5030N1 | 4PX*BU36BS3 | S8X2B060M4PTC | 29600 | 27000 | 15.2 | 12 | 8.1 | 2.17 | 67 | 53 | 210792168
TRANE | 4TWL5030N1 | 4PX*BU36BS3 | S8X1B080M4PSC | 29600 | 27000 | 15.2 | 12 | 8.1 | 2.16 | 67 | 53 | 210792164
TRANE | 4TWL5030N1 | 4PX*BU36BS3 | S8X2A040M3PSC | 28400 | 26600 | 15.2 | 12 | 8.1 | 2.13 | 67 | 52 | 210792165
TRANE | 4TWL5030N1 | 4PX*BU36BS3 | S8X1B060M4PTC | 29600 | 27000 | 15.2 | 12 | 8.1 | 2.17 | 67 | 53 | 210792163
TRANE | 4TWL5030N1 | 4PX*BU36BS3 | S8X1B060M4PSC | 29600 | 27000 | 15.2 | 12 | 8.1 | 2.17 | 67 | 53 | 210792162
TRANE | 4TWL5030N1 | 4PX*BU36BS3 | S8X1A040M3PTC | 28400 | 26600 | 15.2 | 12 | 8.1 | 2.13 | 67 | 52 | 210792159
TRANE | 4TWL5030N1 | 4PX*BU36BS3 | S8X1A040M3PSC | 28400 | 26600 | 15.2 | 12 | 8.1 | 2.13 | 67 | 52 | 210792158
TRANE | 4TWL5030N1 | 4PX*BU36BS3 | S8V2B080M4PCA | 30000 | 27400 | 15.2 | 12 | 8.1 | 2.16 | 67 | 53 | 210792157
TRANE | 4TWL5030N1 | 4PX*BU36BS3 | L8X1B080U4XSA | 30000 | 27400 | 15.2 | 12 | 8.1 | 2.16 | 67 | 53 | 210792149
TRANE | 4TWL5030N1 | 4PX*BU36BS3 | *UHMB080ACV3 | 29400 | 26800 | 16 | 12 | 8.1 | 2.2 | 67 | 52 | 210792144
TRANE | 4TWL5030N1 | 4PX*BU36BS3 | *UD2B060ACV3 | 29400 | 27000 | 15.2 | 12 | 8.1 | 2.18 | 67 | 53 | 210792141
TRANE | 4TWL5030N1 | 4PX*BU36BS3 | *UHMB060ACV3 | 29800 | 27000 | 15.2 | 12 | 8.1 | 2.18 | 67 | 53 | 210792143
TRANE | 4TWL5030N1 | 4PX*BU36BS3 | S8X1B080M4PTC | 29600 | 27000 | 15.2 | 12 | 8.1 | 2.16 | 67 | 53 | 210792140
TRANE | 4TWL5030N1 | 4PX*BU30BS3 | S8X1B060M4PSC | 29200 | 29600 | 15.2 | 12 | 8.1 | 2.12 | 65 | 50 | 210792139
TRANE | 4TWL5030N1 | 4PX*BU30BS3 | S8X1B040M2PSC | 28800 | 29600 | 15.2 | 12 | 8.1 | 2.11 | 65 | 50 | 210792137
TRANE | 4TWL5030N1 | 4PX*BU30BS3 | S8X1B040M2PTC | 28800 | 29600 | 15.2 | 12 | 8.1 | 2.11 | 65 | 50 | 210792138
TRANE | 4TWL5030N1 | 4PX*BU30BS3 | S8X1A040M3PTC | 27600 | 29000 | 15.2 | 12 | 8.1 | 2.09 | 65 | 50 | 210792136
TRANE | 4TWL5030N1 | 4PX*BU30BS3 | S8V2B080M4PCA | 28800 | 29400 | 15.2 | 12 | 8.1 | 2.14 | 65 | 50 | 210792134
TRANE | 4TWL5030N1 | 4PX*BU30BS3 | S8X1A040M3PSC | 27600 | 29000 | 15.2 | 12 | 8.1 | 2.09 | 65 | 50 | 210792135
TRANE | 4TWL5030N1 | 4PX*BU30BS3 | S8V2B060M4PCA | 28800 | 29400 | 15.2 | 12 | 8.1 | 2.13 | 65 | 50 | 210792133
TRANE | 4TWL5030N1 | 4PX*BU30BS3 | S8V2A040M3PCA | 27800 | 29200 | 15.2 | 12 | 8.1 | 2.09 | 65 | 50 | 210792132
TRANE | 4TWL5030N1 | 4PX*BU30BS3 | L8X1B080U4XSA | 29600 | 29600 | 15.2 | 12 | 8.1 | 2.1 | 66 | 51 | 210792126
TRANE | 4TWL5030N1 | 4PX*BU30BS3 | L8X1B060U3XSA | 28800 | 29600 | 15.2 | 12 | 8.1 | 2.11 | 65 | 50 | 210792125
TRANE | 4TWL5030N1 | 4PX*BU30BS3 | L8V1A060U3VSA | 27600 | 29000 | 15.2 | 12 | 8.1 | 2.09 | 65 | 50 | 210792123
TRANE | 4TWL5030N1 | 4PX*BU30BS3 | S9X2B080U4PSB | 28800 | 29400 | 15.2 | 12 | 8.1 | 2.14 | 65 | 50 | 210792103
TRANE | 4TWL5030N1 | 4PX*BU30BS3 | *UHMB080ACV3 | 28800 | 29400 | 15.2 | 12 | 8.1 | 2.16 | 65 | 49 | 210792121
TRANE | 4TWL5030N1 | 4PX*BU30BS3 | L8V1A040U3VSA | 27800 | 29200 | 15.2 | 12 | 8.1 | 2.09 | 65 | 50 | 210792122
TRANE | 4TWL5030N1 | 4PX*BU30BS3 | *UHMB060ACV3 | 29000 | 29400 | 15.2 | 12 | 8.1 | 2.15 | 65 | 50 | 210792120
TRANE | 4TWL5030N1 | 4PX*BU30BS3 | *UD2B060ACV3 | 29200 | 29600 | 15.2 | 12 | 8.1 | 2.13 | 65 | 50 | 210792118
TRANE | 4TWL5030N1 | 4PX*BU30BS3 | *UD2B080ACV3 | 29200 | 29400 | 15.2 | 12 | 8.1 | 2.12 | 66 | 50 | 210792119
TRANE | 4TWL5030N1 | 4PX*BD36BS3+HORIZ-RT | *UD2B080ACV3 | 29400 | 28600 | 15.2 | 12 | 8.1 | 2.12 | 66 | 51 | 210792047
TRANE | 4TWL5030N1 | 4PX*BU30BS3 | S9X2B040U3PSB | 28600 | 29400 | 15.2 | 12 | 8.1 | 2.13 | 65 | 50 | 210792101
TRANE | 4TWL5030N1 | 4PX*BU30BS3 | S9X1B080U4PSB | 28800 | 29400 | 15.2 | 12 | 8.1 | 2.14 | 65 | 50 | 210792100
TRANE | 4TWL5030N1 | 4PX*BU30BS3 | S9X2B060U4PSB | 28600 | 29400 | 15.2 | 12 | 8.1 | 2.13 | 65 | 50 | 210792102
TRANE | 4TWL5030N1 | 4PX*BU30BS3 | S9X1B060U4PSB | 28600 | 29400 | 15.2 | 12 | 8.1 | 2.13 | 65 | 50 | 210792099
TRANE | 4TWL5030N1 | 4PX*BU30BS3 | S9X1B040U3PSB | 28600 | 29400 | 15.2 | 12 | 8.1 | 2.13 | 65 | 50 | 210792098
TRANE | 4TWL5030N1 | 4PX*BU30BS3 | S9V2B080U4VSA | 28800 | 29400 | 15.2 | 12 | 8.1 | 2.13 | 65 | 50 | 210792097
TRANE | 4TWL5030N1 | 4PX*BU30BS3 | S8X1B080M4PTC | 29200 | 29600 | 15.2 | 12 | 8.1 | 2.12 | 66 | 50 | 210792085
TRANE | 4TWL5030N1 | 4PX*BU30BS3 | S8X1B060M4PTC | 29200 | 29600 | 15.2 | 12 | 8.1 | 2.12 | 65 | 50 | 210792083
TRANE | 4TWL5030N1 | 4PX*BU30BS3 | S9V2B060U4PSB | 28800 | 29600 | 15.2 | 12 | 8.1 | 2.14 | 65 | 49 | 210792095
TRANE | 4TWL5030N1 | 4PX*BU30BS3 | S9V2B080U4PSB | 28800 | 29400 | 15.2 | 12 | 8.1 | 2.13 | 65 | 50 | 210792096
TRANE | 4TWL5030N1 | 4PX*BU30BS3 | S9V2B060U3VSA | 28600 | 29400 | 15.2 | 12 | 8.1 | 2.13 | 65 | 50 | 210792094
TRANE | 4TWL5030N1 | 4PX*BU30BS3 | S8X2B080M4PTC | 29200 | 29600 | 15.2 | 12 | 8.1 | 2.12 | 66 | 50 | 210792091
TRANE | 4TWL5030N1 | 4PX*BU30BS3 | S9V2B040U3VSA | 28600 | 29400 | 15.2 | 12 | 8.1 | 2.13 | 65 | 50 | 210792093
TRANE | 4TWL5030N1 | 4PX*BU30BS3 | S9V2B040U3PSB | 28600 | 29400 | 15.2 | 12 | 8.1 | 2.13 | 65 | 50 | 210792092
TRANE | 4TWL5030N1 | 4PX*BU30BS3 | S8X2B080M4PSC | 29200 | 29600 | 15.2 | 12 | 8.1 | 2.12 | 66 | 50 | 210792090
TRANE | 4TWL5030N1 | 4PX*BU30BS3 | S8X2B060M4PSC | 29200 | 29600 | 15.2 | 12 | 8.1 | 2.12 | 65 | 50 | 210792088
TRANE | 4TWL5030N1 | 4PX*BU30BS3 | S8X2A040M3PTC | 27600 | 29000 | 15.2 | 12 | 8.1 | 2.09 | 65 | 50 | 210792087
TRANE | 4TWL5030N1 | 4PX*BU30BS3 | S8X2B060M4PTC | 29200 | 29600 | 15.2 | 12 | 8.1 | 2.12 | 65 | 50 | 210792089
TRANE | 4TWL5030N1 | 4PX*BU30BS3 | S8X2A040M3PSC | 27600 | 29000 | 15.2 | 12 | 8.1 | 2.09 | 65 | 50 | 210792086
TRANE | 4TWX7024E1 | TAMXB0C36V31 |  | 25000 | 22800 | 17.2 | 13 | 8.1 | 2.05 | 68 | 51 | 210700313
TRANE | 4TWR6024N1 | TAMXB0C36V31 |  | 25000 | 22800 | 16.2 | 12.6 | 8.1 | 2.05 | 68 | 51 | 210700311
TRANE | 4TWX7048E1 | TAMXB0C60V51 |  | 46000 | 44000 | 17 | 12 | 8.1 | 2.11 | 70 | 54 | 210700302
TRANE | 4TWX7048E1 | TAMXB0C48V41 |  | 45000 | 43500 | 16.8 | 12 | 8.1 | 2.15 | 71 | 54 | 210700301
TRANE | 4TWX7024E1 | TAMXB0B30V31 |  | 24800 | 23000 | 16.8 | 12.5 | 8.1 | 2.07 | 68 | 50 | 210700296
TRANE | 4TWR6048N1 | TAMXB0C60V51 |  | 46000 | 44000 | 16.2 | 12 | 8.1 | 2.11 | 70 | 54 | 210700293
TRANE | 4TWR6048N1 | TAMXB0C48V41 |  | 45000 | 43500 | 16.2 | 12 | 8.1 | 2.15 | 71 | 54 | 210700292
TRANE | 4TWR6024N1 | TAMXB0B30V31 |  | 24800 | 23000 | 16.2 | 12.6 | 8.1 | 2.06 | 68 | 50 | 210700287
TRANE | 4TWV8X60A1 | TAM9A0C60V51 |  | 53000 | 50000 | 18 | 12 | 8.2 | 1.76 | 98 | 79 | 207526336
TRANE | 4TWV8X48A1 | TAM9A0C48V41 |  | 45500 | 41500 | 18 | 11.7 | 8.5 | 1.87 | 86 | 67 | 207526334
AMERICAN STANDARD | 4A6V0X36A1 | 4TXCB004DS3 | S9V2B080U4PSB+RP | 34200 | 31400 | 20 | 12 | 8.2 | 1.8 | 83 | 64 | 208185432
AMERICAN STANDARD | 4A6V0X36A1 | 4TXCB004DS3 | S9V2B060U3PSB+RP | 34200 | 31400 | 20 | 12 | 8.2 | 1.8 | 83 | 64 | 208185430
AMERICAN STANDARD | 4A6V0X36A1 | 4TXCB004DS3 | S9V2B040U3PSB+RP | 34400 | 31600 | 20 | 12 | 8.2 | 1.8 | 83 | 65 | 208185431
AMERICAN STANDARD | 4A6V0X48A1 | 4TXCD010DS3 | S9V2D120U5PSB+RP | 47000 | 42000 | 19.5 | 11.7 | 8.5 | 1.82 | 86 | 67 | 208185421
AMERICAN STANDARD | 4A6V0X48A1 | 4TXCD010DS3 | S9V2C100U4PSB+RP | 45000 | 41000 | 19 | 11.7 | 8.2 | 1.75 | 86 | 67 | 208185420
AMERICAN STANDARD | 4A6L9048A1 | 4PX*DD60BS3 | S9V2D120D5PSB+RP | 47500 | 43000 | 18 | 11.7 | 8.7 | 2.26 | 74 | 59 | 201922588
AMERICAN STANDARD | 4A6L9048A1 | 4PX*CU60BS3 | *UD2C080ACV4 | 48000 | 43500 | 19 | 11.7 | 8.7 | 2.28 | 73 | 58 | 201922559
AMERICAN STANDARD | 4A6L9048A1 | 4PX*CU60BS3 | S9V2C100U4PSB+RP | 48500 | 43500 | 19 | 11.7 | 8.7 | 2.27 | 73 | 58 | 201922560
AMERICAN STANDARD | 4A6L9048A1 | 4PX*CU60BS3 | S9V2C100U5PSB+RP | 48500 | 43500 | 19 | 11.7 | 9 | 2.27 | 74 | 59 | 201922557
AMERICAN STANDARD | 4A6L9048A1 | 4PX*CU42BS3 | L8V1C100U5VSA+RP | 48000 | 44500 | 19 | 11.7 | 8.7 | 2.22 | 73 | 58 | 207352640
AMERICAN STANDARD | 4A6L9048A1 | 4PX*CU60BS3 | L8V1C100U5VSA+RP | 49000 | 43500 | 19 | 12 | 9 | 2.3 | 73 | 58 | 207352642
AMERICAN STANDARD | 4A6L9048A1 | 4TXCD008DS3 | L8V1C100U5VSA+RP | 46500 | 42500 | 19 | 11.7 | 8.7 | 2.21 | 73 | 59 | 207352647
AMERICAN STANDARD | 4A6L9048A1 | 4TXCC007DS3 | L8V1C100U5VSA+RP | 47500 | 44000 | 19 | 11.7 | 9 | 2.29 | 73 | 59 | 207352645
AMERICAN STANDARD | 4A6L9048A1 | 4PX*DU48BS3 | L8V1C100U5VSA+RP | 46500 | 42500 | 19 | 11.7 | 8.7 | 2.21 | 73 | 58 | 207352643
AMERICAN STANDARD | 4A6L9048A1 | 4TXCC009DS3 | L8V1C100U5VSA+RP | 49000 | 43500 | 19 | 12 | 9 | 2.3 | 73 | 58 | 207352646
AMERICAN STANDARD | 4A6L9048A1 | 4PX*CU48BS3 | L8V1C100U5VSA+RP | 47500 | 44000 | 19 | 11.7 | 9 | 2.28 | 73 | 59 | 207352641
AMERICAN STANDARD | 4A6L9048A1 | 4PX*DU60BS3 | L8V1C100U5VSA+RP | 47500 | 42000 | 19 | 12 | 8.7 | 2.24 | 73 | 59 | 207352644
TRANE | 4TWL9048A1 | 4PX*DU48BS3 | L8V1C100U5VSA+RP | 46500 | 42500 | 19 | 11.7 | 8.7 | 2.21 | 73 | 58 | 207352629
TRANE | 4TWL9048A1 | 4TXCC007DS3 | L8V1C100U5VSA+RP | 47500 | 44000 | 19 | 11.7 | 9 | 2.29 | 73 | 59 | 207352631
TRANE | 4TWL9048A1 | 4PX*CU42BS3 | L8V1C100U5VSA+RP | 48000 | 44500 | 19 | 11.7 | 8.7 | 2.22 | 73 | 58 | 207352626
TRANE | 4TWL9048A1 | 4TXCC009DS3 | L8V1C100U5VSA+RP | 49000 | 43500 | 19 | 12 | 9 | 2.3 | 73 | 58 | 207352632
TRANE | 4TWL9048A1 | 4PX*DU60BS3 | L8V1C100U5VSA+RP | 47500 | 42000 | 19 | 12 | 8.7 | 2.24 | 73 | 59 | 207352630
TRANE | 4TWL9048A1 | 4PX*CU48BS3 | L8V1C100U5VSA+RP | 47500 | 44000 | 19 | 11.7 | 9 | 2.28 | 73 | 59 | 207352627
TRANE | 4TWL9048A1 | 4PX*CU60BS3 | L8V1C100U5VSA+RP | 49000 | 43500 | 19 | 12 | 9 | 2.3 | 73 | 58 | 207352628
TRANE | 4TWL9048A1 | 4PX*DU60BS3 | S9V2C100U5PSB+RP | 47000 | 42000 | 18.5 | 11.7 | 8.7 | 2.21 | 74 | 59 | 201922059
TRANE | 4TWL9048A1 | 4PX*DU60BS3 | *UHMD120ACV5 | 48500 | 43000 | 19 | 12 | 8.7 | 2.29 | 73 | 59 | 201922061
TRANE | 4TWL9048A1 | 4PX*DU60BS3 | S9V2D120U5PSB+RP | 49000 | 43000 | 18 | 12 | 9 | 2.3 | 74 | 59 | 201922060
TRANE | 4TWV8X48A1 | 4TXCC009DS3 | S9V2C100U4VSA+RP | 46500 | 43000 | 18 | 11.7 | 8.5 | 1.85 | 86 | 67 | 207526492
TRANE | 4TWV8X48A1 | 4PX*DU60BS3 | S9V2C100U4VSA+RP | 45000 | 42000 | 18 | 11.7 | 8.5 | 1.8 | 85 | 66 | 207526488
TRANE | 4TWL9048A1 | 4PX*DU60BS3 | S9V2C100U4PSB+RP | 47000 | 42000 | 19 | 11.7 | 8.7 | 2.21 | 73 | 59 | 201922058
TRANE | 4TWV8X48A1 | 4PX*DU60BS3 | S9V2D120U5VSA+RP | 47000 | 43000 | 18 | 12 | 8.5 | 1.87 | 86 | 67 | 207526487
TRANE | 4TWV8X48A1 | 4PX*CD60BS3 | S9V2C100D4VSA+RP | 46500 | 43000 | 18 | 11.7 | 8.5 | 1.78 | 86 | 67 | 207526480
TRANE | 4TWV8X48A1 | 4PX*CU60BS3 | S9V2C100U4VSA+RP | 46500 | 43000 | 18 | 11.7 | 8.5 | 1.85 | 86 | 67 | 207526483
AMERICAN STANDARD | 4A6L9048A1 | 4PX*DU60BS3 | S9V2C100U4PSB+RP | 47000 | 42000 | 19 | 11.7 | 8.7 | 2.21 | 73 | 59 | 201922638
AMERICAN STANDARD | 4A6L9048A1 | 4PX*DU60BS3 | *UD2C080ACV4 | 47000 | 42000 | 19 | 11.7 | 8.7 | 2.21 | 73 | 59 | 201922636
AMERICAN STANDARD | 4A6L9048A1 | 4PX*DU60BS3 | *UD2D120ACV5 | 48500 | 43500 | 19 | 11.7 | 8.7 | 2.26 | 74 | 59 | 201922631
AMERICAN STANDARD | 4A6L9048A1 | 4PX*DU60BS3 | *UHMC100ACV4 | 47000 | 42000 | 19 | 12 | 8.7 | 2.21 | 73 | 59 | 201922627
AMERICAN STANDARD | 4A6L9048A1 | 4PX*DU60BS3 | S9V2C080U5PSB+RP | 47000 | 42000 | 19 | 11.7 | 8.7 | 2.21 | 74 | 59 | 201922625
AMERICAN STANDARD | 4A6L9048A1 | 4PX*DU60BS3 | *UD2D140ACV5 | 48500 | 43500 | 19 | 11.7 | 9 | 2.28 | 73 | 58 | 201922628
AMERICAN STANDARD | 4A6L9048A1 | 4PX*DU48BS3 | S9V2D120U5PSB+RP | 47500 | 44000 | 18 | 11.7 | 9 | 2.28 | 73 | 58 | 201922624
TRANE | 4TWV0X48A1 | 4TXCC009DS3 | S9V2C100U4VSA+RP | 46500 | 42000 | 19.5 | 11.7 | 8.5 | 1.8 | 86 | 67 | 207526443
TRANE | 4TWV0X48A1 | 4TXCD010DS3 | S9V2C100U4VSA+RP | 45000 | 41000 | 19 | 11.7 | 8.2 | 1.75 | 86 | 67 | 207526446
TRANE | 4TWV0X48A1 | 4TXCD010DS3 | S9V2D120U5VSA+RP | 47000 | 42000 | 19.5 | 11.7 | 8.5 | 1.82 | 86 | 67 | 207526445
AMERICAN STANDARD | 4A6L5030N1 | 4PX*BU48BS3 | S8V2A040M3PCA | 29400 | 27400 | 16 | 12 | 8.1 | 2.18 | 66 | 51 | 210793390
AMERICAN STANDARD | 4A6L5030N1 | 4PX*BU48BS3 | L8X1B060U3XSA | 30200 | 27600 | 16 | 12 | 8.1 | 2.22 | 66 | 51 | 210793385
AMERICAN STANDARD | 4A6L5030N1 | 4PX*BU48BS3 | S8V2B060M4PCA | 30400 | 27800 | 16 | 12 | 8.1 | 2.23 | 66 | 51 | 210793391
AMERICAN STANDARD | 4A6L5030N1 | 4PX*BU48BS3 | L8V1A060U3VSA | 29200 | 27200 | 16 | 12 | 8.1 | 2.18 | 67 | 52 | 210793382
AMERICAN STANDARD | 4A6L5030N1 | 4PX*BU48BS3 | L8V1B080U4VSA | 30200 | 27600 | 16 | 12 | 8.1 | 2.22 | 66 | 51 | 210793383
AMERICAN STANDARD | 4A6L5030N1 | 4PX*BU48BS3 | *UHMB060ACV3 | 30200 | 27600 | 16 | 12 | 8.1 | 2.26 | 66 | 51 | 210793379
AMERICAN STANDARD | 4A6L5030N1 | 4PX*BU48BS3 | *UHMB080ACV3 | 30000 | 27400 | 16 | 12 | 8.1 | 2.26 | 66 | 51 | 210793380
AMERICAN STANDARD | 4A6L5030N1 | 4PX*BU48BS3 | L8V1A040U3VSA | 29200 | 27400 | 15.2 | 12 | 8.1 | 2.18 | 66 | 51 | 210793381
AMERICAN STANDARD | 4A6L5030N1 | 4PX*BU48BS3 | S9X2B080U4PSB | 30800 | 28000 | 16 | 12 | 8.1 | 2.21 | 66 | 51 | 210793378
AMERICAN STANDARD | 4A6L5030N1 | 4PX*BU48BS3 | S9X2B060U4PSB | 30600 | 27800 | 16 | 12 | 8.1 | 2.22 | 67 | 52 | 210793377
AMERICAN STANDARD | 4A6L5030N1 | 4PX*BU48BS3 | S9X1B080U4PSB | 30800 | 28000 | 16 | 12 | 8.1 | 2.21 | 66 | 51 | 210793375
AMERICAN STANDARD | 4A6L5030N1 | 4PX*BU48BS3 | *UD2B060ACV3 | 30400 | 27600 | 16 | 12 | 8.1 | 2.24 | 66 | 51 | 210793372
AMERICAN STANDARD | 4A6L5030N1 | 4PX*BU42BS3 | S9X1B060U4PSB | 30200 | 28000 | 16 | 12 | 8.1 | 2.22 | 66 | 51 | 210793371
AMERICAN STANDARD | 4A6L5030N1 | 4PX*BU48BS3 | S9X2B040U3PSB | 30800 | 28000 | 15.2 | 12 | 8.1 | 2.19 | 66 | 51 | 210793376
AMERICAN STANDARD | 4A6L5030N1 | 4PX*BU48BS3 | S9X1B060U4PSB | 30600 | 27800 | 16 | 12 | 8.1 | 2.22 | 67 | 52 | 210793374
AMERICAN STANDARD | 4A6L5030N1 | 4PX*BU48BS3 | S9X1B040U3PSB | 30800 | 28000 | 15.2 | 12 | 8.1 | 2.19 | 66 | 51 | 210793373
AMERICAN STANDARD | 4A6L5030N1 | 4PX*BU42BS3 | S9V2B080U4VSA | 30600 | 28000 | 16 | 12 | 8.1 | 2.22 | 66 | 51 | 210793369
AMERICAN STANDARD | 4A6L5030N1 | 4PX*BU42BS3 | S9X1B040U3PSB | 29800 | 27800 | 16 | 12 | 8.1 | 2.22 | 66 | 51 | 210793370
AMERICAN STANDARD | 4A6L5030N1 | 4PX*BU42BS3 | S9V2B060U4PSB | 30200 | 28000 | 16 | 12 | 8.1 | 2.24 | 66 | 51 | 210793367
AMERICAN STANDARD | 4A6L5030N1 | 4PX*BU42BS3 | S9V2B080U4PSB | 30600 | 28000 | 16 | 12 | 8.1 | 2.22 | 66 | 51 | 210793368
AMERICAN STANDARD | 4A6L5030N1 | 4PX*BU42BS3 | S9V2B060U3VSA | 30200 | 28000 | 16 | 12 | 8.1 | 2.23 | 66 | 51 | 210793366
AMERICAN STANDARD | 4A6L5030N1 | 4PX*BU42BS3 | S9V2B040U3VSA | 30200 | 28000 | 16 | 12 | 8.1 | 2.22 | 66 | 51 | 210793365
AMERICAN STANDARD | 4A6L5030N1 | 4PX*BU42BS3 | S9V2B040U3PSB | 30200 | 28000 | 16 | 12 | 8.1 | 2.22 | 66 | 51 | 210793364
AMERICAN STANDARD | 4A6L5030N1 | 4PX*BU42BS3 | S8X2B080M4PTC | 30400 | 28000 | 16 | 12 | 8.1 | 2.21 | 66 | 51 | 210793363
AMERICAN STANDARD | 4A6L5030N1 | 4PX*BU42BS3 | S8X1B080M4PTC | 30400 | 28000 | 16 | 12 | 8.1 | 2.21 | 66 | 51 | 210793357
AMERICAN STANDARD | 4A6L5030N1 | 4PX*BU42BS3 | S8X1B080M4PSC | 30400 | 28000 | 16 | 12 | 8.1 | 2.21 | 66 | 51 | 210793356
AMERICAN STANDARD | 4A6L5030N1 | 4PX*BU42BS3 | S8X2B060M4PTC | 30800 | 28200 | 16 | 12 | 8.1 | 2.21 | 66 | 51 | 210793361
AMERICAN STANDARD | 4A6L5030N1 | 4PX*BU42BS3 | S8X2A040M3PTC | 29200 | 27600 | 16 | 12 | 8.1 | 2.18 | 66 | 51 | 210793359
AMERICAN STANDARD | 4A6L5030N1 | 4PX*BU42BS3 | S8X2B080M4PSC | 30400 | 28000 | 16 | 12 | 8.1 | 2.21 | 66 | 51 | 210793362
AMERICAN STANDARD | 4A6L5030N1 | 4PX*BU42BS3 | S8X2B060M4PSC | 30800 | 28200 | 16 | 12 | 8.1 | 2.21 | 66 | 51 | 210793360
AMERICAN STANDARD | 4A6L5030N1 | 4PX*BU42BS3 | S8X2A040M3PSC | 29200 | 27600 | 16 | 12 | 8.1 | 2.18 | 66 | 51 | 210793358
AMERICAN STANDARD | 4A6L5030N1 | 4PX*BU42BS3 | S8X1B060M4PTC | 30800 | 28200 | 16 | 12 | 8.1 | 2.21 | 66 | 51 | 210793355
AMERICAN STANDARD | 4A6L5030N1 | 4PX*BU42BS3 | S8X1B060M4PSC | 30800 | 28200 | 16 | 12 | 8.1 | 2.21 | 66 | 51 | 210793354
AMERICAN STANDARD | 4A6L5030N1 | 4PX*BU42BS3 | S8X1B040M2PTC | 30000 | 28000 | 16 | 12 | 8.1 | 2.21 | 66 | 51 | 210793353
AMERICAN STANDARD | 4A6L5030N1 | 4PX*BU42BS3 | S8X1A040M3PTC | 29200 | 27600 | 16 | 12 | 8.1 | 2.18 | 66 | 51 | 210793351
AMERICAN STANDARD | 4A6L5030N1 | 4PX*BU42BS3 | S8X1A040M3PSC | 29200 | 27600 | 16 | 12 | 8.1 | 2.18 | 66 | 51 | 210793350
AMERICAN STANDARD | 4A6L5030N1 | 4PX*BU42BS3 | S8X1B040M2PSC | 30000 | 28000 | 16 | 12 | 8.1 | 2.21 | 66 | 51 | 210793352
AMERICAN STANDARD | 4A6L5030N1 | 4PX*BU42BS3 | S8V2B080M4PCA | 30400 | 28000 | 16 | 12 | 8.1 | 2.22 | 66 | 51 | 210793349
AMERICAN STANDARD | 4A6L5030N1 | 4PX*BU42BS3 | S8V2B060M4PCA | 30400 | 28000 | 16 | 12 | 8.1 | 2.22 | 66 | 51 | 210793348
AMERICAN STANDARD | 4A6L5030N1 | 4PX*BU42BS3 | L9X1B070U4VSA | 29800 | 28000 | 15.2 | 12 | 8.1 | 2.17 | 66 | 52 | 210793343
AMERICAN STANDARD | 4A6L5030N1 | 4PX*BU42BS3 | L9X1A050U3VSA | 28600 | 27600 | 15.2 | 12 | 8.1 | 2.13 | 67 | 52 | 210793342
AMERICAN STANDARD | 4A6L5030N1 | 4PX*BU42BS3 | S8V2A040M3PCA | 29600 | 27800 | 16 | 12 | 8.1 | 2.17 | 66 | 51 | 210793347
AMERICAN STANDARD | 4A6L5030N1 | 4PX*BU42BS3 | L8X1B060U3XSA | 30000 | 28000 | 16 | 12 | 8.1 | 2.22 | 66 | 51 | 210793341
AMERICAN STANDARD | 4A6L5030N1 | 4PX*BU42BS3 | L8V1B080U4VSA | 30200 | 28000 | 16 | 12 | 8.1 | 2.22 | 66 | 51 | 210793339
AMERICAN STANDARD | 4A6L5030N1 | 4PX*BU42BS3 | L8V1A060U3VSA | 29200 | 27600 | 16 | 12 | 8.1 | 2.18 | 66 | 51 | 210793338
AMERICAN STANDARD | 4A6L5030N1 | 4PX*BU42BS3 | L8V1A040U3VSA | 28800 | 27400 | 15.2 | 12 | 8.1 | 2.18 | 66 | 51 | 210793337
AMERICAN STANDARD | 4A6L5030N1 | 4PX*BU42BS3 | *UHMB080ACV3 | 30200 | 27800 | 16 | 12 | 8.1 | 2.25 | 66 | 51 | 210793336
AMERICAN STANDARD | 4A6L5030N1 | 4PX*BU42BS3 | *UHMB060ACV3 | 30000 | 27800 | 16 | 12 | 8.1 | 2.24 | 66 | 51 | 210793335
AMERICAN STANDARD | 4A6L5030N1 | 4PX*BU42BS3 | S9X2B040U3PSB | 29800 | 27800 | 16 | 12 | 8.1 | 2.22 | 66 | 51 | 210793330
AMERICAN STANDARD | 4A6L5030N1 | 4PX*BU42BS3 | *UD2B080ACV3 | 30200 | 28000 | 16 | 12 | 8.1 | 2.22 | 66 | 51 | 210793334
AMERICAN STANDARD | 4A6L5030N1 | 4PX*BU36BS3 | S9X2B080U4PSB | 29800 | 27400 | 15.2 | 12 | 8.1 | 2.16 | 67 | 52 | 210793328
AMERICAN STANDARD | 4A6L5030N1 | 4PX*BU42BS3 | S9X2B080U4PSB | 30200 | 28000 | 16 | 12 | 8.1 | 2.23 | 66 | 51 | 210793332
AMERICAN STANDARD | 4A6L5030N1 | 4PX*BU42BS3 | *UD2B060ACV3 | 30200 | 28000 | 16 | 12 | 8.1 | 2.23 | 66 | 51 | 210793333
AMERICAN STANDARD | 4A6L5030N1 | 4PX*BU42BS3 | S9X1B080U4PSB | 30200 | 28000 | 16 | 12 | 8.1 | 2.23 | 66 | 51 | 210793329
AMERICAN STANDARD | 4A6L5030N1 | 4PX*BU42BS3 | S9X2B060U4PSB | 30200 | 28000 | 16 | 12 | 8.1 | 2.22 | 66 | 51 | 210793331
AMERICAN STANDARD | 4A6L5030N1 | 4PX*BU36BS3 | S9X1B080U4PSB | 29800 | 27400 | 15.2 | 12 | 8.1 | 2.16 | 67 | 52 | 210793325
AMERICAN STANDARD | 4A6L5030N1 | 4PX*BU36BS3 | S9V2B080U4VSA | 30000 | 27400 | 15.2 | 12 | 8.1 | 2.16 | 67 | 53 | 210793322
AMERICAN STANDARD | 4A6L5030N1 | 4PX*BU36BS3 | S9V2B080U4PSB | 30000 | 27400 | 15.2 | 12 | 8.1 | 2.16 | 67 | 53 | 210793321
AMERICAN STANDARD | 4A6L5030N1 | 4PX*BU36BS3 | S9V2B060U4PSB | 30000 | 27200 | 15.2 | 12 | 8.1 | 2.17 | 67 | 53 | 210793320
AMERICAN STANDARD | 4A6L5030N1 | 4PX*BU36BS3 | S8X2B060M4PSC | 29600 | 27000 | 15.2 | 12 | 8.1 | 2.17 | 67 | 53 | 210793313
AMERICAN STANDARD | 4A6L5030N1 | 4PX*BU36BS3 | S9V2B040U3VSA | 29400 | 27000 | 15.2 | 12 | 8.1 | 2.17 | 67 | 53 | 210793318
AMERICAN STANDARD | 4A6L5030N1 | 4PX*BU36BS3 | S9V2B040U3PSB | 29400 | 27000 | 15.2 | 12 | 8.1 | 2.17 | 67 | 53 | 210793317
AMERICAN STANDARD | 4A6L5030N1 | 4PX*BU36BS3 | S8X2B060M4PTC | 29600 | 27000 | 15.2 | 12 | 8.1 | 2.17 | 67 | 53 | 210793314
AMERICAN STANDARD | 4A6L5030N1 | 4PX*BU36BS3 | S8X2B080M4PTC | 29600 | 27000 | 15.2 | 12 | 8.1 | 2.16 | 67 | 53 | 210793316
AMERICAN STANDARD | 4A6L5030N1 | 4PX*BU36BS3 | S8X2B080M4PSC | 29600 | 27000 | 15.2 | 12 | 8.1 | 2.16 | 67 | 53 | 210793315
AMERICAN STANDARD | 4A6L5030N1 | 4PX*BU36BS3 | S8X1B060M4PSC | 29600 | 27000 | 15.2 | 12 | 8.1 | 2.17 | 67 | 53 | 210793308
AMERICAN STANDARD | 4A6L5030N1 | 4PX*BU36BS3 | S8X2A040M3PSC | 28400 | 26600 | 15.2 | 12 | 8.1 | 2.13 | 67 | 52 | 210793311
AMERICAN STANDARD | 4A6L5030N1 | 4PX*BU36BS3 | S8X2A040M3PTC | 28400 | 26600 | 15.2 | 12 | 8.1 | 2.13 | 67 | 52 | 210793312
AMERICAN STANDARD | 4A6L9036A1 | TEM8A0D48V41+TDR |  | 36400 | 33600 | 17.5 | 11.7 | 9 | 2.4 | 70 | 55 | 201922496
TRANE | 4TWL9036A1 | 4TXCC007DS3 | *UD2C080ACV4 | 37000 | 33400 | 17.5 | 11.7 | 8.7 | 2.34 | 70 | 55 | 201921840
TRANE | 4TWL9036A1 | 4PX*CU42BS3 | *UHMC100ACV4 | 37000 | 34000 | 17.5 | 11.7 | 8.7 | 2.34 | 69 | 54 | 201921727
TRANE | 4TWL9036A1 | 4TXCC009DS3 | *UD2C100ACV5 | 37800 | 33200 | 18 | 11.7 | 8.7 | 2.32 | 70 | 55 | 201921851
TRANE | 4TWL9024A1 | 4PX*BU42BS3 | S9V2B040U3PSB+RP | 24000 | 20600 | 17.5 | 12.5 | 8.7 | 2.35 | 67 | 53 | 201923120
TRANE | 4TWL9024A1 | TEM8A0B24V21+TDR |  | 23400 | 21000 | 18 | 12 | 9 | 2.38 | 67 | 52 | 201923158
TRANE | 4TWL9036A1 | 4TXCC007DS3 | S9V2C100U4PSB+RP | 36600 | 33600 | 17.5 | 11.7 | 8.7 | 2.35 | 68 | 54 | 201921846
TRANE | 4TWL9024A1 | 4PX*BU30BS3 | S9V2B060U3PSB+RP | 23200 | 21400 | 17 | 12 | 8.7 | 2.33 | 66 | 52 | 201923114
TRANE | 4TWL9036A1 | 4TXCC007DS3 | *UHMC100ACV4 | 37200 | 33600 | 18 | 11.7 | 8.7 | 2.35 | 69 | 54 | 201921838
TRANE | 4TWL9024A1 | 4TXCB003DS3 | S9V2B040U3PSB+RP | 23400 | 21400 | 17 | 12 | 8.7 | 2.32 | 67 | 52 | 201923128
TRANE | 4TWL9024A1 | 4PX*BU30BS3 | S9V2B040U3PSB+RP | 23400 | 20800 | 17 | 12 | 8.7 | 2.32 | 68 | 54 | 201923113
TRANE | 4TWL9036A1 | 4PX*CU42BS3 | S9V2C100U4PSB+RP | 36600 | 34000 | 17 | 11.7 | 8.7 | 2.33 | 69 | 54 | 201921714
TRANE | 4TWL9036A1 | 4PX*CD60BS3+HORIZ-RT | *UD2C080ACV4 | 37600 | 33000 | 18 | 12 | 8.5 | 2.29 | 70 | 55 | 201921700
TRANE | 4TWL9024A1 | 4PX*BD36BS3 | *DHMB060BCV3 | 23600 | 20400 | 18 | 12 | 8.5 | 2.26 | 67 | 52 | 201921616
TRANE | 4TWL9036A1 | 4PX*CD60BS3+HORIZ-RT | *UD2C100ACV5 | 37800 | 33200 | 18 | 11.7 | 8.5 | 2.27 | 69 | 55 | 201921699
TRANE | 4TWL9024A1 | 4PX*BU24BS3 | *UHMB080ACV3 | 22800 | 21600 | 17.5 | 12 | 8.2 | 2.07 | 66 | 50 | 201921623
TRANE | 4TWL9024A1 | 4PX*BD30BS3 | *DHMB060BCV3 | 23200 | 21400 | 17.5 | 12 | 8.7 | 2.25 | 66 | 51 | 201921613
TRANE | 4TWL9024A1 | 4PX*BD30BS3 | *DHMB080ACV3 | 23400 | 21400 | 17.5 | 12 | 8.7 | 2.25 | 67 | 51 | 201921614
TRANE | 4TWV8X36A1 | 4TXCC005DS3 | S9V2C100U4PSB+RP | 34200 | 31000 | 18 | 11.7 | 8.2 | 1.81 | 83 | 66 | 208185408
TRANE | 4TWV8X36A1 | 4PX*BU42BS3 | S9V2B080U4PSB+RP | 35000 | 32200 | 18 | 12 | 8.2 | 1.83 | 82 | 64 | 207526770
TRANE | 4TWL9024A1 | 4PX*BD36BS3 | S9V2B060D3PSB+RP | 23200 | 20400 | 18 | 12 | 8.5 | 2.26 | 67 | 52 | 201923090
TRANE | 4TWL9024A1 | 4PX*BU24BS3 | S9V2B040U3PSB+RP | 22600 | 21600 | 16.5 | 11.7 | 8.2 | 2.03 | 67 | 52 | 201923112
AMERICAN STANDARD | 4A6L9036A1 | 4PX*CU48BS3 | *UD2C080ACV4 | 37000 | 33400 | 17.5 | 11.7 | 8.7 | 2.34 | 70 | 55 | 201922398
TRANE | 4TWL9024A1 | 4PX*BU24BS3 | S9V2B060U3PSB+RP | 22400 | 21800 | 16.5 | 11.7 | 8.2 | 2.03 | 66 | 51 | 201923111
TRANE | 4TWL9024A1 | TEM8A0B30V31+TDR |  | 23600 | 21000 | 18 | 12 | 9 | 2.39 | 68 | 52 | 201923003
TRANE | 4TWL9024A1 | 4PX*BD36BS3 | S9V2B080D3PSB+RP | 23200 | 20400 | 17.5 | 12 | 8.5 | 2.24 | 67 | 53 | 201923091
AMERICAN STANDARD | 4A6L9036A1 | 4PX*CU42BS3 | *UHMC100ACV4 | 37000 | 34000 | 17.5 | 11.7 | 8.7 | 2.34 | 69 | 54 | 201922392
AMERICAN STANDARD | 4A6L9036A1 | 4PX*CU42BS3 | *UD2C080ACV4 | 37000 | 34000 | 17 | 11.7 | 8.7 | 2.31 | 69 | 54 | 201922394
AMERICAN STANDARD | 4A6L9036A1 | 4PX*CU42BS3 | S9V2C100U4PSB+RP | 36600 | 34000 | 17 | 11.7 | 8.7 | 2.33 | 69 | 54 | 201922386
AMERICAN STANDARD | 4A6V0X48A1 | 4TXCD010DS3 | S8V2D120M5PCA | 47000 | 42000 | 19.5 | 11.7 | 8.5 | 1.82 | 87 | 67 | 210692237
AMERICAN STANDARD | 4A6V8X48A1 | 4PX*DU48BS3 | S8V2C080M5PCA | 44000 | 42000 | 18 | 11.7 | 8.5 | 1.77 | 86 | 66 | 210692244
AMERICAN STANDARD | 4A6V0X48A1 | 4PX*DU60BS3 | S8V2D120M5PCA | 47000 | 42000 | 19.5 | 11.7 | 8.5 | 1.82 | 87 | 67 | 210692230
AMERICAN STANDARD | 4A6V0X48A1 | 4TXCC009DS3 | S8V2C080M5PCA | 46000 | 42000 | 19 | 11.7 | 8.5 | 1.8 | 86 | 66 | 210692233
AMERICAN STANDARD | 4A6V0X48A1 | 4PX*DU60BS3 | S8V2C100M5PCA | 45000 | 41000 | 19 | 11.7 | 8.2 | 1.75 | 86 | 66 | 210692231
AMERICAN STANDARD | 4A6V0X48A1 | 4PX*CU60BS3 | S8V2C080M5PCA | 46000 | 42000 | 19 | 11.7 | 8.5 | 1.8 | 86 | 66 | 210692224
TRANE | 4TWV8X48A1 | 4PX*DU60BS3 | S8V2C080M5PCA | 45000 | 41500 | 18 | 11.7 | 8.5 | 1.8 | 86 | 66 | 210692192
TRANE | 4TWV8X48A1 | 4TXCD010DS3 | S8V2C080M5PCA | 45000 | 41500 | 18 | 11.7 | 8.5 | 1.8 | 86 | 66 | 210692197
TRANE | 4TWV8X48A1 | 4TXCD008DS3 | S8V2C080M5PCA | 44000 | 42000 | 18 | 11.7 | 8.5 | 1.77 | 86 | 66 | 210692196
TRANE | 4TWV8X48A1 | 4PX*DU48BS3 | S8V2C100M5PCA | 44500 | 42500 | 18 | 11.7 | 8.5 | 1.77 | 86 | 66 | 210692191
TRANE | 4TWV8X48A1 | 4TXCD008DS3 | S8V2C100M5PCA | 44500 | 42500 | 18 | 11.7 | 8.5 | 1.77 | 86 | 66 | 210692195
TRANE | 4TWV8X48A1 | 4PX*DU48BS3 | S8V2C080M5PCA | 44000 | 42000 | 18 | 11.7 | 8.5 | 1.77 | 86 | 66 | 210692190
TRANE | 4TWV0X48A1 | 4TXCC009DS3 | S8V2C080M5PCA | 46000 | 42000 | 19 | 11.7 | 8.5 | 1.8 | 86 | 66 | 210692179
TRANE | 4TWV8X48A1 | 4PX*DD60BS3 | S8V2C080M5PCA | 44000 | 41500 | 18 | 11.7 | 8.2 | 1.75 | 86 | 66 | 210692189
TRANE | 4TWV0X48A1 | 4TXCD010DS3 | S8V2C100M5PCA | 45000 | 41000 | 19 | 11.7 | 8.2 | 1.75 | 86 | 66 | 210692184
TRANE | 4TWV0X48A1 | 4PX*DU60BS3 | S8V2D120M5PCA | 47000 | 42000 | 19.5 | 11.7 | 8.5 | 1.82 | 87 | 67 | 210692176
TRANE | 4TWV0X48A1 | 4TXCD010DS3 | S8V2D120M5PCA | 47000 | 42000 | 19.5 | 11.7 | 8.5 | 1.82 | 87 | 67 | 210692183
TRANE | 4TWV0X48A1 | 4PX*DU60BS3 | S8V2C100M5PCA | 45000 | 41000 | 19 | 11.7 | 8.2 | 1.75 | 86 | 66 | 210692177
TRANE | 4TWV0X48A1 | 4PX*CU60BS3 | S8V2C080M5PCA | 46000 | 42000 | 19 | 11.7 | 8.5 | 1.8 | 86 | 66 | 210692170
AMERICAN STANDARD | 4A6V8X60A1 | 4TXCD010DS3 | S8V2D120M5PCA | 54000 | 52000 | 18 | 11.7 | 8.2 | 1.83 | 95 | 76 | 210692143
AMERICAN STANDARD | 4A6V8X60A1 | 4TXCC009DS3 | S8V2C100M5PCA | 54000 | 52000 | 18 | 11.7 | 8.2 | 1.78 | 96 | 77 | 210692141
AMERICAN STANDARD | 4A6V8X48A1 | 4TXCD010DS3 | S8V2D120M5PCA | 47000 | 43500 | 18 | 12 | 8.5 | 1.87 | 85 | 65 | 210692136
AMERICAN STANDARD | 4A6V8X60A1 | 4PX*CU60BS3 | S8V2C100M5PCA | 54000 | 52000 | 18 | 11.7 | 8.2 | 1.78 | 96 | 77 | 210692137
AMERICAN STANDARD | 4A6V8X60A1 | 4PX*DU60BS3 | S8V2D120M5PCA | 54000 | 52000 | 18 | 11.7 | 8.2 | 1.83 | 95 | 76 | 210692139
AMERICAN STANDARD | 4A6V8X48A1 | 4TXCD008DS3 | S8V2D120M5PCA | 46000 | 44000 | 18 | 11.7 | 8.5 | 1.84 | 85 | 65 | 210692134
AMERICAN STANDARD | 4A6V8X48A1 | 4TXCD010DS3 | S8V2C100M5PCA | 45500 | 42000 | 18 | 11.7 | 8.5 | 1.8 | 86 | 66 | 210692135
AMERICAN STANDARD | 4A6V8X48A1 | 4PX*DU60BS3 | S8V2D120M5PCA | 47000 | 43500 | 18 | 12 | 8.5 | 1.87 | 85 | 65 | 210692127
AMERICAN STANDARD | 4A6V8X48A1 | 4TXCC009DS3 | S8V2C100M5PCA | 46500 | 43500 | 18 | 11.7 | 8.5 | 1.85 | 86 | 66 | 210692133
AMERICAN STANDARD | 4A6V8X48A1 | 4PX*DU60BS3 | S8V2C100M5PCA | 45500 | 42000 | 18 | 11.7 | 8.5 | 1.8 | 86 | 66 | 210692126
AMERICAN STANDARD | 4A6V8X48A1 | 4TXCC009DS3 | S8V2C080M5PCA | 46500 | 43000 | 18 | 11.7 | 8.5 | 1.84 | 86 | 66 | 210692132
TRANE | 4TWL9048A1 | 4PX*DU48BS3 | *UD2D140ACV5 | 47500 | 44000 | 19 | 11.7 | 9 | 2.25 | 73 | 59 | 201921997
TRANE | 4TWL9048A1 | 4PX*DU48BS3 | *UHMD120ACV5 | 47500 | 44000 | 19 | 11.7 | 9 | 2.27 | 73 | 59 | 201921995
TRANE | 4TWV0X36A1 | 4PX*BU36BS3 | S9V2B080U4PSB+RP | 34200 | 31400 | 20 | 12 | 8.5 | 1.8 | 83 | 64 | 210610551
TRANE | 4TWV0X24A1 | 4TXCB004DS3 | *UHMB060ACV3 | 23600 | 20200 | 19.5 | 12.7 | 8.5 | 1.89 | 83 | 63 | 210288157
TRANE | 4TWV0X36A1 | 4TXCB004DS3 | S9V2B040U3VSA+RP | 34400 | 31600 | 20 | 12 | 8.2 | 1.8 | 83 | 65 | 207526423
TRANE | 4TWV0X36A1 | 4PX*CU48BS3 | S9V2C100U4VSA+RP | 35600 | 32000 | 20.5 | 12.7 | 8.7 | 1.86 | 82 | 63 | 207526422
TRANE | 4TWV0X36A1 | 4TXCB004DS3 | S9V2B060U3VSA+RP | 34200 | 31400 | 20 | 12 | 8.2 | 1.8 | 83 | 64 | 207526424
TRANE | 4TWV0X36A1 | 4PX*CU36BS3 | S9V2C100U4VSA+RP | 34400 | 31400 | 20 | 12 | 8.5 | 1.82 | 82 | 64 | 207526421
TRANE | 4TWV0X36A1 | 4PX*BU36BS3 | S9V2B040U3VSA+RP | 34400 | 31600 | 20 | 12 | 8.5 | 1.8 | 83 | 65 | 207526415
TRANE | 4TWV0X36A1 | 4PX*BU36BS3 | S9V2B060U3VSA+RP | 34200 | 31400 | 20 | 12 | 8.2 | 1.8 | 83 | 64 | 207526413
AMERICAN STANDARD | 4A6V0X60A1 | TEM8B0C60V51+TDR |  | 54000 | 51000 | 19.5 | 12 | 8.5 | 1.84 | 95 | 73 | 207820993
AMERICAN STANDARD | 4A6V0X48A1 | 4PX*DU60BS3 | S9V2C100U5PSB+RP | 45500 | 41000 | 19 | 11.7 | 8.2 | 1.76 | 86 | 67 | 207782226
AMERICAN STANDARD | 4A6V0X48A1 | 4TXCC009DS3 | S9V2C100U5PSB+RP | 46500 | 42000 | 19.5 | 11.7 | 8.5 | 1.81 | 87 | 67 | 207782228
AMERICAN STANDARD | 4A6V0X48A1 | TEM8B0C60V51+TDR |  | 46500 | 42000 | 20 | 12 | 8.7 | 1.9 | 86 | 66 | 207820991
AMERICAN STANDARD | 4A6V0X48A1 | 4TXCD010DS3 | S9V2C100U5PSB+RP | 45500 | 41000 | 19.5 | 11.7 | 8.2 | 1.76 | 86 | 67 | 207782229
AMERICAN STANDARD | 4A6V0X48A1 | 4PX*CU60BS3 | S9V2C100U5PSB+RP | 46500 | 42000 | 19.5 | 11.7 | 8.5 | 1.81 | 87 | 67 | 207782225
TRANE | 4TWL9048A1 | 4PX*DD60BS3+HORIZ-RT | *UD2D140ACV5 | 47000 | 43500 | 19 | 11.7 | 8.7 | 2.23 | 73 | 58 | 201921992
TRANE | 4TWL9048A1 | 4PX*DD60BS3+HORIZ-RT | *UD2C080ACV4 | 45500 | 42000 | 19 | 11.7 | 8.5 | 2.17 | 73 | 59 | 201921986
TRANE | 4TWL9048A1 | 4PX*DD60BS3 | *DD2D120ACV5 | 47000 | 43500 | 19 | 11.7 | 8.7 | 2.24 | 73 | 58 | 201921979
AMERICAN STANDARD | 4A6L9048A1 | 4TXCD008DS3 | S9V2C100U4PSB+RP | 46000 | 42500 | 19 | 11.7 | 8.7 | 2.2 | 73 | 59 | 201922702
AMERICAN STANDARD | 4A6L9048A1 | 4TXCD008DS3 | S9V2D120U5PSB+RP | 47500 | 44000 | 18 | 11.7 | 9 | 2.28 | 73 | 58 | 201922700
AMERICAN STANDARD | 4A6L9048A1 | 4TXCD008DS3 | S9V2C100U5PSB+RP | 46000 | 42500 | 18.5 | 11.7 | 8.7 | 2.2 | 74 | 59 | 201922701
TRANE | 4TWL9048A1 | 4TXCD008DS3 | S9V2C100U4PSB+RP | 46000 | 42500 | 19 | 11.7 | 8.7 | 2.2 | 73 | 59 | 201922123
TRANE | 4TWL9048A1 | 4TXCD008DS3 | S9V2C100U5PSB+RP | 46000 | 42500 | 18.5 | 11.7 | 8.7 | 2.2 | 74 | 59 | 201922122
TRANE | 4TWL9048A1 | 4TXCD008DS3 | S9V2D120U5PSB+RP | 47500 | 44000 | 18 | 11.7 | 9 | 2.28 | 73 | 58 | 201922121
AMERICAN STANDARD | 4A6V8X48A1 | 4TXCD010DS3 | S9V2C100U5PSB+RP | 45500 | 42000 | 18 | 11.7 | 8.5 | 1.81 | 85 | 67 | 207599980
TRANE | 4TWL6036A1 | 4TXCC009DS3 | *UD2C080ACV4 | 36800 | 32600 | 15.2 | 12 | 8.1 | 2.16 | 65 | 50 | 211214897
TRANE | 4TWL6036A1 | 4TXCC009DS3 | *UD2C080A9V4 | 37600 | 33400 | 15.2 | 12 | 8.1 | 2.12 | 65 | 50 | 211214896
TRANE | 4TWV0X36A1 | 4TXCB004DS3 | S9V2B080U4VSA+RP | 34200 | 31400 | 20 | 12 | 8.5 | 1.8 | 83 | 64 | 209326026
TRANE | 4TWL6036A1 | 4TXCC009DS3 | S8X1C100M5PTC | 37800 | 33600 | 15.2 | 12 | 8.1 | 2.11 | 65 | 50 | 211214879
AMERICAN STANDARD | 4A6V0X36A1 | 4TXCC005DS3 | S9V2C100U4VSA+RP | 34400 | 31400 | 20 | 12 | 8.5 | 1.81 | 83 | 64 | 207590145
AMERICAN STANDARD | 4A6V0X60A1 | TEM8A0C48V41+TDR |  | 54000 | 51000 | 19.5 | 12 | 8.5 | 1.84 | 95 | 73 | 207709026
TRANE | 4TWL9048A1 | 4PX*CU60BS3 | S9V2C100U4PSB+RP | 48500 | 43500 | 19 | 11.7 | 8.7 | 2.27 | 73 | 58 | 201921946
TRANE | 4TWL9048A1 | 4PX*CU60BS3 | *UD2C080ACV4 | 48000 | 43500 | 19 | 11.7 | 8.7 | 2.28 | 73 | 58 | 201921945
TRANE | 4TWL9048A1 | 4PX*CU60BS3 | S9V2C100U5PSB+RP | 48500 | 43500 | 19 | 11.7 | 9 | 2.27 | 74 | 59 | 201921943
AMERICAN STANDARD | 4A6V0X48A1 | 4TXCC009DS3 | S9V2C100U4VSA+RP | 46500 | 42000 | 19.5 | 11.7 | 8.5 | 1.8 | 86 | 67 | 207590157
TRANE | 4TWL9048A1 | 4PX*CU60BS3 | S9V2C080U5PSB+RP | 48500 | 43500 | 19 | 11.7 | 8.7 | 2.26 | 73 | 59 | 201921940
AMERICAN STANDARD | 4A6V0X48A1 | 4PX*DU60BS3 | S9V2D120U5VSA+RP | 47000 | 42000 | 19.5 | 11.7 | 8.5 | 1.82 | 86 | 67 | 207590154
AMERICAN STANDARD | 4A6V0X48A1 | 4PX*DU60BS3 | S9V2C100U4VSA+RP | 45000 | 41000 | 19 | 11.7 | 8.2 | 1.75 | 86 | 67 | 207590153
AMERICAN STANDARD | 4A6V0X48A1 | 4PX*CU60BS3 | S9V2C100U4VSA+RP | 46500 | 42000 | 19.5 | 11.7 | 8.5 | 1.8 | 86 | 67 | 207590150
TRANE | 4TWL5036N1 | 4PX*BU48BS3 | S8V2B060M4PCA | 34600 | 32200 | 15.2 | 12 | 8.1 | 2.02 | 62 | 46 | 210708348
TRANE | 4TWL5036N1 | 4PX*BU42BS3 | S8V2B060M4PCA | 34600 | 32600 | 15.2 | 12 | 8.1 | 2.01 | 62 | 46 | 210708333
TRANE | 4TWL6036A1 | 4TXCC009DS3 | *UD2C080B9V4 | 37400 | 33400 | 15.2 | 12 | 8.1 | 2.11 | 65 | 50 | 211214895
TRANE | 4TWL9048A1 | 4PX*DD60BS3 | S9V2D120D5PSB+RP | 47500 | 43000 | 18 | 11.7 | 8.7 | 2.26 | 74 | 59 | 201921974
TRANE | 4TWL6036A1 | 4TXCD008DS3 | S8X1D120M5PSC | 36000 | 32800 | 15.2 | 12 | 8.1 | 2.15 | 65 | 50 | 211214898
TRANE | 4TWL6036A1 | 4TXCC007DS3 | S8X1C080M5PSC | 37000 | 33600 | 15.2 | 12 | 8.1 | 2.15 | 65 | 50 | 211214869
TRANE | 4TWL6036A1 | 4TXCC009DS3 | S8X1C080M5PTC | 37600 | 33200 | 15.2 | 12 | 8.1 | 2.13 | 65 | 50 | 211214881
TRANE | 4TWL6036A1 | 4TXCC009DS3 | *UD2C100ACV5 | 37800 | 33200 | 15.2 | 12 | 8.1 | 2.14 | 65 | 50 | 211214893
TRANE | 4TWL6036A1 | 4TXCC009DS3 | *UHMC100ACV4 | 37400 | 33000 | 15.2 | 12 | 8.1 | 2.16 | 65 | 50 | 211214891
TRANE | 4TWL6036A1 | 4TXCC009DS3 | L8V1C100U5VSA | 37800 | 33200 | 15.2 | 12 | 8.1 | 2.14 | 65 | 50 | 211214890
TRANE | 4TWL6036A1 | 4TXCC009DS3 | S8V2C080M5PCA | 37000 | 33000 | 15.2 | 12 | 8.1 | 2.14 | 65 | 50 | 211214886
TRANE | 4TWL6036A1 | 4TXCC009DS3 | S8X2C100M5PTC | 37800 | 33600 | 15.2 | 12 | 8.1 | 2.11 | 65 | 50 | 211214875
TRANE | 4TWL6036A1 | 4TXCC009DS3 | S8V2C080M5PDA | 37000 | 33000 | 15.2 | 12 | 8.1 | 2.14 | 65 | 50 | 211214885
TRANE | 4TWL6036A1 | 4TXCC009DS3 | S8V2C100M5PCA | 36800 | 32800 | 15.2 | 12 | 8.1 | 2.14 | 65 | 50 | 211214884
TRANE | 4TWL6036A1 | 4TXCC009DS3 | S8V2C100M5PDA | 36800 | 32800 | 15.2 | 12 | 8.1 | 2.14 | 65 | 50 | 211214883
TRANE | 4TWL6036A1 | 4TXCC009DS3 | S8X1C080M5PSC | 37600 | 33200 | 15.2 | 12 | 8.1 | 2.13 | 65 | 50 | 211214882
TRANE | 4TWL6036A1 | 4TXCC009DS3 | S8X1C100M5PSC | 37800 | 33600 | 15.2 | 12 | 8.1 | 2.11 | 65 | 50 | 211214880
TRANE | 4TWL6036A1 | 4TXCC009DS3 | S9X1C080U5PSB | 37800 | 33400 | 15.2 | 12 | 8.1 | 2.12 | 65 | 50 | 211214874
TRANE | 4TWL6036A1 | 4TXCC009DS3 | S8X2C080M5PSC | 37600 | 33200 | 15.2 | 12 | 8.1 | 2.13 | 65 | 50 | 211214878
TRANE | 4TWL6036A1 | 4TXCC009DS3 | S8X2C100M5PSC | 37800 | 33600 | 15.2 | 12 | 8.1 | 2.11 | 65 | 50 | 211214876
TRANE | 4TWL6036A1 | 4TXCC007DS3 | *UD2C100ACV5 | 36600 | 33200 | 15.2 | 12 | 8.1 | 2.16 | 65 | 50 | 211214872
TRANE | 4TWL6036A1 | 4TXCC009DS3 | S9X2C080U5PSB | 37800 | 33400 | 15.2 | 12 | 8.1 | 2.12 | 65 | 50 | 211214873
TRANE | 4TWL6036A1 | 4TXCC007DS3 | S8X1C080M5PTC | 37000 | 33600 | 15.2 | 12 | 8.1 | 2.15 | 65 | 50 | 211214868
TRANE | 4TWL6036A1 | 4TXCB006DS3 | S8X1B060M4PSC | 36600 | 33400 | 15.2 | 12 | 8.1 | 2.13 | 65 | 50 | 211214843
TRANE | 4TWL6036A1 | 4TXCC005DS3 | *UD2C100ACV5 | 35600 | 32200 | 15.2 | 12 | 8.1 | 2.12 | 66 | 52 | 211214860
TRANE | 4TWL6036A1 | 4TXCB006DS3 | S8X2B060M4PSC | 36600 | 33400 | 15.2 | 12 | 8.1 | 2.13 | 65 | 50 | 211214854
TRANE | 4TWL6036A1 | 4TXCC007DS3 | S8X2C080M5PSC | 37000 | 33600 | 15.2 | 12 | 8.1 | 2.15 | 65 | 50 | 211214867
TRANE | 4TWL6036A1 | 4TXCC007DS3 | *UD2C080ACV4 | 36400 | 33200 | 15.2 | 12 | 8.1 | 2.15 | 64 | 50 | 211214865
TRANE | 4TWL6036A1 | 4TXCC007DS3 | S8X2C080M5PTC | 37000 | 33600 | 15.2 | 12 | 8.1 | 2.15 | 65 | 50 | 211214866
TRANE | 4TWL6036A1 | 4TXCB006DS3 | S8X2B060M4PTC | 36600 | 33400 | 15.2 | 12 | 8.1 | 2.13 | 65 | 50 | 211214855
TRANE | 4TWL6036A1 | 4TXCB006DS3 | S8X2B080M4PTC | 35800 | 32800 | 15.2 | 12 | 8.1 | 2.13 | 65 | 50 | 211214857
TRANE | 4TWL6036A1 | 4TXCB006DS3 | S8X2B080M4PSC | 35800 | 32800 | 15.2 | 12 | 8.1 | 2.13 | 65 | 50 | 211214856
TRANE | 4TWL6036A1 | 4TXCB006DS3 | L8X1B080U4XSA | 36400 | 33400 | 15.2 | 12 | 8.1 | 2.12 | 65 | 50 | 211214849
TRANE | 4TWL6036A1 | 4TXCB006DS3 | S8X1B080M4PTC | 35800 | 32800 | 15.2 | 12 | 8.1 | 2.13 | 65 | 50 | 211214851
TRANE | 4TWL6036A1 | 4TXCB006DS3 | L8X1B060U3XSA | 35600 | 32800 | 15.2 | 12 | 8.1 | 2.12 | 65 | 51 | 211214848
TRANE | 4TWL6036A1 | 4TXCB006DS3 | *UD2B060ACV3 | 35600 | 32600 | 15.2 | 12 | 8.1 | 2.15 | 66 | 51 | 211214846
TRANE | 4TWL6036A1 | 4PX*DU48BS3 | S8X1D120M5PSC | 36000 | 32800 | 15.2 | 12 | 8.1 | 2.15 | 65 | 50 | 211214802
TRANE | 4TWL6036A1 | 4TXCB006DS3 | S8X1B080M4PSC | 35800 | 32800 | 15.2 | 12 | 8.1 | 2.13 | 65 | 50 | 211214845
TRANE | 4TWL6036A1 | 4TXCB006DS3 | S8X1B060M4PTC | 36600 | 33400 | 15.2 | 12 | 8.1 | 2.13 | 65 | 50 | 211214844
AMERICAN STANDARD | 4A6L5030N1 | 4TXCB003DS3 | S8V2B080M4PCA | 28800 | 29400 | 15.2 | 12 | 8.1 | 2.14 | 65 | 50 | 210793551
AMERICAN STANDARD | 4A6L5030N1 | 4PX*BD36BS3+HORIZ-RT | *UD2B080ACV3 | 29400 | 28600 | 15.2 | 12 | 8.1 | 2.12 | 66 | 51 | 210793194
AMERICAN STANDARD | 4A6L5030N1 | 4PX*BD36BS3+HORIZ-RT | *UD2B060ACV3 | 29600 | 28400 | 15.2 | 12 | 8.1 | 2.14 | 66 | 51 | 210793193
AMERICAN STANDARD | 4A6L5030N1 | 4PX*BD36BS3 | S8X2B080M4PTC | 29600 | 28600 | 15.2 | 12 | 8.1 | 2.12 | 66 | 51 | 210793191
AMERICAN STANDARD | 4A6L5030N1 | 4PX*BD36BS3 | S9V2B040D3PSB | 29400 | 28400 | 15.2 | 12 | 8.1 | 2.12 | 66 | 51 | 210793192
AMERICAN STANDARD | 4A6L5030N1 | 4PX*BD36BS3 | S8X2B080M4PSC | 29600 | 28600 | 15.2 | 12 | 8.1 | 2.12 | 66 | 51 | 210793190
AMERICAN STANDARD | 4A6L5030N1 | 4PX*BD36BS3 | S8X2B060M4PTC | 29600 | 28600 | 15.2 | 12 | 8.1 | 2.13 | 66 | 51 | 210793189
AMERICAN STANDARD | 4A6L5030N1 | 4PX*BD36BS3 | S8X1B060M4PTC | 29600 | 28600 | 15.2 | 12 | 8.1 | 2.13 | 66 | 51 | 210793183
AMERICAN STANDARD | 4A6L5030N1 | 4PX*BD36BS3 | S8X2B060M4PSC | 29600 | 28600 | 15.2 | 12 | 8.1 | 2.13 | 66 | 51 | 210793188
AMERICAN STANDARD | 4A6L5030N1 | 4PX*BD36BS3 | S8X2A040M3PTC | 28600 | 28000 | 15.2 | 12 | 8.1 | 2.09 | 66 | 51 | 210793187
AMERICAN STANDARD | 4A6L5030N1 | 4PX*BD36BS3 | S8X2A040M3PSC | 28600 | 28000 | 15.2 | 12 | 8.1 | 2.09 | 66 | 51 | 210793186
AMERICAN STANDARD | 4A6L5030N1 | 4PX*BD36BS3 | *DHMB080ACV3 | 29400 | 28400 | 15.2 | 12 | 8.1 | 2.12 | 66 | 51 | 210793169
AMERICAN STANDARD | 4A6L5030N1 | 4PX*BD36BS3 | S8X1B080M4PSC | 29600 | 28600 | 15.2 | 12 | 8.1 | 2.12 | 66 | 51 | 210793184
AMERICAN STANDARD | 4A6L5030N1 | 4PX*BD36BS3 | S8X1B080M4PTC | 29600 | 28600 | 15.2 | 12 | 8.1 | 2.12 | 66 | 51 | 210793185
AMERICAN STANDARD | 4A6L5030N1 | 4PX*BD36BS3 | S9V2B080D4VSA | 29600 | 28400 | 15.2 | 12 | 8.1 | 2.13 | 66 | 51 | 210793163
AMERICAN STANDARD | 4A6L5030N1 | 4PX*BD36BS3 | S8X1B060M4PSC | 29600 | 28600 | 15.2 | 12 | 8.1 | 2.13 | 66 | 51 | 210793182
AMERICAN STANDARD | 4A6L5030N1 | 4PX*BD36BS3 | S8X1B040M2PSC | 29200 | 28400 | 15.2 | 12 | 8.1 | 2.13 | 66 | 51 | 210793180
BRYANT HEATING AND COOLING SYSTEMS | GH7TAN424**AA* | CAP**2517AL* | 88*TA48070C17*** | 23600 | 24000 | 16 | 12.5 | 8.1 | 2.22 | 58 | 42 | 207873265
AIRQUEST | N4H7T24*K*AAA* | EA*4X25L17A* | *80CTL0701716A* | 23600 | 24000 | 16 | 12.5 | 8.1 | 2.22 | 58 | 42 | 207873267
ARCOAIRE | N4H7T24*K*AAA* | EA*4X25L17A* | *80CTL0701716A* | 23600 | 24000 | 16 | 12.5 | 8.1 | 2.22 | 58 | 42 | 207873268
BRYANT HEATING AND COOLING SYSTEMS | 227TAN024**AA* | CAP**2517AL* | 88*TA48070C17*** | 23600 | 24000 | 16 | 12.5 | 8.1 | 2.22 | 58 | 42 | 207873264
CARRIER | GH7TAN424**AA* | CAP**2517AL* | 58TN*A070C17**16 | 23600 | 24000 | 16 | 12.5 | 8.1 | 2.22 | 58 | 42 | 207873266
DAY & NIGHT | N4H7T24*K*AAA* | EA*4X25L17A* | *80CTL0701716A* | 23600 | 24000 | 16 | 12.5 | 8.1 | 2.22 | 58 | 42 | 207873270
COMFORTMAKER | N4H7T24*K*AAA* | EA*4X25L17A* | *80CTL0701716A* | 23600 | 24000 | 16 | 12.5 | 8.1 | 2.22 | 58 | 42 | 207873269
CARRIER | 25TPA724A**30* | CAP**2517AL* | 58TN*A070C17**16 | 23600 | 24000 | 16 | 12.5 | 8.1 | 2.22 | 58 | 42 | 207873263
BRYANT HEATING AND COOLING SYSTEMS | GH7TAN424**AA* | CAP**3621AL* | 986TC66100C21*** | 23600 | 24200 | 16 | 12 | 8.1 | 2.2 | 58 | 43 | 207865362
CARRIER | GH7TAN424**AA* | CAP**3621AL* | 59TN6B100C21**22 | 23600 | 24200 | 16 | 12 | 8.1 | 2.2 | 58 | 43 | 207865363
BRYANT HEATING AND COOLING SYSTEMS | PH7TAN424**AA* | CAP**3621AL* | 986TC66100C21*** | 23600 | 24200 | 16 | 12 | 8.1 | 2.2 | 58 | 43 | 207865373
GRANDAIRE | W4H7T60*K*AAA* | FVM4X60***L |  | 56500 | 58000 | 16 | 12 | 8.1 | 2.26 | 63 | 50 | 207889182
ECOTEMP | W4H7T60*K*AAA* | FVM4X60***L |  | 56500 | 58000 | 16 | 12 | 8.1 | 2.26 | 63 | 50 | 207889181
ECOTEMP | W4H7T48*K*AAA* | FVM4X60***L |  | 46500 | 47000 | 16 | 12 | 8.1 | 2.3 | 62 | 49 | 207889162
GRANDAIRE | W4H7T48*K*AAA* | FVM4X60***L |  | 46500 | 47000 | 16 | 12 | 8.1 | 2.3 | 62 | 49 | 207889163
GRANDAIRE | W4H7T24*K*AAA* | FVM4X36***L |  | 23800 | 23800 | 16 | 12 | 8.1 | 2.18 | 59 | 43 | 207889155
ECOTEMP | W4H7T24*K*AAA* | FVM4X36***L |  | 23800 | 23800 | 16 | 12 | 8.1 | 2.18 | 59 | 43 | 207889154
TEMPSTAR | N4H7T24*K*AAA* | EA*4X36L21A* | OLV112A16A | 23600 | 24600 | 16 | 12 | 8.1 | 2.16 | 59 | 43 | 207873703
CARRIER | 25TPA724A**30* | CAP**3621AL* | OVLAAB048112 | 23600 | 24600 | 16 | 12 | 8.1 | 2.16 | 59 | 43 | 207873691
CARRIER | GH7TAN424**AA* | CAP**3621AL* | OVLAAB048112 | 23600 | 24600 | 16 | 12 | 8.1 | 2.16 | 59 | 43 | 207873694
MARATHERM | N4H7T24*K*AAA* | EA*4X36L21A* | OLV112A16A | 23600 | 24600 | 16 | 12 | 8.1 | 2.16 | 59 | 43 | 207873702
KENMORE | N4H7T24*K*AAA* | EA*4X36L21A* | OLV112A16A | 23600 | 24600 | 16 | 12 | 8.1 | 2.16 | 59 | 43 | 207873701
DAY & NIGHT | N4H7T24*K*AAA* | EA*4X36L21A* | OLV112A16A | 23600 | 24600 | 16 | 12 | 8.1 | 2.16 | 59 | 43 | 207873698
COMFORTMAKER | N4H7T24*K*AAA* | EA*4X36L21A* | OLV112A16A | 23600 | 24600 | 16 | 12 | 8.1 | 2.16 | 59 | 43 | 207873697
KEEPRITE | N4H7T24*K*AAA* | EA*4X36L21A* | OLV112A16A | 23600 | 24600 | 16 | 12 | 8.1 | 2.16 | 59 | 43 | 207873700
BRYANT HEATING AND COOLING SYSTEMS | PH7TAN424**AA* | CAP**3621AL* | OVLAAB048112 | 23600 | 24600 | 16 | 12 | 8.1 | 2.16 | 59 | 43 | 207873704
AIRQUEST | N4H7T24*K*AAA* | EA*4X36L21A* | OLV112A16A | 23600 | 24600 | 16 | 12 | 8.1 | 2.16 | 59 | 43 | 207873695
CARRIER | 25TPA736A**30* | CAP**4321AL* | 59TN6B080C21**20 | 35400 | 36000 | 16 | 11.7 | 8.1 | 2.14 | 62 | 49 | 207876994
BRYANT HEATING AND COOLING SYSTEMS | PH7TAN436**AA* | CAP**4321AL* | 987MB60080C21*** | 35400 | 36000 | 16 | 11.7 | 8.1 | 2.14 | 62 | 49 | 207876965
KENMORE | N4H7T36*K*AAA* | EA*4X43L21A* | *97CMN0802120A* | 35400 | 36000 | 16 | 11.7 | 8.1 | 2.14 | 62 | 49 | 207876962
TEMPSTAR | N4H7T36*K*AAA* | EA*4X43L21A* | *97CMN0802120A* | 35400 | 36000 | 16 | 11.7 | 8.1 | 2.14 | 62 | 49 | 207876964
MARATHERM | N4H7T36*K*AAA* | EA*4X43L21A* | *97CMN0802120A* | 35400 | 36000 | 16 | 11.7 | 8.1 | 2.14 | 62 | 49 | 207876963
KEEPRITE | N4H7T36*K*AAA* | EA*4X43L21A* | *97CMN0802120A* | 35400 | 36000 | 16 | 11.7 | 8.1 | 2.14 | 62 | 49 | 207876961
HEIL | N4H7T36*K*AAA* | EA*4X43L21A* | *97CMN0802120A* | 35400 | 36000 | 16 | 11.7 | 8.1 | 2.14 | 62 | 49 | 207876960
DAY & NIGHT | N4H7T36*K*AAA* | EA*4X43L21A* | *97CMN0802120A* | 35400 | 36000 | 16 | 11.7 | 8.1 | 2.14 | 62 | 49 | 207876959
COMFORTMAKER | N4H7T36*K*AAA* | EA*4X43L21A* | *97CMN0802120A* | 35400 | 36000 | 16 | 11.7 | 8.1 | 2.14 | 62 | 49 | 207876958
ARCOAIRE | N4H7T36*K*AAA* | EA*4X43L21A* | *97CMN0802120A* | 35400 | 36000 | 16 | 11.7 | 8.1 | 2.14 | 62 | 49 | 207876957
AIRQUEST | N4H7T36*K*AAA* | EA*4X43L21A* | *97CMN0802120A* | 35400 | 36000 | 16 | 11.7 | 8.1 | 2.14 | 62 | 49 | 207876956
CARRIER | GH7TAN436**AA* | CAP**4321AL* | 59MN7B080C21**20 | 35400 | 36000 | 16 | 11.7 | 8.1 | 2.14 | 62 | 49 | 207876955
BRYANT HEATING AND COOLING SYSTEMS | GH7TAN436**AA* | CAP**4321AL* | 987MB60080C21*** | 35400 | 36000 | 16 | 11.7 | 8.1 | 2.14 | 62 | 49 | 207876954
CARRIER | 25TPA736A**30* | CAP**4321AL* | 59MN7B080C21**20 | 35400 | 36000 | 16 | 11.7 | 8.1 | 2.14 | 62 | 49 | 207876952
BRYANT HEATING AND COOLING SYSTEMS | PH7TAN436**AA* | CAP**4321AL* | 986TC60080C21*** | 35400 | 36000 | 16 | 11.7 | 8.1 | 2.14 | 62 | 49 | 207877007
TEMPSTAR | N4H7T36*K*AAA* | EA*4X43L21A* | *96CTN0802120A* | 35400 | 36000 | 16 | 11.7 | 8.1 | 2.14 | 62 | 49 | 207877006
MARATHERM | N4H7T36*K*AAA* | EA*4X43L21A* | *96CTN0802120A* | 35400 | 36000 | 16 | 11.7 | 8.1 | 2.14 | 62 | 49 | 207877005
KENMORE | N4H7T36*K*AAA* | EA*4X43L21A* | *96CTN0802120A* | 35400 | 36000 | 16 | 11.7 | 8.1 | 2.14 | 62 | 49 | 207877004
HEIL | N4H7T36*K*AAA* | EA*4X43L21A* | *96CTN0802120A* | 35400 | 36000 | 16 | 11.7 | 8.1 | 2.14 | 62 | 49 | 207877002
KEEPRITE | N4H7T36*K*AAA* | EA*4X43L21A* | *96CTN0802120A* | 35400 | 36000 | 16 | 11.7 | 8.1 | 2.14 | 62 | 49 | 207877003
DAY & NIGHT | N4H7T36*K*AAA* | EA*4X43L21A* | *96CTN0802120A* | 35400 | 36000 | 16 | 11.7 | 8.1 | 2.14 | 62 | 49 | 207877001
COMFORTMAKER | N4H7T36*K*AAA* | EA*4X43L21A* | *96CTN0802120A* | 35400 | 36000 | 16 | 11.7 | 8.1 | 2.14 | 62 | 49 | 207877000
ARCOAIRE | N4H7T36*K*AAA* | EA*4X43L21A* | *96CTN0802120A* | 35400 | 36000 | 16 | 11.7 | 8.1 | 2.14 | 62 | 49 | 207876999
AIRQUEST | N4H7T36*K*AAA* | EA*4X43L21A* | *96CTN0802120A* | 35400 | 36000 | 16 | 11.7 | 8.1 | 2.14 | 62 | 49 | 207876998
CARRIER | GH7TAN436**AA* | CAP**4321AL* | 59TN6B080C21**20 | 35400 | 36000 | 16 | 11.7 | 8.1 | 2.14 | 62 | 49 | 207876997
BRYANT HEATING AND COOLING SYSTEMS | GH7TAN436**AA* | CAP**4321AL* | 986TC60080C21*** | 35400 | 36000 | 16 | 11.7 | 8.1 | 2.14 | 62 | 49 | 207876996
CARRIER | 25TPA724A**30* | CAP**3717AL* | 59TP6B040V14**10 | 23600 | 24600 | 16.5 | 12 | 8.1 | 2.16 | 59 | 43 | 207873775
BRYANT HEATING AND COOLING SYSTEMS | GH7TAN424**AA* | CAP**3717AL* | 926TB30040V14*** | 23600 | 24600 | 16.5 | 12 | 8.1 | 2.16 | 59 | 43 | 207873777
CARRIER | GH7TAN424**AA* | CAP**3717AL* | 59TP6B040V14**10 | 23600 | 24600 | 16.5 | 12 | 8.1 | 2.16 | 59 | 43 | 207873778
ARCOAIRE | N4H7T24*K*AAA* | EA*4X37L17A* | *96VTN0401410A* | 23600 | 24600 | 16.5 | 12 | 8.1 | 2.16 | 59 | 43 | 207873780
COMFORTMAKER | N4H7T24*K*AAA* | EA*4X37L17A* | *96VTN0401410A* | 23600 | 24600 | 16.5 | 12 | 8.1 | 2.16 | 59 | 43 | 207873781
HEIL | N4H7T24*K*AAA* | EA*4X37L17A* | *96VTN0401410A* | 23600 | 24600 | 16.5 | 12 | 8.1 | 2.16 | 59 | 43 | 207873783
KEEPRITE | N4H7T24*K*AAA* | EA*4X37L17A* | *96VTN0401410A* | 23600 | 24600 | 16.5 | 12 | 8.1 | 2.16 | 59 | 43 | 207873784
KENMORE | N4H7T24*K*AAA* | EA*4X37L17A* | *96VTN0401410A* | 23600 | 24600 | 16.5 | 12 | 8.1 | 2.16 | 59 | 43 | 207873785
MARATHERM | N4H7T24*K*AAA* | EA*4X37L17A* | *96VTN0401410A* | 23600 | 24600 | 16.5 | 12 | 8.1 | 2.16 | 59 | 43 | 207873786
TEMPSTAR | N4H7T24*K*AAA* | EA*4X37L17A* | *96VTN0401410A* | 23600 | 24600 | 16.5 | 12 | 8.1 | 2.16 | 59 | 43 | 207873787
BRYANT HEATING AND COOLING SYSTEMS | PH7TAN424**AA* | CAP**3717AL* | 926TB30040V14*** | 23600 | 24600 | 16.5 | 12 | 8.1 | 2.16 | 59 | 43 | 207873788
PAYNE HEATING AND COOLING | PH7TAN424**AA* | CAP**3717AL* | PG96VTAA30040A** | 23600 | 24600 | 16.5 | 12 | 8.1 | 2.16 | 59 | 43 | 207873789
BRYANT HEATING AND COOLING SYSTEMS | GH7TAN424**AA* | CAP**3721AL* | 83*CA60100C21*** | 24000 | 24600 | 17 | 12.5 | 8.1 | 2.24 | 58 | 42 | 207873821
AIRQUEST | N4H7T24*K*AAA* | EA*4X37L21A* | *80CSU1002120A* | 24000 | 24600 | 17 | 12.5 | 8.1 | 2.24 | 58 | 42 | 207873823
ARCOAIRE | N4H7T24*K*AAA* | EA*4X37L21A* | *80CSU1002120A* | 24000 | 24600 | 17 | 12.5 | 8.1 | 2.24 | 58 | 42 | 207873824
COMFORTMAKER | N4H7T24*K*AAA* | EA*4X37L21A* | *80CSU1002120A* | 24000 | 24600 | 17 | 12.5 | 8.1 | 2.24 | 58 | 42 | 207873825
DAY & NIGHT | N4H7T24*K*AAA* | EA*4X37L21A* | *80CSU1002120A* | 24000 | 24600 | 17 | 12.5 | 8.1 | 2.24 | 58 | 42 | 207873826
HEIL | N4H7T24*K*AAA* | EA*4X37L21A* | *80CSU1002120A* | 24000 | 24600 | 17 | 12.5 | 8.1 | 2.24 | 58 | 42 | 207873827
KEEPRITE | N4H7T24*K*AAA* | EA*4X37L21A* | *80CSU1002120A* | 24000 | 24600 | 17 | 12.5 | 8.1 | 2.24 | 58 | 42 | 207873828
KENMORE | N4H7T24*K*AAA* | EA*4X37L21A* | *80CSU1002120A* | 24000 | 24600 | 17 | 12.5 | 8.1 | 2.24 | 58 | 42 | 207873829
MARATHERM | N4H7T24*K*AAA* | EA*4X37L21A* | *80CSU1002120A* | 24000 | 24600 | 17 | 12.5 | 8.1 | 2.24 | 58 | 42 | 207873830
TEMPSTAR | N4H7T24*K*AAA* | EA*4X37L21A* | *80CSU1002120A* | 24000 | 24600 | 17 | 12.5 | 8.1 | 2.24 | 58 | 42 | 207873831
BRYANT HEATING AND COOLING SYSTEMS | PH7TAN424**AA* | CAP**3721AL* | 83*CA60100C21*** | 24000 | 24600 | 17 | 12.5 | 8.1 | 2.24 | 58 | 42 | 207873832
CARRIER | 25TPA724A**30* | CAP**3721AL* | 58TN*A070C21**20 | 24200 | 24800 | 17 | 12.5 | 8.1 | 2.26 | 59 | 43 | 207873833
ARCOAIRE | N4H7T24*K*AAA* | EA*4X37L21A* | *80CTL0702120A* | 24200 | 24800 | 17 | 12.5 | 8.1 | 2.26 | 59 | 43 | 207873838
BRYANT HEATING AND COOLING SYSTEMS | 227TAN024**AA* | CAP**3721AL* | 88*TA60070C21*** | 24200 | 24800 | 17 | 12.5 | 8.1 | 2.26 | 59 | 43 | 207873834
BRYANT HEATING AND COOLING SYSTEMS | GH7TAN424**AA* | CAP**3721AL* | 88*TA60070C21*** | 24200 | 24800 | 17 | 12.5 | 8.1 | 2.26 | 59 | 43 | 207873835
CARRIER | GH7TAN424**AA* | CAP**3721AL* | 58TN*A070C21**20 | 24200 | 24800 | 17 | 12.5 | 8.1 | 2.26 | 59 | 43 | 207873836
AIRQUEST | N4H7T24*K*AAA* | EA*4X37L21A* | *80CTL0702120A* | 24200 | 24800 | 17 | 12.5 | 8.1 | 2.26 | 59 | 43 | 207873837
DAY & NIGHT | N4H7T24*K*AAA* | EA*4X37L21A* | *80CTL0702120A* | 24200 | 24800 | 17 | 12.5 | 8.1 | 2.26 | 59 | 43 | 207873840
HEIL | N4H7T24*K*AAA* | EA*4X37L21A* | *80CTL0702120A* | 24200 | 24800 | 17 | 12.5 | 8.1 | 2.26 | 59 | 43 | 207873841
KENMORE | N4H7T24*K*AAA* | EA*4X37L21A* | *80CTL0702120A* | 24200 | 24800 | 17 | 12.5 | 8.1 | 2.26 | 59 | 43 | 207873843
MARATHERM | N4H7T24*K*AAA* | EA*4X37L21A* | *80CTL0702120A* | 24200 | 24800 | 17 | 12.5 | 8.1 | 2.26 | 59 | 43 | 207873844
BRYANT HEATING AND COOLING SYSTEMS | PH7TAN424**AA* | CAP**3721AL* | 88*TA60070C21*** | 24200 | 24800 | 17 | 12.5 | 8.1 | 2.26 | 59 | 43 | 207873846
CARRIER | 25TPA724A**30* | CAP**3721AL* | 59MN7B080C21**20 | 23800 | 24400 | 16 | 12.5 | 8.1 | 2.24 | 58 | 42 | 207873861
BRYANT HEATING AND COOLING SYSTEMS | GH7TAN424**AA* | CAP**3721AL* | 987MB60080C21*** | 23800 | 24400 | 16 | 12.5 | 8.1 | 2.24 | 58 | 42 | 207873863
CARRIER | GH7TAN424**AA* | CAP**3721AL* | 59MN7B080C21**20 | 23800 | 24400 | 16 | 12.5 | 8.1 | 2.24 | 58 | 42 | 207873864
ARCOAIRE | N4H7T24*K*AAA* | EA*4X37L21A* | *97CMN0802120A* | 23800 | 24400 | 16 | 12.5 | 8.1 | 2.24 | 58 | 42 | 207873866
COMFORTMAKER | N4H7T24*K*AAA* | EA*4X37L21A* | *97CMN0802120A* | 23800 | 24400 | 16 | 12.5 | 8.1 | 2.24 | 58 | 42 | 207873867
DAY & NIGHT | N4H7T24*K*AAA* | EA*4X37L21A* | *97CMN0802120A* | 23800 | 24400 | 16 | 12.5 | 8.1 | 2.24 | 58 | 42 | 207873868
HEIL | N4H7T24*K*AAA* | EA*4X37L21A* | *97CMN0802120A* | 23800 | 24400 | 16 | 12.5 | 8.1 | 2.24 | 58 | 42 | 207873869
KEEPRITE | N4H7T24*K*AAA* | EA*4X37L21A* | *97CMN0802120A* | 23800 | 24400 | 16 | 12.5 | 8.1 | 2.24 | 58 | 42 | 207873870
KENMORE | N4H7T24*K*AAA* | EA*4X37L21A* | *97CMN0802120A* | 23800 | 24400 | 16 | 12.5 | 8.1 | 2.24 | 58 | 42 | 207873871
MARATHERM | N4H7T24*K*AAA* | EA*4X37L21A* | *97CMN0802120A* | 23800 | 24400 | 16 | 12.5 | 8.1 | 2.24 | 58 | 42 | 207873872
PAYNE HEATING AND COOLING | PH7TAN424**AA* | CAP**3717AL* | PG80VTLA48090B** | 23400 | 24000 | 16.5 | 12.5 | 8.1 | 2.2 | 58 | 43 | 207865598
BRYANT HEATING AND COOLING SYSTEMS | GH7TAN424**AA* | CAP**3717AL* | 82*TA48090V17*** | 23400 | 24000 | 16.5 | 12.5 | 8.1 | 2.2 | 58 | 43 | 207865595
BRYANT HEATING AND COOLING SYSTEMS | PH7TAN424**AA* | CAP**3717AL* | 82*TA36070V14*** | 23600 | 24000 | 17 | 13 | 8.1 | 2.22 | 58 | 43 | 207865585
CARRIER | 25TPA724A**30* | CAP**3717AL* | 58TP*A070V14**12 | 23600 | 24000 | 17 | 13 | 8.1 | 2.22 | 58 | 43 | 207865581
BRYANT HEATING AND COOLING SYSTEMS | GH7TAN424**AA* | CAP**3717AL* | 82*TA36070V14*** | 23600 | 24000 | 17 | 13 | 8.1 | 2.22 | 58 | 43 | 207865583
CARRIER | 25TPA724A**30* | CAP**3717AL* | 58TP*A090V17**16 | 23400 | 24000 | 16.5 | 12.5 | 8.1 | 2.2 | 58 | 43 | 207865593
CARRIER | GH7TAN424**AA* | CAP**3717AL* | 58TP*A070V14**12 | 23600 | 24000 | 17 | 13 | 8.1 | 2.22 | 58 | 43 | 207865584
PAYNE HEATING AND COOLING | PH7TAN424**AA* | CAP**3717AL* | PG80VTLA36070A** | 23600 | 24000 | 17 | 13 | 8.1 | 2.22 | 58 | 43 | 207865586
BRYANT HEATING AND COOLING SYSTEMS | 227TAN024**AA* | CAP**3717AL* | 82*TA36070V14*** | 23600 | 24000 | 17 | 13 | 8.1 | 2.22 | 58 | 43 | 207865582
DAY & NIGHT | N4H7T24*K*AAA* | EA*4X36L21A* | *96CTN1002122A* | 23600 | 24200 | 16 | 12 | 8.1 | 2.2 | 58 | 43 | 207865367
TEMPSTAR | N4H7T24*K*AAA* | EA*4X36L21A* | *96CTN1002122A* | 23600 | 24200 | 16 | 12 | 8.1 | 2.2 | 58 | 43 | 207865372
KEEPRITE | N4H7T24*K*AAA* | EA*4X36L21A* | *96CTN1002122A* | 23600 | 24200 | 16 | 12 | 8.1 | 2.2 | 58 | 43 | 207865369
KENMORE | N4H7T24*K*AAA* | EA*4X36L21A* | *96CTN1002122A* | 23600 | 24200 | 16 | 12 | 8.1 | 2.2 | 58 | 43 | 207865370
COMFORTMAKER | N4H7T24*K*AAA* | EA*4X36L21A* | *96CTN1002122A* | 23600 | 24200 | 16 | 12 | 8.1 | 2.2 | 58 | 43 | 207865366
ARCOAIRE | N4H7T24*K*AAA* | EA*4X36L21A* | *96CTN1002122A* | 23600 | 24200 | 16 | 12 | 8.1 | 2.2 | 58 | 43 | 207865365
TEMPSTAR | N4H7T36*K*AAA* | EA*4X43L21A* | *80CSU0802120A* | 35600 | 35800 | 16 | 12 | 8.1 | 2.16 | 62 | 49 | 207869267
COMFORTMAKER | N4H7T36*K*AAA* | EA*4X37L21A* | *96VTN0801716A* | 34800 | 35400 | 15.5 | 12 | 8.1 | 2.12 | 61 | 49 | 207868692
TEMPSTAR | N4H7T36*K*AAA* | EA*4X37L21A* | *96VTN0801716A* | 34800 | 35400 | 15.5 | 12 | 8.1 | 2.12 | 61 | 49 | 207868698
MARATHERM | N4H7T36*K*AAA* | EA*4X37L21A* | *96VTN0801716A* | 34800 | 35400 | 15.5 | 12 | 8.1 | 2.12 | 61 | 49 | 207868697
KENMORE | N4H7T36*K*AAA* | EA*4X37L21A* | *96VTN0801716A* | 34800 | 35400 | 15.5 | 12 | 8.1 | 2.12 | 61 | 49 | 207868696
KEEPRITE | N4H7T36*K*AAA* | EA*4X37L21A* | *96VTN0801716A* | 34800 | 35400 | 15.5 | 12 | 8.1 | 2.12 | 61 | 49 | 207868695
PAYNE HEATING AND COOLING | PH7TAN436**AA* | CAP**3721AL* | PG96VTAA48080B** | 34800 | 35400 | 15.5 | 12 | 8.1 | 2.12 | 61 | 49 | 207868700
BRYANT HEATING AND COOLING SYSTEMS | PH7TAN436**AA* | CAP**3721AL* | 926TB48080V17*** | 34800 | 35400 | 15.5 | 12 | 8.1 | 2.12 | 61 | 49 | 207868699
HEIL | N4H7T36*K*AAA* | EA*4X37L21A* | *96VTN0801716A* | 34800 | 35400 | 15.5 | 12 | 8.1 | 2.12 | 61 | 49 | 207868694
DAY & NIGHT | N4H7T36*K*AAA* | EA*4X37L21A* | *96VTN0801716A* | 34800 | 35400 | 15.5 | 12 | 8.1 | 2.12 | 61 | 49 | 207868693
CARRIER | GH7TAN436**AA* | CAP**3721AL* | 59TP6B080V17**16 | 34800 | 35400 | 15.5 | 12 | 8.1 | 2.12 | 61 | 49 | 207868689
BRYANT HEATING AND COOLING SYSTEMS | GH7TAN436**AA* | CAP**3721AL* | 926TB48080V17*** | 34800 | 35400 | 15.5 | 12 | 8.1 | 2.12 | 61 | 49 | 207868688
BRYANT HEATING AND COOLING SYSTEMS | 227TAN036**AA* | CAP**3721AL* | 926TB48080V17*** | 34800 | 35400 | 15.5 | 12 | 8.1 | 2.12 | 61 | 49 | 207868687
ARCOAIRE | N4H7T36*K*AAA* | EA*4X37L21A* | *96VTN0801716A* | 34800 | 35400 | 15.5 | 12 | 8.1 | 2.12 | 61 | 49 | 207868691
AIRQUEST | N4H7T36*K*AAA* | EA*4X37L21A* | *96VTN0801716A* | 34800 | 35400 | 15.5 | 12 | 8.1 | 2.12 | 61 | 49 | 207868690
BRYANT HEATING AND COOLING SYSTEMS | PH7TAN436**AA* | CAP**4321AL* | 83*CA60080C21*** | 35600 | 35800 | 16 | 12 | 8.1 | 2.16 | 62 | 49 | 207869268
BRYANT HEATING AND COOLING SYSTEMS | PH7TAN424**AA* | CAP**3717AL* | 82*TA48090V17*** | 23400 | 24000 | 16.5 | 12.5 | 8.1 | 2.2 | 58 | 43 | 207865597
HEIL | N4H7T24*K*AAA* | EA*4X37L17A* | *96VTN0601714A* | 23600 | 24200 | 16.5 | 12.5 | 8.1 | 2.2 | 58 | 43 | 207865749
AIRQUEST | N4H7T24*K*AAA* | EA*4X37L17A* | *96VTN0601714A* | 23600 | 24200 | 16.5 | 12.5 | 8.1 | 2.2 | 58 | 43 | 207865745
MARATHERM | N4H7T24*K*AAA* | EA*4X37L17A* | *96VTN0601412A* | 23600 | 24400 | 16.5 | 12.5 | 8.1 | 2.18 | 58 | 43 | 207865737
BRYANT HEATING AND COOLING SYSTEMS | GH7TAN424**AA* | CAP**3717AL* | 926TB36060V14*** | 23600 | 24400 | 16.5 | 12.5 | 8.1 | 2.18 | 58 | 43 | 207865728
MARATHERM | N4H7T24*K*AAA* | EA*4X37L17A* | *96VTN0601714A* | 23600 | 24200 | 16.5 | 12.5 | 8.1 | 2.2 | 58 | 43 | 207865752
AIRQUEST | N4H7T24*K*AAA* | EA*4X37L17A* | *96VTN0601412A* | 23600 | 24400 | 16.5 | 12.5 | 8.1 | 2.18 | 58 | 43 | 207865730
PAYNE HEATING AND COOLING | PH7TAN424**AA* | CAP**3717AL* | PG96VTAA42060B** | 23600 | 24200 | 16.5 | 12.5 | 8.1 | 2.2 | 58 | 43 | 207865755
BRYANT HEATING AND COOLING SYSTEMS | PH7TAN424**AA* | CAP**3717AL* | 926TB42060V17*** | 23600 | 24200 | 16.5 | 12.5 | 8.1 | 2.2 | 58 | 43 | 207865754
TEMPSTAR | N4H7T24*K*AAA* | EA*4X37L17A* | *96VTN0601714A* | 23600 | 24200 | 16.5 | 12.5 | 8.1 | 2.2 | 58 | 43 | 207865753
CARRIER | 25TPA724A**30* | CAP**3717AL* | 59TP6B060V14**12 | 23600 | 24400 | 16.5 | 12.5 | 8.1 | 2.18 | 58 | 43 | 207865726
CARRIER | GH7TAN424**AA* | CAP**3717AL* | 59TP6B060V14**12 | 23600 | 24400 | 16.5 | 12.5 | 8.1 | 2.18 | 58 | 43 | 207865729
BRYANT HEATING AND COOLING SYSTEMS | 227TAN024**AA* | CAP**3717AL* | 926TB36060V14*** | 23600 | 24400 | 16.5 | 12.5 | 8.1 | 2.18 | 58 | 43 | 207865727
CARRIER | 25TPA724A**30* | CAP**3717AL* | 59TP6B060V17**14 | 23600 | 24200 | 16.5 | 12.5 | 8.1 | 2.2 | 58 | 43 | 207865741
TEMPSTAR | N4H7T24*K*AAA* | EA*4X37L17A* | *96VTN0601412A* | 23600 | 24400 | 16.5 | 12.5 | 8.1 | 2.18 | 58 | 43 | 207865738
PAYNE HEATING AND COOLING | PH7TAN424**AA* | CAP**3717AL* | PG96VTAA36060A** | 23600 | 24400 | 16.5 | 12.5 | 8.1 | 2.18 | 58 | 43 | 207865740
BRYANT HEATING AND COOLING SYSTEMS | PH7TAN424**AA* | CAP**3717AL* | 926TB36060V14*** | 23600 | 24400 | 16.5 | 12.5 | 8.1 | 2.18 | 58 | 43 | 207865739
CARRIER | 25TPA724A**30* | CAP**3621AL* | 59TN6B100C21**22 | 23600 | 24200 | 16 | 12 | 8.1 | 2.2 | 58 | 43 | 207865360
PAYNE HEATING AND COOLING | PH7TAN424**AA* | CAP**3721AL* | PG96VTAA42060B** | 23800 | 24400 | 16.5 | 12.5 | 8.1 | 2.22 | 59 | 43 | 207866160
TEMPSTAR | N4H7T24*K*AAA* | EA*4X37L21A* | *96VTN0601714A* | 23800 | 24400 | 16.5 | 12.5 | 8.1 | 2.22 | 59 | 43 | 207866158
MARATHERM | N4H7T24*K*AAA* | EA*4X37L21A* | *96VTN0601714A* | 23800 | 24400 | 16.5 | 12.5 | 8.1 | 2.22 | 59 | 43 | 207866157
BRYANT HEATING AND COOLING SYSTEMS | PH7TAN424**AA* | CAP**3721AL* | 926TB42060V17*** | 23800 | 24400 | 16.5 | 12.5 | 8.1 | 2.22 | 59 | 43 | 207866159
KEEPRITE | N4H7T24*K*AAA* | EA*4X37L21A* | *96VTN0601714A* | 23800 | 24400 | 16.5 | 12.5 | 8.1 | 2.22 | 59 | 43 | 207866155
KENMORE | N4H7T24*K*AAA* | EA*4X37L21A* | *96VTN0601714A* | 23800 | 24400 | 16.5 | 12.5 | 8.1 | 2.22 | 59 | 43 | 207866156
HEIL | N4H7T24*K*AAA* | EA*4X37L21A* | *96VTN0601714A* | 23800 | 24400 | 16.5 | 12.5 | 8.1 | 2.22 | 59 | 43 | 207866154
DAY & NIGHT | N4H7T24*K*AAA* | EA*4X37L21A* | *96VTN0601714A* | 23800 | 24400 | 16.5 | 12.5 | 8.1 | 2.22 | 59 | 43 | 207866153
COMFORTMAKER | N4H7T24*K*AAA* | EA*4X37L21A* | *96VTN0601714A* | 23800 | 24400 | 16.5 | 12.5 | 8.1 | 2.22 | 59 | 43 | 207866152
ARCOAIRE | N4H7T24*K*AAA* | EA*4X37L21A* | *96VTN0601714A* | 23800 | 24400 | 16.5 | 12.5 | 8.1 | 2.22 | 59 | 43 | 207866151
CARRIER | GH7TAN424**AA* | CAP**3721AL* | 59TP6B060V17**14 | 23800 | 24400 | 16.5 | 12.5 | 8.1 | 2.22 | 59 | 43 | 207866149
BRYANT HEATING AND COOLING SYSTEMS | GH7TAN424**AA* | CAP**3721AL* | 926TB42060V17*** | 23800 | 24400 | 16.5 | 12.5 | 8.1 | 2.22 | 59 | 43 | 207866148
BRYANT HEATING AND COOLING SYSTEMS | 227TAN024**AA* | CAP**3721AL* | 926TB42060V17*** | 23800 | 24400 | 16.5 | 12.5 | 8.1 | 2.22 | 59 | 43 | 207866147
DAY & NIGHT | N4H7T24*K*AAA* | EA*4X37L17A* | *96VTN0601714A* | 23600 | 24200 | 16.5 | 12.5 | 8.1 | 2.2 | 58 | 43 | 207865748
COMFORTMAKER | N4H7T24*K*AAA* | EA*4X37L17A* | *96VTN0601714A* | 23600 | 24200 | 16.5 | 12.5 | 8.1 | 2.2 | 58 | 43 | 207865747
ARCOAIRE | N4H7T24*K*AAA* | EA*4X37L17A* | *96VTN0601714A* | 23600 | 24200 | 16.5 | 12.5 | 8.1 | 2.2 | 58 | 43 | 207865746
KEEPRITE | N4H7T24*K*AAA* | EA*4X37L17A* | *96VTN0601412A* | 23600 | 24400 | 16.5 | 12.5 | 8.1 | 2.18 | 58 | 43 | 207865735
ARCOAIRE | N4H7T24*K*AAA* | EA*4X37L17A* | *96VTN0601412A* | 23600 | 24400 | 16.5 | 12.5 | 8.1 | 2.18 | 58 | 43 | 207865731
BRYANT HEATING AND COOLING SYSTEMS | 227TAN024**AA* | CAP**3717AL* | 926TB42060V17*** | 23600 | 24200 | 16.5 | 12.5 | 8.1 | 2.2 | 58 | 43 | 207865742
CARRIER | GH7TAN424**AA* | CAP**3717AL* | 59TP6B060V17**14 | 23600 | 24200 | 16.5 | 12.5 | 8.1 | 2.2 | 58 | 43 | 207865744
BRYANT HEATING AND COOLING SYSTEMS | GH7TAN424**AA* | CAP**3717AL* | 926TB42060V17*** | 23600 | 24200 | 16.5 | 12.5 | 8.1 | 2.2 | 58 | 43 | 207865743
COMFORTMAKER | N4H7T24*K*AAA* | EA*4X37L17A* | *96VTN0601412A* | 23600 | 24400 | 16.5 | 12.5 | 8.1 | 2.18 | 58 | 43 | 207865732
KEEPRITE | N4H7T24*K*AAA* | EA*4X37L17A* | *96VTN0601714A* | 23600 | 24200 | 16.5 | 12.5 | 8.1 | 2.2 | 58 | 43 | 207865750
DAY & NIGHT | N4H7T24*K*AAA* | EA*4X37L17A* | *96VTN0601412A* | 23600 | 24400 | 16.5 | 12.5 | 8.1 | 2.18 | 58 | 43 | 207865733
HEIL | N4H7T24*K*AAA* | EA*4X37L17A* | *96VTN0601412A* | 23600 | 24400 | 16.5 | 12.5 | 8.1 | 2.18 | 58 | 43 | 207865734
DAY & NIGHT | N4H7T36*K*AAA* | FVM4X60***L |  | 35600 | 35200 | 17 | 12.5 | 8.1 | 2.22 | 61 | 48 | 207871395
HEIL | N4H7T36*K*AAA* | FVM4X60***L |  | 35600 | 35200 | 17 | 12.5 | 8.1 | 2.22 | 61 | 48 | 207871396
BRYANT HEATING AND COOLING SYSTEMS | PH7TAN436**AA* | FV4CNB006L |  | 35600 | 35200 | 17 | 12.5 | 8.1 | 2.22 | 61 | 48 | 207871401
TEMPSTAR | N4H7T36*K*AAA* | FVM4X60***L |  | 35600 | 35200 | 17 | 12.5 | 8.1 | 2.22 | 61 | 48 | 207871400
ARCOAIRE | N4H7T36*K*AAA* | FVM4X60***L |  | 35600 | 35200 | 17 | 12.5 | 8.1 | 2.22 | 61 | 48 | 207871393
AIRQUEST | N4H7T36*K*AAA* | FVM4X60***L |  | 35600 | 35200 | 17 | 12.5 | 8.1 | 2.22 | 61 | 48 | 207871392
COMFORTMAKER | N4H7T36*K*AAA* | FVM4X60***L |  | 35600 | 35200 | 17 | 12.5 | 8.1 | 2.22 | 61 | 48 | 207871394
CARRIER | GH7TAN436**AA* | FV4CNB006L |  | 35600 | 35200 | 17 | 12.5 | 8.1 | 2.22 | 61 | 48 | 207871391
CARRIER | 25TPA736A**30* | FV4CNB006L |  | 35600 | 35200 | 17 | 12.5 | 8.1 | 2.22 | 61 | 48 | 207871388
PAYNE HEATING AND COOLING | PH7TAN436**AA* | FV4CN(B,F)005L |  | 35200 | 35000 | 16.5 | 12.5 | 8.1 | 2.18 | 61 | 48 | 207871387
BRYANT HEATING AND COOLING SYSTEMS | GH7TAN436**AA* | FV4CNB006L |  | 35600 | 35200 | 17 | 12.5 | 8.1 | 2.22 | 61 | 48 | 207871390
BRYANT HEATING AND COOLING SYSTEMS | 227TAN036**AA* | FV4CNB006L |  | 35600 | 35200 | 17 | 12.5 | 8.1 | 2.22 | 61 | 48 | 207871389
TEMPSTAR | N4H7T36*K*AAA* | FVM4X48***L |  | 35200 | 35000 | 16.5 | 12.5 | 8.1 | 2.18 | 61 | 48 | 207871385
AIRQUEST | N4H7T36*K*AAA* | FVM4X48***L |  | 35200 | 35000 | 16.5 | 12.5 | 8.1 | 2.18 | 61 | 48 | 207871377
BRYANT HEATING AND COOLING SYSTEMS | PH7TAN436**AA* | FV4CN(B,F)005L |  | 35200 | 35000 | 16.5 | 12.5 | 8.1 | 2.18 | 61 | 48 | 207871386
KENMORE | N4H7T36*K*AAA* | FVM4X48***L |  | 35200 | 35000 | 16.5 | 12.5 | 8.1 | 2.18 | 61 | 48 | 207871383
MARATHERM | N4H7T36*K*AAA* | FVM4X60***L |  | 35600 | 35200 | 17 | 12.5 | 8.1 | 2.22 | 61 | 48 | 207871399
KEEPRITE | N4H7T36*K*AAA* | FVM4X48***L |  | 35200 | 35000 | 16.5 | 12.5 | 8.1 | 2.18 | 61 | 48 | 207871382
HEIL | N4H7T36*K*AAA* | FVM4X48***L |  | 35200 | 35000 | 16.5 | 12.5 | 8.1 | 2.18 | 61 | 48 | 207871381
DAY & NIGHT | N4H7T36*K*AAA* | FVM4X48***L |  | 35200 | 35000 | 16.5 | 12.5 | 8.1 | 2.18 | 61 | 48 | 207871380
CARRIER | GH7TAN436**AA* | FV4CN(B,F)005L |  | 35200 | 35000 | 16.5 | 12.5 | 8.1 | 2.18 | 61 | 48 | 207871376
COMFORTMAKER | N4H7T36*K*AAA* | FVM4X48***L |  | 35200 | 35000 | 16.5 | 12.5 | 8.1 | 2.18 | 61 | 48 | 207871379
BRYANT HEATING AND COOLING SYSTEMS | GH7TAN436**AA* | FV4CN(B,F)005L |  | 35200 | 35000 | 16.5 | 12.5 | 8.1 | 2.18 | 61 | 48 | 207871375
ARCOAIRE | N4H7T36*K*AAA* | FVM4X48***L |  | 35200 | 35000 | 16.5 | 12.5 | 8.1 | 2.18 | 61 | 48 | 207871378
BRYANT HEATING AND COOLING SYSTEMS | 227TAN036**AA* | FV4CN(B,F)005L |  | 35200 | 35000 | 16.5 | 12.5 | 8.1 | 2.18 | 61 | 48 | 207871374
CARRIER | 25TPA736A**30* | FV4CN(B,F)005L |  | 35200 | 35000 | 16.5 | 12.5 | 8.1 | 2.18 | 61 | 48 | 207871373
CARRIER | 25TPA736A**30* | CAP**3721AL* | 58CU*A080C21**20 | 35600 | 36000 | 16 | 12 | 8.1 | 2.16 | 62 | 49 | 207868254
COMFORTMAKER | N4H7T24*K*AAA* | EA*4X25L17A* | *96VTN0401410A* | 23800 | 24800 | 16.5 | 12 | 8.1 | 2.18 | 58 | 43 | 207864264
DAY & NIGHT | N4H7T24*K*AAA* | EA*4X25L17A* | *96VTN0401410A* | 23800 | 24800 | 16.5 | 12 | 8.1 | 2.18 | 58 | 43 | 207864265
AIRQUEST | N4H7T24*K*AAA* | EA*4X25L17A* | *96VTN0401410A* | 23800 | 24800 | 16.5 | 12 | 8.1 | 2.18 | 58 | 43 | 207864262
CARRIER | GH7TAN424**AA* | CAP**2517AL* | 59TP6B040V14**10 | 23800 | 24800 | 16.5 | 12 | 8.1 | 2.18 | 58 | 43 | 207864261
BRYANT HEATING AND COOLING SYSTEMS | 227TAN024**AA* | CAP**2517AL* | 926TB30040V14*** | 23800 | 24800 | 16.5 | 12 | 8.1 | 2.18 | 58 | 43 | 207864259
CARRIER | 25TPA724A**30* | CAP**2517AL* | 59TP6B040V14**10 | 23800 | 24800 | 16.5 | 12 | 8.1 | 2.18 | 58 | 43 | 207864258
BRYANT HEATING AND COOLING SYSTEMS | GH7TAN424**AA* | CAP**2517AL* | 926TB30040V14*** | 23800 | 24800 | 16.5 | 12 | 8.1 | 2.18 | 58 | 43 | 207864260
ARCOAIRE | N4H7T24*K*AAA* | EA*4X25L17A* | *96VTN0401410A* | 23800 | 24800 | 16.5 | 12 | 8.1 | 2.18 | 58 | 43 | 207864263
KENMORE | N4H7T36*K*AAA* | EA*4X37L21A* | *80CSU0802120A* | 35600 | 36000 | 16 | 12 | 8.1 | 2.16 | 62 | 49 | 207868264
KEEPRITE | N4H7T36*K*AAA* | EA*4X37L21A* | *80CSU0802120A* | 35600 | 36000 | 16 | 12 | 8.1 | 2.16 | 62 | 49 | 207868263
HEIL | N4H7T36*K*AAA* | EA*4X37L21A* | *80CSU0802120A* | 35600 | 36000 | 16 | 12 | 8.1 | 2.16 | 62 | 49 | 207868262
DAY & NIGHT | N4H7T36*K*AAA* | EA*4X37L21A* | *80CSU0802120A* | 35600 | 36000 | 16 | 12 | 8.1 | 2.16 | 62 | 49 | 207868261
ARCOAIRE | N4H7T36*K*AAA* | EA*4X37L21A* | *80CSU0802120A* | 35600 | 36000 | 16 | 12 | 8.1 | 2.16 | 62 | 49 | 207868259
COMFORTMAKER | N4H7T36*K*AAA* | EA*4X37L21A* | *80CSU0802120A* | 35600 | 36000 | 16 | 12 | 8.1 | 2.16 | 62 | 49 | 207868260
CARRIER | GH7TAN436**AA* | CAP**3721AL* | 58CU*A080C21**20 | 35600 | 36000 | 16 | 12 | 8.1 | 2.16 | 62 | 49 | 207868257
KEEPRITE | N4H7T36*K*AAA* | FVM4X60***L |  | 35600 | 35200 | 17 | 12.5 | 8.1 | 2.22 | 61 | 48 | 207871397
PAYNE HEATING AND COOLING | PH7TAN436**AA* | CAP**4321AL* | PG96VTAA42060B** | 35000 | 36000 | 15.5 | 11.7 | 8.1 | 2.1 | 62 | 49 | 207869644
BRYANT HEATING AND COOLING SYSTEMS | PH7TAN436**AA* | CAP**4321AL* | 926TB42060V17*** | 35000 | 36000 | 15.5 | 11.7 | 8.1 | 2.1 | 62 | 49 | 207869643
TEMPSTAR | N4H7T36*K*AAA* | EA*4X43L21A* | *96VTN0601714A* | 35000 | 36000 | 15.5 | 11.7 | 8.1 | 2.1 | 62 | 49 | 207869642
MARATHERM | N4H7T36*K*AAA* | EA*4X43L21A* | *96VTN0601714A* | 35000 | 36000 | 15.5 | 11.7 | 8.1 | 2.1 | 62 | 49 | 207869641
KEEPRITE | N4H7T36*K*AAA* | EA*4X43L21A* | *96VTN0601714A* | 35000 | 36000 | 15.5 | 11.7 | 8.1 | 2.1 | 62 | 49 | 207869639
HEIL | N4H7T36*K*AAA* | EA*4X43L21A* | *96VTN0601714A* | 35000 | 36000 | 15.5 | 11.7 | 8.1 | 2.1 | 62 | 49 | 207869638
DAY & NIGHT | N4H7T36*K*AAA* | EA*4X43L21A* | *96VTN0601714A* | 35000 | 36000 | 15.5 | 11.7 | 8.1 | 2.1 | 62 | 49 | 207869637
COMFORTMAKER | N4H7T36*K*AAA* | EA*4X43L21A* | *96VTN0601714A* | 35000 | 36000 | 15.5 | 11.7 | 8.1 | 2.1 | 62 | 49 | 207869636
ARCOAIRE | N4H7T36*K*AAA* | EA*4X43L21A* | *96VTN0601714A* | 35000 | 36000 | 15.5 | 11.7 | 8.1 | 2.1 | 62 | 49 | 207869635
AIRQUEST | N4H7T36*K*AAA* | EA*4X43L21A* | *96VTN0601714A* | 35000 | 36000 | 15.5 | 11.7 | 8.1 | 2.1 | 62 | 49 | 207869634
CARRIER | GH7TAN436**AA* | CAP**4321AL* | 59TP6B060V17**14 | 35000 | 36000 | 15.5 | 11.7 | 8.1 | 2.1 | 62 | 49 | 207869633
BRYANT HEATING AND COOLING SYSTEMS | GH7TAN436**AA* | CAP**4321AL* | 926TB42060V17*** | 35000 | 36000 | 15.5 | 11.7 | 8.1 | 2.1 | 62 | 49 | 207869632
BRYANT HEATING AND COOLING SYSTEMS | 227TAN036**AA* | CAP**4321AL* | 926TB42060V17*** | 35000 | 36000 | 15.5 | 11.7 | 8.1 | 2.1 | 62 | 49 | 207869631
CARRIER | 25TPA736A**30* | CAP**4321AL* | 59TP6B060V17**14 | 35000 | 36000 | 15.5 | 11.7 | 8.1 | 2.1 | 62 | 49 | 207869630
BRYANT HEATING AND COOLING SYSTEMS | PH7TAN436**AA* | CAP**3721AL* | 83*CA60080C21*** | 35600 | 36000 | 16 | 12 | 8.1 | 2.16 | 62 | 49 | 207868267
MARATHERM | N4H7T36*K*AAA* | EA*4X37L21A* | *80CSU0802120A* | 35600 | 36000 | 16 | 12 | 8.1 | 2.16 | 62 | 49 | 207868265
TEMPSTAR | N4H7T36*K*AAA* | EA*4X37L21A* | *80CSU0802120A* | 35600 | 36000 | 16 | 12 | 8.1 | 2.16 | 62 | 49 | 207868266
HEIL | N4H7T24*K*AAA* | EA*4X25L17A* | *96VTN0401410A* | 23800 | 24800 | 16.5 | 12 | 8.1 | 2.18 | 58 | 43 | 207864266
BRYANT HEATING AND COOLING SYSTEMS | 227TAN024**AA* | CAP**2517AL* | 926TB42060V17*** | 23800 | 24400 | 16.5 | 12.5 | 8.1 | 2.22 | 58 | 43 | 207864304
MARATHERM | N4H7T24*K*AAA* | EA*4X25L17A* | *96VTN0601412A* | 23800 | 24400 | 16.5 | 12 | 8.1 | 2.2 | 59 | 43 | 207864299
KENMORE | N4H7T24*K*AAA* | EA*4X25L17A* | *96VTN0601412A* | 23800 | 24400 | 16.5 | 12 | 8.1 | 2.2 | 59 | 43 | 207864298
KEEPRITE | N4H7T24*K*AAA* | EA*4X25L17A* | *96VTN0401410A* | 23800 | 24800 | 16.5 | 12 | 8.1 | 2.18 | 58 | 43 | 207864267
TEMPSTAR | N4H7T24*K*AAA* | EA*4X25L17A* | *96VTN0401410A* | 23800 | 24800 | 16.5 | 12 | 8.1 | 2.18 | 58 | 43 | 207864270
KEEPRITE | N4H7T24*K*AAA* | EA*4X25L17A* | *96VTN0601412A* | 23800 | 24400 | 16.5 | 12 | 8.1 | 2.2 | 59 | 43 | 207864297
BRYANT HEATING AND COOLING SYSTEMS | PH7TAN424**AA* | CAP**2517AL* | 926TB36060V14*** | 23800 | 24400 | 16.5 | 12 | 8.1 | 2.2 | 59 | 43 | 207864301
BRYANT HEATING AND COOLING SYSTEMS | GH7TAN424**AA* | CAP**2517AL* | 926TB42060V17*** | 23800 | 24400 | 16.5 | 12.5 | 8.1 | 2.22 | 58 | 43 | 207864305
HEIL | N4H7T24*K*AAA* | EA*4X25L17A* | *96VTN0601412A* | 23800 | 24400 | 16.5 | 12 | 8.1 | 2.2 | 59 | 43 | 207864296
KENMORE | N4H7T24*K*AAA* | EA*4X25L17A* | *96VTN0401410A* | 23800 | 24800 | 16.5 | 12 | 8.1 | 2.18 | 58 | 43 | 207864268
CARRIER | 25TPA724A**30* | CAP**2517AL* | 59TP6B060V17**14 | 23800 | 24400 | 16.5 | 12.5 | 8.1 | 2.22 | 58 | 43 | 207864303
CARRIER | GH7TAN424**AA* | CAP**2517AL* | 59TP6B060V17**14 | 23800 | 24400 | 16.5 | 12.5 | 8.1 | 2.22 | 58 | 43 | 207864306
TEMPSTAR | N4H7T24*K*AAA* | EA*4X25L17A* | *96VTN0601412A* | 23800 | 24400 | 16.5 | 12 | 8.1 | 2.2 | 59 | 43 | 207864300
AIRQUEST | N4H7T24*K*AAA* | EA*4X37L21A* | *80CSU0802120A* | 24000 | 24400 | 16 | 12.5 | 8.1 | 2.26 | 58 | 42 | 207865831
ARCOAIRE | N4H7T24*K*AAA* | EA*4X37L21A* | *80CSU0802120A* | 24000 | 24400 | 16 | 12.5 | 8.1 | 2.26 | 58 | 42 | 207865832
COMFORTMAKER | N4H7T24*K*AAA* | EA*4X37L21A* | *80CSU0802120A* | 24000 | 24400 | 16 | 12.5 | 8.1 | 2.26 | 58 | 42 | 207865833
HEIL | N4H7T24*K*AAA* | EA*4X37L21A* | *80CSU0802120A* | 24000 | 24400 | 16 | 12.5 | 8.1 | 2.26 | 58 | 42 | 207865835
DAY & NIGHT | N4H7T24*K*AAA* | EA*4X37L21A* | *80CSU0802120A* | 24000 | 24400 | 16 | 12.5 | 8.1 | 2.26 | 58 | 42 | 207865834
KEEPRITE | N4H7T24*K*AAA* | EA*4X37L21A* | *80CSU0802120A* | 24000 | 24400 | 16 | 12.5 | 8.1 | 2.26 | 58 | 42 | 207865836
KENMORE | N4H7T24*K*AAA* | EA*4X37L21A* | *80CSU0802120A* | 24000 | 24400 | 16 | 12.5 | 8.1 | 2.26 | 58 | 42 | 207865837
TEMPSTAR | N4H7T24*K*AAA* | EA*4X37L21A* | *80CSU0802120A* | 24000 | 24400 | 16 | 12.5 | 8.1 | 2.26 | 58 | 42 | 207865839
CARRIER | 25TPA724A**30* | CAP**3721AL* | 59MN7B080C17**14 | 24000 | 24600 | 17 | 12.5 | 8.1 | 2.24 | 59 | 43 | 207866033
BRYANT HEATING AND COOLING SYSTEMS | GH7TAN424**AA* | CAP**3721AL* | 987MB42080C17*** | 24000 | 24600 | 17 | 12.5 | 8.1 | 2.24 | 59 | 43 | 207866035
BRYANT HEATING AND COOLING SYSTEMS | PH7TAN424**AA* | CAP**3721AL* | 83*CA60080C21*** | 24000 | 24400 | 16 | 12.5 | 8.1 | 2.26 | 58 | 42 | 207865840
PAYNE HEATING AND COOLING | PH7TAN460**AA* | CAP**6124AL* | PG80VTLA60090C** | 55500 | 59000 | 15.5 | 11.7 | 8.1 | 2.18 | 63 | 51 | 207872971
PAYNE HEATING AND COOLING | PH7TAN424**AA* | CAP**2517AL* | PG96VTAA36060A** | 23800 | 24400 | 16.5 | 12 | 8.1 | 2.2 | 59 | 43 | 207864302
BRYANT HEATING AND COOLING SYSTEMS | PH7TAN424**AA* | CAP**2517AL* | 926TB48080V17*** | 23600 | 24000 | 16.5 | 12.5 | 8.1 | 2.22 | 58 | 43 | 207864331
CARRIER | 25TPA724A**30* | CAP**3721AL* | 58TN*A070C17**16 | 23600 | 24000 | 16 | 12.5 | 8.1 | 2.24 | 58 | 43 | 207865911
BRYANT HEATING AND COOLING SYSTEMS | 227TAN024**AA* | CAP**3721AL* | 88*TA48070C17*** | 23600 | 24000 | 16 | 12.5 | 8.1 | 2.24 | 58 | 43 | 207865912
BRYANT HEATING AND COOLING SYSTEMS | GH7TAN424**AA* | CAP**3721AL* | 88*TA48070C17*** | 23600 | 24000 | 16 | 12.5 | 8.1 | 2.24 | 58 | 43 | 207865913
CARRIER | GH7TAN424**AA* | CAP**3721AL* | 58TN*A070C17**16 | 23600 | 24000 | 16 | 12.5 | 8.1 | 2.24 | 58 | 43 | 207865914
AIRQUEST | N4H7T24*K*AAA* | EA*4X37L21A* | *80CTL0701716A* | 23600 | 24000 | 16 | 12.5 | 8.1 | 2.24 | 58 | 43 | 207865915
ARCOAIRE | N4H7T24*K*AAA* | EA*4X37L21A* | *80CTL0701716A* | 23600 | 24000 | 16 | 12.5 | 8.1 | 2.24 | 58 | 43 | 207865916
COMFORTMAKER | N4H7T24*K*AAA* | EA*4X37L21A* | *80CTL0701716A* | 23600 | 24000 | 16 | 12.5 | 8.1 | 2.24 | 58 | 43 | 207865917
DAY & NIGHT | N4H7T24*K*AAA* | EA*4X37L21A* | *80CTL0701716A* | 23600 | 24000 | 16 | 12.5 | 8.1 | 2.24 | 58 | 43 | 207865918
HEIL | N4H7T24*K*AAA* | EA*4X37L21A* | *80CTL0701716A* | 23600 | 24000 | 16 | 12.5 | 8.1 | 2.24 | 58 | 43 | 207865919
KEEPRITE | N4H7T24*K*AAA* | EA*4X37L21A* | *80CTL0701716A* | 23600 | 24000 | 16 | 12.5 | 8.1 | 2.24 | 58 | 43 | 207865920
KENMORE | N4H7T24*K*AAA* | EA*4X37L21A* | *80CTL0701716A* | 23600 | 24000 | 16 | 12.5 | 8.1 | 2.24 | 58 | 43 | 207865921
CARRIER | 25TPA724A**30* | CAP**3721AL* | 58TN*A090C21**20 | 23800 | 24200 | 16 | 12.5 | 8.1 | 2.24 | 58 | 43 | 207865939
BRYANT HEATING AND COOLING SYSTEMS | PH7TAN424**AA* | CAP**3721AL* | 88*TA48070C17*** | 23600 | 24000 | 16 | 12.5 | 8.1 | 2.24 | 58 | 43 | 207865924
BRYANT HEATING AND COOLING SYSTEMS | 227TAN024**AA* | CAP**3721AL* | 88*TA60090C21*** | 23800 | 24200 | 16 | 12.5 | 8.1 | 2.24 | 58 | 43 | 207865940
TEMPSTAR | N4H7T24*K*AAA* | EA*4X37L21A* | *80CTL0701716A* | 23600 | 24000 | 16 | 12.5 | 8.1 | 2.24 | 58 | 43 | 207865923
BRYANT HEATING AND COOLING SYSTEMS | GH7TAN424**AA* | CAP**3721AL* | 88*TA60090C21*** | 23800 | 24200 | 16 | 12.5 | 8.1 | 2.24 | 58 | 43 | 207865941
CARRIER | GH7TAN424**AA* | CAP**3721AL* | 58TN*A090C21**20 | 23800 | 24200 | 16 | 12.5 | 8.1 | 2.24 | 58 | 43 | 207865942
AIRQUEST | N4H7T24*K*AAA* | EA*4X37L21A* | *80CTL0902120A* | 23800 | 24200 | 16 | 12.5 | 8.1 | 2.24 | 58 | 43 | 207865943
DAY & NIGHT | N4H7T24*K*AAA* | EA*4X37L21A* | *80CTL0902120A* | 23800 | 24200 | 16 | 12.5 | 8.1 | 2.24 | 58 | 43 | 207865946
ARCOAIRE | N4H7T24*K*AAA* | EA*4X37L21A* | *80CTL0902120A* | 23800 | 24200 | 16 | 12.5 | 8.1 | 2.24 | 58 | 43 | 207865944
COMFORTMAKER | N4H7T24*K*AAA* | EA*4X37L21A* | *80CTL0902120A* | 23800 | 24200 | 16 | 12.5 | 8.1 | 2.24 | 58 | 43 | 207865945
KEEPRITE | N4H7T24*K*AAA* | EA*4X37L21A* | *80CTL0902120A* | 23800 | 24200 | 16 | 12.5 | 8.1 | 2.24 | 58 | 43 | 207865948
HEIL | N4H7T24*K*AAA* | EA*4X37L21A* | *80CTL0902120A* | 23800 | 24200 | 16 | 12.5 | 8.1 | 2.24 | 58 | 43 | 207865947
KENMORE | N4H7T24*K*AAA* | EA*4X37L21A* | *80CTL0902120A* | 23800 | 24200 | 16 | 12.5 | 8.1 | 2.24 | 58 | 43 | 207865949
BRYANT HEATING AND COOLING SYSTEMS | PH7TAN424**AA* | CAP**3721AL* | 88*TA60090C21*** | 23800 | 24200 | 16 | 12.5 | 8.1 | 2.24 | 58 | 43 | 207865952
TEMPSTAR | N4H7T24*K*AAA* | EA*4X37L21A* | *80CTL0902120A* | 23800 | 24200 | 16 | 12.5 | 8.1 | 2.24 | 58 | 43 | 207865951
MARATHERM | N4H7T24*K*AAA* | EA*4X37L21A* | *80CTL0902120A* | 23800 | 24200 | 16 | 12.5 | 8.1 | 2.24 | 58 | 43 | 207865950
CARRIER | 25TPA724A**30* | CAP**3721AL* | 58TP*A090V17**16 | 23800 | 24200 | 17 | 12.5 | 8.1 | 2.24 | 58 | 42 | 207865959
BRYANT HEATING AND COOLING SYSTEMS | 227TAN024**AA* | CAP**3721AL* | 82*TA48090V17*** | 23800 | 24200 | 17 | 12.5 | 8.1 | 2.24 | 58 | 42 | 207865960
BRYANT HEATING AND COOLING SYSTEMS | GH7TAN424**AA* | CAP**3721AL* | 82*TA48090V17*** | 23800 | 24200 | 17 | 12.5 | 8.1 | 2.24 | 58 | 42 | 207865961
CARRIER | GH7TAN424**AA* | CAP**3721AL* | 58TP*A090V17**16 | 23800 | 24200 | 17 | 12.5 | 8.1 | 2.24 | 58 | 42 | 207865962
BRYANT HEATING AND COOLING SYSTEMS | PH7TAN424**AA* | CAP**3721AL* | 82*TA48090V17*** | 23800 | 24200 | 17 | 12.5 | 8.1 | 2.24 | 58 | 42 | 207865963
PAYNE HEATING AND COOLING | PH7TAN424**AA* | CAP**3721AL* | PG80VTLA48090B** | 23800 | 24200 | 17 | 12.5 | 8.1 | 2.24 | 58 | 42 | 207865964
CARRIER | 25TPA724A**30* | CAP**3721AL* | 58CU*A080C21**20 | 24000 | 24400 | 16 | 12.5 | 8.1 | 2.26 | 58 | 42 | 207865827
BRYANT HEATING AND COOLING SYSTEMS | GH7TAN424**AA* | CAP**3721AL* | 83*CA60080C21*** | 24000 | 24400 | 16 | 12.5 | 8.1 | 2.26 | 58 | 42 | 207865829
CARRIER | GH7TAN424**AA* | CAP**3721AL* | 58CU*A080C21**20 | 24000 | 24400 | 16 | 12.5 | 8.1 | 2.26 | 58 | 42 | 207865830
BRYANT HEATING AND COOLING SYSTEMS | PH7TAN436**AA* | CAP**4824AL* | 987MB60080C21*** | 34800 | 35600 | 16 | 11.7 | 8.1 | 2.14 | 61 | 49 | 207870464
TEMPSTAR | N4H7T36*K*AAA* | EA*4X48L24A* | *97CMN0802120A* | 34800 | 35600 | 16 | 11.7 | 8.1 | 2.14 | 61 | 49 | 207870463
MARATHERM | N4H7T36*K*AAA* | EA*4X48L24A* | *97CMN0802120A* | 34800 | 35600 | 16 | 11.7 | 8.1 | 2.14 | 61 | 49 | 207870462
KENMORE | N4H7T36*K*AAA* | EA*4X48L24A* | *97CMN0802120A* | 34800 | 35600 | 16 | 11.7 | 8.1 | 2.14 | 61 | 49 | 207870461
KEEPRITE | N4H7T36*K*AAA* | EA*4X48L24A* | *97CMN0802120A* | 34800 | 35600 | 16 | 11.7 | 8.1 | 2.14 | 61 | 49 | 207870460
HEIL | N4H7T36*K*AAA* | EA*4X48L24A* | *97CMN0802120A* | 34800 | 35600 | 16 | 11.7 | 8.1 | 2.14 | 61 | 49 | 207870459
DAY & NIGHT | N4H7T36*K*AAA* | EA*4X48L24A* | *97CMN0802120A* | 34800 | 35600 | 16 | 11.7 | 8.1 | 2.14 | 61 | 49 | 207870458
COMFORTMAKER | N4H7T36*K*AAA* | EA*4X48L24A* | *97CMN0802120A* | 34800 | 35600 | 16 | 11.7 | 8.1 | 2.14 | 61 | 49 | 207870457
ARCOAIRE | N4H7T36*K*AAA* | EA*4X48L24A* | *97CMN0802120A* | 34800 | 35600 | 16 | 11.7 | 8.1 | 2.14 | 61 | 49 | 207870456
AIRQUEST | N4H7T36*K*AAA* | EA*4X48L24A* | *97CMN0802120A* | 34800 | 35600 | 16 | 11.7 | 8.1 | 2.14 | 61 | 49 | 207870455
CARRIER | GH7TAN436**AA* | CAP**4824AL* | 59MN7B080C21**20 | 34800 | 35600 | 16 | 11.7 | 8.1 | 2.14 | 61 | 49 | 207870454
BRYANT HEATING AND COOLING SYSTEMS | GH7TAN436**AA* | CAP**4824AL* | 987MB60080C21*** | 34800 | 35600 | 16 | 11.7 | 8.1 | 2.14 | 61 | 49 | 207870453
CARRIER | 25TPA736A**30* | CAP**4824AL* | 59MN7B080C21**20 | 34800 | 35600 | 16 | 11.7 | 8.1 | 2.14 | 61 | 49 | 207870451
MARATHERM | N4H7T24*K*AAA* | EA*4X25L17A* | OMV098J12* | 23800 | 24400 | 16 | 12.5 | 8.1 | 2.22 | 58 | 43 | 207864358
DAY & NIGHT | N4H7T24*K*AAA* | EA*4X25L17A* | OMV098J12* | 23800 | 24400 | 16 | 12.5 | 8.1 | 2.22 | 58 | 43 | 207864354
BRYANT HEATING AND COOLING SYSTEMS | PH7TAN424**AA* | CAP**2517AL* | OVMAAB036098 | 23800 | 24400 | 16 | 12.5 | 8.1 | 2.22 | 58 | 43 | 207864360
COMFORTMAKER | N4H7T24*K*AAA* | EA*4X25L17A* | OMV098J12* | 23800 | 24400 | 16 | 12.5 | 8.1 | 2.22 | 58 | 43 | 207864353
HEIL | N4H7T24*K*AAA* | EA*4X25L17A* | OMV098J12* | 23800 | 24400 | 16 | 12.5 | 8.1 | 2.22 | 58 | 43 | 207864355
KENMORE | N4H7T24*K*AAA* | EA*4X25L17A* | OMV098J12* | 23800 | 24400 | 16 | 12.5 | 8.1 | 2.22 | 58 | 43 | 207864357
KEEPRITE | N4H7T24*K*AAA* | EA*4X25L17A* | OMV098J12* | 23800 | 24400 | 16 | 12.5 | 8.1 | 2.22 | 58 | 43 | 207864356
DAY & NIGHT | N4H7T24*K*AAA* | EA*4X25L17A* | *96VTN0601714A* | 23800 | 24400 | 16.5 | 12.5 | 8.1 | 2.22 | 58 | 43 | 207864310
ARCOAIRE | N4H7T24*K*AAA* | EA*4X25L17A* | OMV098J12* | 23800 | 24400 | 16 | 12.5 | 8.1 | 2.22 | 58 | 43 | 207864352
AIRQUEST | N4H7T24*K*AAA* | EA*4X25L17A* | OMV098J12* | 23800 | 24400 | 16 | 12.5 | 8.1 | 2.22 | 58 | 43 | 207864351
COMFORTMAKER | N4H7T24*K*AAA* | EA*4X25L17A* | *96VTN0601714A* | 23800 | 24400 | 16.5 | 12.5 | 8.1 | 2.22 | 58 | 43 | 207864309
BRYANT HEATING AND COOLING SYSTEMS | GH7TAN424**AA* | CAP**2517AL* | OVMAAB036098 | 23800 | 24400 | 16 | 12.5 | 8.1 | 2.22 | 58 | 43 | 207864349
ARCOAIRE | N4H7T24*K*AAA* | EA*4X25L17A* | *96VTN0601714A* | 23800 | 24400 | 16.5 | 12.5 | 8.1 | 2.22 | 58 | 43 | 207864308
CARRIER | 25TPA724A**30* | CAP**2517AL* | OVMAAB036098 | 23800 | 24400 | 16 | 12.5 | 8.1 | 2.22 | 58 | 43 | 207864347
TEMPSTAR | N4H7T24*K*AAA* | EA*4X25L17A* | OMV098J12* | 23800 | 24400 | 16 | 12.5 | 8.1 | 2.22 | 58 | 43 | 207864359
PAYNE HEATING AND COOLING | PH7TAN424**AA* | CAP**2517AL* | PG96VTAA48080B** | 23600 | 24000 | 16.5 | 12.5 | 8.1 | 2.22 | 58 | 43 | 207864332
CARRIER | GH7TAN424**AA* | CAP**2517AL* | OVMAAB036098 | 23800 | 24400 | 16 | 12.5 | 8.1 | 2.22 | 58 | 43 | 207864350
AIRQUEST | N4H7T24*K*AAA* | EA*4X25L17A* | *96VTN0601714A* | 23800 | 24400 | 16.5 | 12.5 | 8.1 | 2.22 | 58 | 43 | 207864307
MARATHERM | N4H7T24*K*AAA* | EA*4X25L17A* | *96VTN0401410A* | 23800 | 24800 | 16.5 | 12 | 8.1 | 2.18 | 58 | 43 | 207864269
BRYANT HEATING AND COOLING SYSTEMS | PH7TAN460**AA* | CAP**6121AL* | 926TB66100V21*** | 55500 | 59000 | 15.5 | 11.7 | 8.1 | 2.18 | 63 | 51 | 207872923
BRYANT HEATING AND COOLING SYSTEMS | PH7TAN424**AA* | CAP**3721AL* | 926SA60080V21*** | 23800 | 24200 | 17 | 12.5 | 8.1 | 2.26 | 58 | 43 | 207866102
TEMPSTAR | N4H7T24*K*AAA* | EA*4X37L21A* | *96VSN0802120A* | 23800 | 24200 | 17 | 12.5 | 8.1 | 2.26 | 58 | 43 | 207866101
MARATHERM | N4H7T24*K*AAA* | EA*4X37L21A* | *96VSN0802120A* | 23800 | 24200 | 17 | 12.5 | 8.1 | 2.26 | 58 | 43 | 207866100
KENMORE | N4H7T24*K*AAA* | EA*4X37L21A* | *96VSN0802120A* | 23800 | 24200 | 17 | 12.5 | 8.1 | 2.26 | 58 | 43 | 207866099
KEEPRITE | N4H7T24*K*AAA* | EA*4X37L21A* | *96VSN0802120A* | 23800 | 24200 | 17 | 12.5 | 8.1 | 2.26 | 58 | 43 | 207866098
DAY & NIGHT | N4H7T24*K*AAA* | EA*4X37L21A* | *96VSN0802120A* | 23800 | 24200 | 17 | 12.5 | 8.1 | 2.26 | 58 | 43 | 207866096
HEIL | N4H7T24*K*AAA* | EA*4X37L21A* | *96VSN0802120A* | 23800 | 24200 | 17 | 12.5 | 8.1 | 2.26 | 58 | 43 | 207866097
COMFORTMAKER | N4H7T24*K*AAA* | EA*4X37L21A* | *96VSN0802120A* | 23800 | 24200 | 17 | 12.5 | 8.1 | 2.26 | 58 | 43 | 207866095
ARCOAIRE | N4H7T24*K*AAA* | EA*4X37L21A* | *96VSN0802120A* | 23800 | 24200 | 17 | 12.5 | 8.1 | 2.26 | 58 | 43 | 207866094
AIRQUEST | N4H7T24*K*AAA* | EA*4X37L21A* | *96VSN0802120A* | 23800 | 24200 | 17 | 12.5 | 8.1 | 2.26 | 58 | 43 | 207866093
BRYANT HEATING AND COOLING SYSTEMS | GH7TAN424**AA* | CAP**3721AL* | 926SA60080V21*** | 23800 | 24200 | 17 | 12.5 | 8.1 | 2.26 | 58 | 43 | 207866091
CARRIER | GH7TAN424**AA* | CAP**3721AL* | 59SP6A080V21**20 | 23800 | 24200 | 17 | 12.5 | 8.1 | 2.26 | 58 | 43 | 207866092
BRYANT HEATING AND COOLING SYSTEMS | 227TAN024**AA* | CAP**3721AL* | 926SA60080V21*** | 23800 | 24200 | 17 | 12.5 | 8.1 | 2.26 | 58 | 43 | 207866090
CARRIER | 25TPA724A**30* | CAP**3721AL* | 59SP6A080V21**20 | 23800 | 24200 | 17 | 12.5 | 8.1 | 2.26 | 58 | 43 | 207866089
MARATHERM | N4H7T24*K*AAA* | EA*4X37L21A* | *97CMN0801714A* | 24000 | 24600 | 17 | 12.5 | 8.1 | 2.24 | 59 | 43 | 207866044
BRYANT HEATING AND COOLING SYSTEMS | PH7TAN424**AA* | CAP**3721AL* | 987MB42080C17*** | 24000 | 24600 | 17 | 12.5 | 8.1 | 2.24 | 59 | 43 | 207866046
HEIL | N4H7T36*K*AAA* | EA*4X43L21A* | *96VTN0801716A* | 35000 | 35400 | 15.5 | 12 | 8.1 | 2.12 | 61 | 49 | 207869653
PAYNE HEATING AND COOLING | PH7TAN436**AA* | CAP**4321AL* | PG96VTAA48080B** | 35000 | 35400 | 15.5 | 12 | 8.1 | 2.12 | 61 | 49 | 207869659
BRYANT HEATING AND COOLING SYSTEMS | PH7TAN436**AA* | CAP**4321AL* | 926TB48080V17*** | 35000 | 35400 | 15.5 | 12 | 8.1 | 2.12 | 61 | 49 | 207869658
TEMPSTAR | N4H7T36*K*AAA* | EA*4X43L21A* | *96VTN0801716A* | 35000 | 35400 | 15.5 | 12 | 8.1 | 2.12 | 61 | 49 | 207869657
MARATHERM | N4H7T36*K*AAA* | EA*4X43L21A* | *96VTN0801716A* | 35000 | 35400 | 15.5 | 12 | 8.1 | 2.12 | 61 | 49 | 207869656
KENMORE | N4H7T36*K*AAA* | EA*4X43L21A* | *96VTN0801716A* | 35000 | 35400 | 15.5 | 12 | 8.1 | 2.12 | 61 | 49 | 207869655
DAY & NIGHT | N4H7T36*K*AAA* | EA*4X43L21A* | *96VTN0801716A* | 35000 | 35400 | 15.5 | 12 | 8.1 | 2.12 | 61 | 49 | 207869652
TEMPSTAR | N4H7T60*K*AAA* | EA*4X61L21A* | *96VTN1002122A* | 55500 | 59000 | 15.5 | 11.7 | 8.1 | 2.18 | 63 | 51 | 207872922
MARATHERM | N4H7T60*K*AAA* | EA*4X61L21A* | *96VTN1002122A* | 55500 | 59000 | 15.5 | 11.7 | 8.1 | 2.18 | 63 | 51 | 207872921
KENMORE | N4H7T60*K*AAA* | EA*4X61L21A* | *96VTN1002122A* | 55500 | 59000 | 15.5 | 11.7 | 8.1 | 2.18 | 63 | 51 | 207872920
DAY & NIGHT | N4H7T60*K*AAA* | EA*4X61L21A* | *96VTN1002122A* | 55500 | 59000 | 15.5 | 11.7 | 8.1 | 2.18 | 63 | 51 | 207872917
COMFORTMAKER | N4H7T60*K*AAA* | EA*4X61L21A* | *96VTN1002122A* | 55500 | 59000 | 15.5 | 11.7 | 8.1 | 2.18 | 63 | 51 | 207872916
HEIL | N4H7T60*K*AAA* | EA*4X61L21A* | *96VTN1002122A* | 55500 | 59000 | 15.5 | 11.7 | 8.1 | 2.18 | 63 | 51 | 207872918
AIRQUEST | N4H7T60*K*AAA* | EA*4X61L21A* | *96VTN1002122A* | 55500 | 59000 | 15.5 | 11.7 | 8.1 | 2.18 | 63 | 51 | 207872914
KEEPRITE | N4H7T60*K*AAA* | EA*4X61L21A* | *96VTN1002122A* | 55500 | 59000 | 15.5 | 11.7 | 8.1 | 2.18 | 63 | 51 | 207872919
ARCOAIRE | N4H7T60*K*AAA* | EA*4X61L21A* | *96VTN1002122A* | 55500 | 59000 | 15.5 | 11.7 | 8.1 | 2.18 | 63 | 51 | 207872915
CARRIER | GH7TAN460**AA* | CAP**6121AL* | 59TP6B100V21**22 | 55500 | 59000 | 15.5 | 11.7 | 8.1 | 2.18 | 63 | 51 | 207872913
BRYANT HEATING AND COOLING SYSTEMS | 227TAN060**AA* | CAP**6121AL* | 926TB66100V21*** | 55500 | 59000 | 15.5 | 11.7 | 8.1 | 2.18 | 63 | 51 | 207872911
BRYANT HEATING AND COOLING SYSTEMS | GH7TAN460**AA* | CAP**6121AL* | 926TB66100V21*** | 55500 | 59000 | 15.5 | 11.7 | 8.1 | 2.18 | 63 | 51 | 207872912
CARRIER | 25TPA760A**30* | CAP**6121AL* | 59TP6B100V21**22 | 55500 | 59000 | 15.5 | 11.7 | 8.1 | 2.18 | 63 | 51 | 207872910
TEMPSTAR | N4H7T24*K*AAA* | EA*4X37L21A* | *97CMN0801714A* | 24000 | 24600 | 17 | 12.5 | 8.1 | 2.24 | 59 | 43 | 207866045
KENMORE | N4H7T24*K*AAA* | EA*4X37L21A* | *97CMN0801714A* | 24000 | 24600 | 17 | 12.5 | 8.1 | 2.24 | 59 | 43 | 207866043
KEEPRITE | N4H7T24*K*AAA* | EA*4X37L21A* | *97CMN0801714A* | 24000 | 24600 | 17 | 12.5 | 8.1 | 2.24 | 59 | 43 | 207866042
HEIL | N4H7T24*K*AAA* | EA*4X37L21A* | *97CMN0801714A* | 24000 | 24600 | 17 | 12.5 | 8.1 | 2.24 | 59 | 43 | 207866041
DAY & NIGHT | N4H7T24*K*AAA* | EA*4X37L21A* | *97CMN0801714A* | 24000 | 24600 | 17 | 12.5 | 8.1 | 2.24 | 59 | 43 | 207866040
ARCOAIRE | N4H7T24*K*AAA* | EA*4X37L21A* | *97CMN0801714A* | 24000 | 24600 | 17 | 12.5 | 8.1 | 2.24 | 59 | 43 | 207866038
COMFORTMAKER | N4H7T24*K*AAA* | EA*4X37L21A* | *97CMN0801714A* | 24000 | 24600 | 17 | 12.5 | 8.1 | 2.24 | 59 | 43 | 207866039
AIRQUEST | N4H7T24*K*AAA* | EA*4X37L21A* | *97CMN0801714A* | 24000 | 24600 | 17 | 12.5 | 8.1 | 2.24 | 59 | 43 | 207866037
CARRIER | GH7TAN424**AA* | CAP**3721AL* | 59MN7B080C17**14 | 24000 | 24600 | 17 | 12.5 | 8.1 | 2.24 | 59 | 43 | 207866036
BRYANT HEATING AND COOLING SYSTEMS | PH7TAN424**AA* | CAP**3721AL* | 935CA66100C21*** | 24000 | 24400 | 17 | 12.5 | 8.1 | 2.26 | 59 | 43 | 207866018
TEMPSTAR | N4H7T24*K*AAA* | EA*4X37L21A* | *95CSU1002122A* | 24000 | 24400 | 17 | 12.5 | 8.1 | 2.26 | 59 | 43 | 207866017
MARATHERM | N4H7T24*K*AAA* | EA*4X37L21A* | *95CSU1002122A* | 24000 | 24400 | 17 | 12.5 | 8.1 | 2.26 | 59 | 43 | 207866016
KEEPRITE | N4H7T24*K*AAA* | EA*4X37L21A* | *95CSU1002122A* | 24000 | 24400 | 17 | 12.5 | 8.1 | 2.26 | 59 | 43 | 207866014
KENMORE | N4H7T24*K*AAA* | EA*4X37L21A* | *95CSU1002122A* | 24000 | 24400 | 17 | 12.5 | 8.1 | 2.26 | 59 | 43 | 207866015
HEIL | N4H7T24*K*AAA* | EA*4X37L21A* | *95CSU1002122A* | 24000 | 24400 | 17 | 12.5 | 8.1 | 2.26 | 59 | 43 | 207866013
DAY & NIGHT | N4H7T24*K*AAA* | EA*4X37L21A* | *95CSU1002122A* | 24000 | 24400 | 17 | 12.5 | 8.1 | 2.26 | 59 | 43 | 207866012
COMFORTMAKER | N4H7T24*K*AAA* | EA*4X37L21A* | *95CSU1002122A* | 24000 | 24400 | 17 | 12.5 | 8.1 | 2.26 | 59 | 43 | 207866011
ARCOAIRE | N4H7T24*K*AAA* | EA*4X37L21A* | *95CSU1002122A* | 24000 | 24400 | 17 | 12.5 | 8.1 | 2.26 | 59 | 43 | 207866010
AIRQUEST | N4H7T24*K*AAA* | EA*4X37L21A* | *95CSU1002122A* | 24000 | 24400 | 17 | 12.5 | 8.1 | 2.26 | 59 | 43 | 207866009
BRYANT HEATING AND COOLING SYSTEMS | GH7TAN424**AA* | CAP**3721AL* | 935CA66100C21*** | 24000 | 24400 | 17 | 12.5 | 8.1 | 2.26 | 59 | 43 | 207866007
CARRIER | GH7TAN424**AA* | CAP**3721AL* | 59CU5A100C21**22 | 24000 | 24400 | 17 | 12.5 | 8.1 | 2.26 | 59 | 43 | 207866008
BRYANT HEATING AND COOLING SYSTEMS | 227TAN024**AA* | CAP**3721AL* | 935CA66100C21*** | 24000 | 24400 | 17 | 12.5 | 8.1 | 2.26 | 59 | 43 | 207866006
TEMPSTAR | N4H7T24*K*AAA* | EA*4X37L21A* | *95CSU0802120A* | 23600 | 24000 | 17 | 12.5 | 8.1 | 2.24 | 58 | 43 | 207866003
MARATHERM | N4H7T24*K*AAA* | EA*4X37L21A* | *95CSU0802120A* | 23600 | 24000 | 17 | 12.5 | 8.1 | 2.24 | 58 | 43 | 207866002
BRYANT HEATING AND COOLING SYSTEMS | PH7TAN424**AA* | CAP**3721AL* | 935CA60080C21*** | 23600 | 24000 | 17 | 12.5 | 8.1 | 2.24 | 58 | 43 | 207866004
CARRIER | 25TPA724A**30* | CAP**3721AL* | 59CU5A100C21**22 | 24000 | 24400 | 17 | 12.5 | 8.1 | 2.26 | 59 | 43 | 207866005
KENMORE | N4H7T24*K*AAA* | EA*4X37L21A* | *95CSU0802120A* | 23600 | 24000 | 17 | 12.5 | 8.1 | 2.24 | 58 | 43 | 207866001
KEEPRITE | N4H7T24*K*AAA* | EA*4X37L21A* | *95CSU0802120A* | 23600 | 24000 | 17 | 12.5 | 8.1 | 2.24 | 58 | 43 | 207866000
HEIL | N4H7T24*K*AAA* | EA*4X37L21A* | *95CSU0802120A* | 23600 | 24000 | 17 | 12.5 | 8.1 | 2.24 | 58 | 43 | 207865999
COMFORTMAKER | N4H7T24*K*AAA* | EA*4X37L21A* | *95CSU0802120A* | 23600 | 24000 | 17 | 12.5 | 8.1 | 2.24 | 58 | 43 | 207865997
DAY & NIGHT | N4H7T24*K*AAA* | EA*4X37L21A* | *95CSU0802120A* | 23600 | 24000 | 17 | 12.5 | 8.1 | 2.24 | 58 | 43 | 207865998
ARCOAIRE | N4H7T24*K*AAA* | EA*4X37L21A* | *95CSU0802120A* | 23600 | 24000 | 17 | 12.5 | 8.1 | 2.24 | 58 | 43 | 207865996
AIRQUEST | N4H7T24*K*AAA* | EA*4X37L21A* | *95CSU0802120A* | 23600 | 24000 | 17 | 12.5 | 8.1 | 2.24 | 58 | 43 | 207865995
BRYANT HEATING AND COOLING SYSTEMS | GH7TAN424**AA* | CAP**3721AL* | 935CA60080C21*** | 23600 | 24000 | 17 | 12.5 | 8.1 | 2.24 | 58 | 43 | 207865993
BRYANT HEATING AND COOLING SYSTEMS | 227TAN024**AA* | CAP**3721AL* | 935CA60080C21*** | 23600 | 24000 | 17 | 12.5 | 8.1 | 2.24 | 58 | 43 | 207865992
CARRIER | GH7TAN424**AA* | CAP**3721AL* | 59CU5A080C21**20 | 23600 | 24000 | 17 | 12.5 | 8.1 | 2.24 | 58 | 43 | 207865994
CARRIER | 25TPA724A**30* | CAP**3721AL* | 59CU5A080C21**20 | 23600 | 24000 | 17 | 12.5 | 8.1 | 2.24 | 58 | 43 | 207865991
TEMPSTAR | N4H5S24*K*AAA* | FMA4X30**AL* |  | 25000 | 23600 | 15.2 | 12.5 | 8.1 | 2.24 | 64 | 48 | 210099443
MSH LEGACY | R4H5S24*K*AAA* | FMA4X30**AL* |  | 25000 | 23600 | 15.2 | 12.5 | 8.1 | 2.24 | 64 | 48 | 210099432
SMART COMFORT | N4H5S24*K*AAA* | FMA4X30**AL* |  | 25000 | 23600 | 15.2 | 12.5 | 8.1 | 2.24 | 64 | 48 | 210099436
ECOTEMP | W4H5S24*K*AAA* | FMA4X30**AL* |  | 25000 | 23600 | 15.2 | 12.5 | 8.1 | 2.24 | 64 | 48 | 210099456
GRANDAIRE | W4H5S24*K*AAA* | FMA4X30**AL* |  | 25000 | 23600 | 15.2 | 12.5 | 8.1 | 2.24 | 64 | 48 | 210099453
TEMPSTAR | T4H5S24*K*AAA* | FMA4X30**AL* |  | 25000 | 23600 | 15.2 | 12.5 | 8.1 | 2.24 | 64 | 48 | 210099450
MSH LEGACY | N4H5S24*K*AAA* | FMA4X30**AL* |  | 25000 | 23600 | 15.2 | 12.5 | 8.1 | 2.24 | 64 | 48 | 210099429
SMART COMFORT | R4H5S24*K*AAA* | FMA4X30**AL* |  | 25000 | 23600 | 15.2 | 12.5 | 8.1 | 2.24 | 64 | 48 | 210099439
TEMPSTAR | R4H5S24*K*AAA* | FMA4X30**AL* |  | 25000 | 23600 | 15.2 | 12.5 | 8.1 | 2.24 | 64 | 48 | 210099446
MARATHERM | N4H5S24*K*AAA* | FMA4X30**AL* |  | 25000 | 23600 | 15.2 | 12.5 | 8.1 | 2.24 | 64 | 48 | 210099422
MARATHERM | R4H5S24*K*AAA* | FMA4X30**AL* |  | 25000 | 23600 | 15.2 | 12.5 | 8.1 | 2.24 | 64 | 48 | 210099425
BRYANT HEATING AND COOLING SYSTEMS | 225SAN024**AA* | FMA4X30**AL* |  | 25000 | 23600 | 15.2 | 12.5 | 8.1 | 2.24 | 64 | 48 | 210099334
KENMORE | R4H5S24*K*AAA* | FMA4X30**AL* |  | 25000 | 23600 | 15.2 | 12.5 | 8.1 | 2.24 | 64 | 48 | 210099419
KEEPRITE | R4H5S24*K*AAA* | FMA4X30**AL* |  | 25000 | 23600 | 15.2 | 12.5 | 8.1 | 2.24 | 64 | 48 | 210099412
HEIL | R4H5S24*K*AAA* | FMA4X30**AL* |  | 25000 | 23600 | 15.2 | 12.5 | 8.1 | 2.24 | 64 | 48 | 210099402
HEIL | N4H5S24*K*AAA* | FMA4X30**AL* |  | 25000 | 23600 | 15.2 | 12.5 | 8.1 | 2.24 | 64 | 48 | 210099398
KEEPRITE | N4H5S24*K*AAA* | FMA4X30**AL* |  | 25000 | 23600 | 15.2 | 12.5 | 8.1 | 2.24 | 64 | 48 | 210099408
KEEPRITE | C4H5S24*K*AAA* | FMA4X30**AL* |  | 25000 | 23600 | 15.2 | 12.5 | 8.1 | 2.24 | 64 | 48 | 210099405
PAYNE HEATING AND COOLING | PH5SAN424**AA* | FMA4X30**AL* |  | 25000 | 23600 | 15.2 | 12.5 | 8.1 | 2.24 | 64 | 48 | 210099344
DAY & NIGHT | R4H5S24*K*AAA* | FMA4X30**AL* |  | 25000 | 23600 | 15.2 | 12.5 | 8.1 | 2.24 | 64 | 48 | 210099392
BRYANT HEATING AND COOLING SYSTEMS | GH5SAN424**AA* | FMA4X30**AL* |  | 25000 | 23600 | 15.2 | 12.5 | 8.1 | 2.24 | 64 | 48 | 210099337
DAY & NIGHT | N4H5S24*K*AAA* | FMA4X30**AL* |  | 25000 | 23600 | 15.2 | 12.5 | 8.1 | 2.24 | 64 | 48 | 210099389
BRYANT HEATING AND COOLING SYSTEMS | PH5SAN424**AA* | FMA4X30**AL* |  | 25000 | 23600 | 15.2 | 12.5 | 8.1 | 2.24 | 64 | 48 | 210099341
CARRIER | 25SPA524A**30* | FMA4X30**AL* |  | 25000 | 23600 | 15.2 | 12.5 | 8.1 | 2.24 | 64 | 48 | 210099323
BRYANT HEATING AND COOLING SYSTEMS | 215SAN024**AA* | FMA4X30**AL* |  | 25000 | 23600 | 15.2 | 12.5 | 8.1 | 2.24 | 64 | 48 | 210099330
CARRIER | 25SCA524A**30* | FMA4X30**AL* |  | 25000 | 23600 | 15.2 | 12.5 | 8.1 | 2.24 | 64 | 48 | 210099320
DAY & NIGHT | C4H5S24*K*AAA* | FMA4X30**AL* |  | 25000 | 23600 | 15.2 | 12.5 | 8.1 | 2.24 | 64 | 48 | 210099385
COMFORTMAKER | R4H5S24*K*AAA* | FMA4X30**AL* |  | 25000 | 23600 | 15.2 | 12.5 | 8.1 | 2.24 | 64 | 48 | 210099381
COMFORTMAKER | N4H5S24*K*AAA* | FMA4X30**AL* |  | 25000 | 23600 | 15.2 | 12.5 | 8.1 | 2.24 | 64 | 48 | 210099378
COMFORTMAKER | C4H5S24*K*AAA* | FMA4X30**AL* |  | 25000 | 23600 | 15.2 | 12.5 | 8.1 | 2.24 | 64 | 48 | 210099375
ARCOAIRE | R4H5S24*K*AAA* | FMA4X30**AL* |  | 25000 | 23600 | 15.2 | 12.5 | 8.1 | 2.24 | 64 | 48 | 210099372
ARCOAIRE | N4H5S24*K*AAA* | FMA4X30**AL* |  | 25000 | 23600 | 15.2 | 12.5 | 8.1 | 2.24 | 64 | 48 | 210099368
ARCOAIRE | H4H5S24*K*AAA* | FMA4X30**AL* |  | 25000 | 23600 | 15.2 | 12.5 | 8.1 | 2.24 | 64 | 48 | 210099365
AIRQUEST | R4H5S24*K*AAA* | FMA4X30**AL* |  | 25000 | 23600 | 15.2 | 12.5 | 8.1 | 2.24 | 64 | 48 | 210099361
AIRQUEST | N4H5S24*K*AAA* | FMA4X30**AL* |  | 25000 | 23600 | 15.2 | 12.5 | 8.1 | 2.24 | 64 | 48 | 210099358
AIRQUEST | H4H5S24*K*AAA* | FMA4X30**AL* |  | 25000 | 23600 | 15.2 | 12.5 | 8.1 | 2.24 | 64 | 48 | 210099354
COMFORTMAKER | N4H7T36*K*AAA* | EA*4X43L21A* | *96VTN0801716A* | 35000 | 35400 | 15.5 | 12 | 8.1 | 2.12 | 61 | 49 | 207869651
KEEPRITE | N4H7T36*K*AAA* | EA*4X43L21A* | *96VTN0801716A* | 35000 | 35400 | 15.5 | 12 | 8.1 | 2.12 | 61 | 49 | 207869654
CARRIER | GH7TAN436**AA* | CAP**4321AL* | 58CU*A080C21**20 | 35600 | 35800 | 16 | 12 | 8.1 | 2.16 | 62 | 49 | 207869258
AIRQUEST | N4H7T36*K*AAA* | EA*4X43L21A* | *80CSU0802120A* | 35600 | 35800 | 16 | 12 | 8.1 | 2.16 | 62 | 49 | 207869259
BRYANT HEATING AND COOLING SYSTEMS | 227TAN060**AA* | CAP**6124AL* | 82*TA60090V21*** | 55500 | 59000 | 15.5 | 11.7 | 8.1 | 2.18 | 63 | 51 | 207872967
CARRIER | 25TPA760A**30* | CAP**6124AL* | 58TP*A090V21**20 | 55500 | 59000 | 15.5 | 11.7 | 8.1 | 2.18 | 63 | 51 | 207872966
BRYANT HEATING AND COOLING SYSTEMS | GH7TAN460**AA* | CAP**6124AL* | 82*TA60090V21*** | 55500 | 59000 | 15.5 | 11.7 | 8.1 | 2.18 | 63 | 51 | 207872968
BRYANT HEATING AND COOLING SYSTEMS | PH7TAN460**AA* | CAP**6124AL* | 82*TA60090V21*** | 55500 | 59000 | 15.5 | 11.7 | 8.1 | 2.18 | 63 | 51 | 207872970
CARRIER | GH7TAN460**AA* | CAP**6124AL* | 58TP*A090V21**20 | 55500 | 59000 | 15.5 | 11.7 | 8.1 | 2.18 | 63 | 51 | 207872969
BRYANT HEATING AND COOLING SYSTEMS | GH7TAN424**AA* | CAP**3721AL* | OVMAAB042112 | 23600 | 24200 | 16 | 12 | 8.1 | 2.22 | 59 | 43 | 207866236
TEMPSTAR | N4H7T24*K*AAA* | EA*4X37L21A* | OMV098J12* | 23800 | 24400 | 16 | 12.5 | 8.1 | 2.22 | 59 | 43 | 207866232
BRYANT HEATING AND COOLING SYSTEMS | PH7TAN424**AA* | CAP**3721AL* | OVMAAB036098 | 23800 | 24400 | 16 | 12.5 | 8.1 | 2.22 | 59 | 43 | 207866233
CARRIER | 25TPA724A**30* | CAP**3721AL* | OVMAAB042112 | 23600 | 24200 | 16 | 12 | 8.1 | 2.22 | 59 | 43 | 207866234
KEEPRITE | N4H7T24*K*AAA* | EA*4X37L21A* | OMV098J12* | 23800 | 24400 | 16 | 12.5 | 8.1 | 2.22 | 59 | 43 | 207866229
KENMORE | N4H7T24*K*AAA* | EA*4X37L21A* | OMV098J12* | 23800 | 24400 | 16 | 12.5 | 8.1 | 2.22 | 59 | 43 | 207866230
MARATHERM | N4H7T24*K*AAA* | EA*4X37L21A* | OMV098J12* | 23800 | 24400 | 16 | 12.5 | 8.1 | 2.22 | 59 | 43 | 207866231
DAY & NIGHT | N4H7T24*K*AAA* | EA*4X37L21A* | OMV098J12* | 23800 | 24400 | 16 | 12.5 | 8.1 | 2.22 | 59 | 43 | 207866227
COMFORTMAKER | N4H7T24*K*AAA* | EA*4X37L21A* | OMV098J12* | 23800 | 24400 | 16 | 12.5 | 8.1 | 2.22 | 59 | 43 | 207866226
AIRQUEST | N4H7T24*K*AAA* | EA*4X37L21A* | OMV098J12* | 23800 | 24400 | 16 | 12.5 | 8.1 | 2.22 | 59 | 43 | 207866224
ARCOAIRE | N4H7T24*K*AAA* | EA*4X37L21A* | OMV098J12* | 23800 | 24400 | 16 | 12.5 | 8.1 | 2.22 | 59 | 43 | 207866225
HEIL | N4H7T24*K*AAA* | EA*4X37L21A* | OMV098J12* | 23800 | 24400 | 16 | 12.5 | 8.1 | 2.22 | 59 | 43 | 207866228
BRYANT HEATING AND COOLING SYSTEMS | GH7TAN424**AA* | CAP**3721AL* | OVMAAB036098 | 23800 | 24400 | 16 | 12.5 | 8.1 | 2.22 | 59 | 43 | 207866222
CARRIER | GH7TAN424**AA* | CAP**3721AL* | OVMAAB036098 | 23800 | 24400 | 16 | 12.5 | 8.1 | 2.22 | 59 | 43 | 207866223
CARRIER | 25TPA724A**30* | CAP**3721AL* | OVMAAB036098 | 23800 | 24400 | 16 | 12.5 | 8.1 | 2.22 | 59 | 43 | 207866220
MARATHERM | N4H7T24*K*AAA* | EA*4X37L21A* | OLV098A12* | 23800 | 24400 | 16 | 12.5 | 8.1 | 2.22 | 59 | 43 | 207866217
TEMPSTAR | N4H7T24*K*AAA* | EA*4X37L21A* | OLV098A12* | 23800 | 24400 | 16 | 12.5 | 8.1 | 2.22 | 59 | 43 | 207866218
BRYANT HEATING AND COOLING SYSTEMS | PH7TAN424**AA* | CAP**3721AL* | OVLAAB036098 | 23800 | 24400 | 16 | 12.5 | 8.1 | 2.22 | 59 | 43 | 207866219
KEEPRITE | N4H7T24*K*AAA* | EA*4X37L21A* | OLV098A12* | 23800 | 24400 | 16 | 12.5 | 8.1 | 2.22 | 59 | 43 | 207866215
KENMORE | N4H7T24*K*AAA* | EA*4X37L21A* | OLV098A12* | 23800 | 24400 | 16 | 12.5 | 8.1 | 2.22 | 59 | 43 | 207866216
HEIL | N4H7T24*K*AAA* | EA*4X37L21A* | OLV098A12* | 23800 | 24400 | 16 | 12.5 | 8.1 | 2.22 | 59 | 43 | 207866214
DAY & NIGHT | N4H7T24*K*AAA* | EA*4X37L21A* | OLV098A12* | 23800 | 24400 | 16 | 12.5 | 8.1 | 2.22 | 59 | 43 | 207866213
COMFORTMAKER | N4H7T24*K*AAA* | EA*4X37L21A* | OLV098A12* | 23800 | 24400 | 16 | 12.5 | 8.1 | 2.22 | 59 | 43 | 207866212
AIRQUEST | N4H7T24*K*AAA* | EA*4X37L21A* | OLV098A12* | 23800 | 24400 | 16 | 12.5 | 8.1 | 2.22 | 59 | 43 | 207866210
ARCOAIRE | N4H7T24*K*AAA* | EA*4X37L21A* | OLV098A12* | 23800 | 24400 | 16 | 12.5 | 8.1 | 2.22 | 59 | 43 | 207866211
CARRIER | GH7TAN424**AA* | CAP**3721AL* | OVLAAB036098 | 23800 | 24400 | 16 | 12.5 | 8.1 | 2.22 | 59 | 43 | 207866209
BRYANT HEATING AND COOLING SYSTEMS | GH7TAN424**AA* | CAP**3721AL* | OVLAAB036098 | 23800 | 24400 | 16 | 12.5 | 8.1 | 2.22 | 59 | 43 | 207866208
CARRIER | 25TPA724A**30* | CAP**3721AL* | OVLAAB036098 | 23800 | 24400 | 16 | 12.5 | 8.1 | 2.22 | 59 | 43 | 207866206
CARRIER | 25TPA736A**30* | CAP**4321AL* | 59TP6B080V17**16 | 35000 | 35400 | 15.5 | 12 | 8.1 | 2.12 | 61 | 49 | 207869645
AIRQUEST | N4H7T36*K*AAA* | EA*4X43L21A* | *96VTN0801716A* | 35000 | 35400 | 15.5 | 12 | 8.1 | 2.12 | 61 | 49 | 207869649
CARRIER | GH7TAN436**AA* | CAP**4321AL* | 59TP6B080V17**16 | 35000 | 35400 | 15.5 | 12 | 8.1 | 2.12 | 61 | 49 | 207869648
BRYANT HEATING AND COOLING SYSTEMS | GH7TAN436**AA* | CAP**4321AL* | 926TB48080V17*** | 35000 | 35400 | 15.5 | 12 | 8.1 | 2.12 | 61 | 49 | 207869647
BRYANT HEATING AND COOLING SYSTEMS | 227TAN036**AA* | CAP**4321AL* | 926TB48080V17*** | 35000 | 35400 | 15.5 | 12 | 8.1 | 2.12 | 61 | 49 | 207869646
CARRIER | 25TPA736A**30* | CAP**4824AL* | 59TN6B080C21**20 | 34800 | 35600 | 16 | 11.7 | 8.1 | 2.14 | 61 | 49 | 207870521
HEIL | N4H7T36*K*AAA* | EA*4X48L24A* | *96CTN0802120A* | 34800 | 35600 | 16 | 11.7 | 8.1 | 2.14 | 61 | 49 | 207870529
MARATHERM | N4H7T36*K*AAA* | EA*4X48L24A* | *96CTN0802120A* | 34800 | 35600 | 16 | 11.7 | 8.1 | 2.14 | 61 | 49 | 207870532
TEMPSTAR | N4H7T36*K*AAA* | EA*4X48L24A* | *96CTN0802120A* | 34800 | 35600 | 16 | 11.7 | 8.1 | 2.14 | 61 | 49 | 207870533
BRYANT HEATING AND COOLING SYSTEMS | PH7TAN436**AA* | CAP**4824AL* | 986TC60080C21*** | 34800 | 35600 | 16 | 11.7 | 8.1 | 2.14 | 61 | 49 | 207870534
KENMORE | N4H7T36*K*AAA* | EA*4X48L24A* | *96CTN0802120A* | 34800 | 35600 | 16 | 11.7 | 8.1 | 2.14 | 61 | 49 | 207870531
KEEPRITE | N4H7T36*K*AAA* | EA*4X48L24A* | *96CTN0802120A* | 34800 | 35600 | 16 | 11.7 | 8.1 | 2.14 | 61 | 49 | 207870530
KENMORE | N4H7T36*K*AAA* | EA*4X43L21A* | *80CSU0802120A* | 35600 | 35800 | 16 | 12 | 8.1 | 2.16 | 62 | 49 | 207869265
MARATHERM | N4H7T36*K*AAA* | EA*4X43L21A* | *80CSU0802120A* | 35600 | 35800 | 16 | 12 | 8.1 | 2.16 | 62 | 49 | 207869266
DAY & NIGHT | N4H7T36*K*AAA* | EA*4X43L21A* | *80CSU0802120A* | 35600 | 35800 | 16 | 12 | 8.1 | 2.16 | 62 | 49 | 207869262
KEEPRITE | N4H7T36*K*AAA* | EA*4X43L21A* | *80CSU0802120A* | 35600 | 35800 | 16 | 12 | 8.1 | 2.16 | 62 | 49 | 207869264
HEIL | N4H7T36*K*AAA* | EA*4X43L21A* | *80CSU0802120A* | 35600 | 35800 | 16 | 12 | 8.1 | 2.16 | 62 | 49 | 207869263
COMFORTMAKER | N4H7T36*K*AAA* | EA*4X43L21A* | *80CSU0802120A* | 35600 | 35800 | 16 | 12 | 8.1 | 2.16 | 62 | 49 | 207869261
ARCOAIRE | N4H7T36*K*AAA* | EA*4X43L21A* | *80CSU0802120A* | 35600 | 35800 | 16 | 12 | 8.1 | 2.16 | 62 | 49 | 207869260
TEMPSTAR | N4H7T24*K*AAA* | EA*4X37L21A* | OMV112K14A | 23600 | 24200 | 16 | 12 | 8.1 | 2.22 | 59 | 43 | 207866246
BRYANT HEATING AND COOLING SYSTEMS | PH7TAN424**AA* | CAP**3721AL* | OVMAAB042112 | 23600 | 24200 | 16 | 12 | 8.1 | 2.22 | 59 | 43 | 207866247
MARATHERM | N4H7T24*K*AAA* | EA*4X37L21A* | OMV112K14A | 23600 | 24200 | 16 | 12 | 8.1 | 2.22 | 59 | 43 | 207866245
KENMORE | N4H7T24*K*AAA* | EA*4X37L21A* | OMV112K14A | 23600 | 24200 | 16 | 12 | 8.1 | 2.22 | 59 | 43 | 207866244
KEEPRITE | N4H7T24*K*AAA* | EA*4X37L21A* | OMV112K14A | 23600 | 24200 | 16 | 12 | 8.1 | 2.22 | 59 | 43 | 207866243
HEIL | N4H7T24*K*AAA* | EA*4X37L21A* | OMV112K14A | 23600 | 24200 | 16 | 12 | 8.1 | 2.22 | 59 | 43 | 207866242
DAY & NIGHT | N4H7T24*K*AAA* | EA*4X37L21A* | OMV112K14A | 23600 | 24200 | 16 | 12 | 8.1 | 2.22 | 59 | 43 | 207866241
COMFORTMAKER | N4H7T24*K*AAA* | EA*4X37L21A* | OMV112K14A | 23600 | 24200 | 16 | 12 | 8.1 | 2.22 | 59 | 43 | 207866240
ARCOAIRE | N4H7T24*K*AAA* | EA*4X37L21A* | OMV112K14A | 23600 | 24200 | 16 | 12 | 8.1 | 2.22 | 59 | 43 | 207866239
AIRQUEST | N4H7T24*K*AAA* | EA*4X37L21A* | OMV112K14A | 23600 | 24200 | 16 | 12 | 8.1 | 2.22 | 59 | 43 | 207866238
CARRIER | GH7TAN424**AA* | CAP**3721AL* | OVMAAB042112 | 23600 | 24200 | 16 | 12 | 8.1 | 2.22 | 59 | 43 | 207866237
AIRQUEST | N4H7T48*K*AAA* | FVM4X48***L |  | 46000 | 47000 | 16.5 | 12.5 | 8.1 | 2.24 | 62 | 49 | 207872471
MARATHERM | N4H7T48*K*AAA* | FVM4X48***L |  | 46000 | 47000 | 16.5 | 12.5 | 8.1 | 2.24 | 62 | 49 | 207872478
COMFORTMAKER | N4H7T48*K*AAA* | FVM4X48***L |  | 46000 | 47000 | 16.5 | 12.5 | 8.1 | 2.24 | 62 | 49 | 207872473
KENMORE | N4H7T48*K*AAA* | FVM4X48***L |  | 46000 | 47000 | 16.5 | 12.5 | 8.1 | 2.24 | 62 | 49 | 207872477
PAYNE HEATING AND COOLING | PH7TAN448**AA* | FV4CN(B,F)005L |  | 46000 | 47000 | 16.5 | 12.5 | 8.1 | 2.24 | 62 | 49 | 207872481
CARRIER | 25TPA748A**30* | FV4CN(B,F)005L |  | 46000 | 47000 | 16.5 | 12.5 | 8.1 | 2.24 | 62 | 49 | 207872467
TEMPSTAR | N4H7T48*K*AAA* | FVM4X48***L |  | 46000 | 47000 | 16.5 | 12.5 | 8.1 | 2.24 | 62 | 49 | 207872479
HEIL | N4H7T48*K*AAA* | FVM4X48***L |  | 46000 | 47000 | 16.5 | 12.5 | 8.1 | 2.24 | 62 | 49 | 207872475
KEEPRITE | N4H7T48*K*AAA* | FVM4X48***L |  | 46000 | 47000 | 16.5 | 12.5 | 8.1 | 2.24 | 62 | 49 | 207872476
DAY & NIGHT | N4H7T48*K*AAA* | FVM4X48***L |  | 46000 | 47000 | 16.5 | 12.5 | 8.1 | 2.24 | 62 | 49 | 207872474
ARCOAIRE | N4H7T48*K*AAA* | FVM4X48***L |  | 46000 | 47000 | 16.5 | 12.5 | 8.1 | 2.24 | 62 | 49 | 207872472
CARRIER | GH7TAN448**AA* | FV4CN(B,F)005L |  | 46000 | 47000 | 16.5 | 12.5 | 8.1 | 2.24 | 62 | 49 | 207872470
BRYANT HEATING AND COOLING SYSTEMS | 227TAN048**AA* | FV4CN(B,F)005L |  | 46000 | 47000 | 16.5 | 12.5 | 8.1 | 2.24 | 62 | 49 | 207872468
BRYANT HEATING AND COOLING SYSTEMS | GH7TAN448**AA* | FV4CN(B,F)005L |  | 46000 | 47000 | 16.5 | 12.5 | 8.1 | 2.24 | 62 | 49 | 207872469
ARCOAIRE | N4H7T36*K*AAA* | EA*4X43L21A* | *96VTN0801716A* | 35000 | 35400 | 15.5 | 12 | 8.1 | 2.12 | 61 | 49 | 207869650
DAY & NIGHT | N4H7T36*K*AAA* | EA*4X48L24A* | *96CTN0802120A* | 34800 | 35600 | 16 | 11.7 | 8.1 | 2.14 | 61 | 49 | 207870528
COMFORTMAKER | N4H7T36*K*AAA* | EA*4X48L24A* | *96CTN0802120A* | 34800 | 35600 | 16 | 11.7 | 8.1 | 2.14 | 61 | 49 | 207870527
ARCOAIRE | N4H7T36*K*AAA* | EA*4X48L24A* | *96CTN0802120A* | 34800 | 35600 | 16 | 11.7 | 8.1 | 2.14 | 61 | 49 | 207870526
AIRQUEST | N4H7T36*K*AAA* | EA*4X48L24A* | *96CTN0802120A* | 34800 | 35600 | 16 | 11.7 | 8.1 | 2.14 | 61 | 49 | 207870525
CARRIER | GH7TAN436**AA* | CAP**4824AL* | 59TN6B080C21**20 | 34800 | 35600 | 16 | 11.7 | 8.1 | 2.14 | 61 | 49 | 207870524
BRYANT HEATING AND COOLING SYSTEMS | GH7TAN436**AA* | CAP**4824AL* | 986TC60080C21*** | 34800 | 35600 | 16 | 11.7 | 8.1 | 2.14 | 61 | 49 | 207870523
GRANDAIRE | W4H5S30*K*AAA* | FMA4X36**AL* |  | 28200 | 28200 | 15.2 | 12.5 | 8.1 | 2.18 | 61 | 46 | 209692171
ECOTEMP | W4H5S30*K*AAA* | FMA4X36**AL* |  | 28200 | 28200 | 15.2 | 12.5 | 8.1 | 2.18 | 61 | 46 | 209692172
MARATHERM | R4H5S30*K*AAA* | FMA4X36**AL* |  | 28200 | 28200 | 15.2 | 12.5 | 8.1 | 2.18 | 61 | 46 | 209692163
TEMPSTAR | T4H5S30*K*AAA* | FMA4X36**AL* |  | 28200 | 28200 | 15.2 | 12.5 | 8.1 | 2.18 | 61 | 46 | 209692170
MSH LEGACY | R4H5S30*K*AAA* | FMA4X36**AL* |  | 28200 | 28200 | 15.2 | 12.5 | 8.1 | 2.18 | 61 | 46 | 209692165
TEMPSTAR | R4H5S30*K*AAA* | FMA4X36**AL* |  | 28200 | 28200 | 15.2 | 12.5 | 8.1 | 2.18 | 61 | 46 | 209692169
SMART COMFORT | R4H5S30*K*AAA* | FMA4X36**AL* |  | 28200 | 28200 | 15.2 | 12.5 | 8.1 | 2.18 | 61 | 46 | 209692167
SMART COMFORT | N4H5S30*K*AAA* | FMA4X36**AL* |  | 28200 | 28200 | 15.2 | 12.5 | 8.1 | 2.18 | 61 | 46 | 209692166
MSH LEGACY | N4H5S30*K*AAA* | FMA4X36**AL* |  | 28200 | 28200 | 15.2 | 12.5 | 8.1 | 2.18 | 61 | 46 | 209692164
MARATHERM | N4H5S30*K*AAA* | FMA4X36**AL* |  | 28200 | 28200 | 15.2 | 12.5 | 8.1 | 2.18 | 61 | 46 | 209692162
KENMORE | R4H5S30*K*AAA* | FMA4X36**AL* |  | 28200 | 28200 | 15.2 | 12.5 | 8.1 | 2.18 | 61 | 46 | 209692161
KENMORE | N4H5S30*K*AAA* | FMA4X36**AL* |  | 28200 | 28200 | 15.2 | 12.5 | 8.1 | 2.18 | 61 | 46 | 209692160
KEEPRITE | R4H5S30*K*AAA* | FMA4X36**AL* |  | 28200 | 28200 | 15.2 | 12.5 | 8.1 | 2.18 | 61 | 46 | 209692159
KEEPRITE | N4H5S30*K*AAA* | FMA4X36**AL* |  | 28200 | 28200 | 15.2 | 12.5 | 8.1 | 2.18 | 61 | 46 | 209692158
HEIL | R4H5S30*K*AAA* | FMA4X36**AL* |  | 28200 | 28200 | 15.2 | 12.5 | 8.1 | 2.18 | 61 | 46 | 209692156
HEIL | N4H5S30*K*AAA* | FMA4X36**AL* |  | 28200 | 28200 | 15.2 | 12.5 | 8.1 | 2.18 | 61 | 46 | 209692155
HEIL | H4H5S30*K*AAA* | FMA4X36**AL* |  | 28200 | 28200 | 15.2 | 12.5 | 8.1 | 2.18 | 61 | 46 | 209692154
DAY & NIGHT | R4H5S30*K*AAA* | FMA4X36**AL* |  | 28200 | 28200 | 15.2 | 12.5 | 8.1 | 2.18 | 61 | 46 | 209692153
DAY & NIGHT | N4H5S30*K*AAA* | FMA4X36**AL* |  | 28200 | 28200 | 15.2 | 12.5 | 8.1 | 2.18 | 61 | 46 | 209692152
COMFORTMAKER | R4H5S30*K*AAA* | FMA4X36**AL* |  | 28200 | 28200 | 15.2 | 12.5 | 8.1 | 2.18 | 61 | 46 | 209692150
COMFORTMAKER | N4H5S30*K*AAA* | FMA4X36**AL* |  | 28200 | 28200 | 15.2 | 12.5 | 8.1 | 2.18 | 61 | 46 | 209692149
DAY & NIGHT | C4H5S30*K*AAA* | FMA4X36**AL* |  | 28200 | 28200 | 15.2 | 12.5 | 8.1 | 2.18 | 61 | 46 | 209692151
COMFORTMAKER | C4H5S30*K*AAA* | FMA4X36**AL* |  | 28200 | 28200 | 15.2 | 12.5 | 8.1 | 2.18 | 61 | 46 | 209692148
ARCOAIRE | R4H5S30*K*AAA* | FMA4X36**AL* |  | 28200 | 28200 | 15.2 | 12.5 | 8.1 | 2.18 | 61 | 46 | 209692147
ARCOAIRE | N4H5S30*K*AAA* | FMA4X36**AL* |  | 28200 | 28200 | 15.2 | 12.5 | 8.1 | 2.18 | 61 | 46 | 209692146
ARCOAIRE | H4H5S30*K*AAA* | FMA4X36**AL* |  | 28200 | 28200 | 15.2 | 12.5 | 8.1 | 2.18 | 61 | 46 | 209692145
AIRQUEST | R4H5S30*K*AAA* | FMA4X36**AL* |  | 28200 | 28200 | 15.2 | 12.5 | 8.1 | 2.18 | 61 | 46 | 209692144
AIRQUEST | N4H5S30*K*AAA* | FMA4X36**AL* |  | 28200 | 28200 | 15.2 | 12.5 | 8.1 | 2.18 | 61 | 46 | 209692143
AIRQUEST | H4H5S30*K*AAA* | FMA4X36**AL* |  | 28200 | 28200 | 15.2 | 12.5 | 8.1 | 2.18 | 61 | 46 | 209692142
MSH LEGACY | N4H5S30*K*AAA* | FMA4X30**AL* |  | 28200 | 28200 | 15.2 | 12.5 | 8.1 | 2.18 | 61 | 46 | 209692125
MARATHERM | R4H5S30*K*AAA* | FMA4X30**AL* |  | 28200 | 28200 | 15.2 | 12.5 | 8.1 | 2.18 | 61 | 46 | 209692124
MARATHERM | N4H5S30*K*AAA* | FMA4X30**AL* |  | 28200 | 28200 | 15.2 | 12.5 | 8.1 | 2.18 | 61 | 46 | 209692123
KENMORE | R4H5S30*K*AAA* | FMA4X30**AL* |  | 28200 | 28200 | 15.2 | 12.5 | 8.1 | 2.18 | 61 | 46 | 209692122
KEEPRITE | N4H5S30*K*AAA* | FMA4X30**AL* |  | 28200 | 28200 | 15.2 | 12.5 | 8.1 | 2.18 | 61 | 46 | 209692119
HEIL | N4H5S30*K*AAA* | FMA4X30**AL* |  | 28200 | 28200 | 15.2 | 12.5 | 8.1 | 2.18 | 61 | 46 | 209692116
HEIL | H4H5S30*K*AAA* | FMA4X30**AL* |  | 28200 | 28200 | 15.2 | 12.5 | 8.1 | 2.18 | 61 | 46 | 209692115
COMFORTMAKER | R4H5S30*K*AAA* | FMA4X30**AL* |  | 28200 | 28200 | 15.2 | 12.5 | 8.1 | 2.18 | 61 | 46 | 209692111
DAY & NIGHT | C4H5S30*K*AAA* | FMA4X30**AL* |  | 28200 | 28200 | 15.2 | 12.5 | 8.1 | 2.18 | 61 | 46 | 209692112
DAY & NIGHT | N4H5S30*K*AAA* | FMA4X30**AL* |  | 28200 | 28200 | 15.2 | 12.5 | 8.1 | 2.18 | 61 | 46 | 209692113
DAY & NIGHT | R4H5S30*K*AAA* | FMA4X30**AL* |  | 28200 | 28200 | 15.2 | 12.5 | 8.1 | 2.18 | 61 | 46 | 209692114
COMFORTMAKER | N4H5S30*K*AAA* | FMA4X30**AL* |  | 28200 | 28200 | 15.2 | 12.5 | 8.1 | 2.18 | 61 | 46 | 209692110
KENMORE | N4H5S30*K*AAA* | FMA4X30**AL* |  | 28200 | 28200 | 15.2 | 12.5 | 8.1 | 2.18 | 61 | 46 | 209692121
KEEPRITE | C4H5S30*K*AAA* | FMA4X30**AL* |  | 28200 | 28200 | 15.2 | 12.5 | 8.1 | 2.18 | 61 | 46 | 209692118
ARCOAIRE | H4H5S30*K*AAA* | FMA4X30**AL* |  | 28200 | 28200 | 15.2 | 12.5 | 8.1 | 2.18 | 61 | 46 | 209692106
AIRQUEST | R4H5S30*K*AAA* | FMA4X30**AL* |  | 28200 | 28200 | 15.2 | 12.5 | 8.1 | 2.18 | 61 | 46 | 209692105
COMFORTMAKER | C4H5S30*K*AAA* | FMA4X30**AL* |  | 28200 | 28200 | 15.2 | 12.5 | 8.1 | 2.18 | 61 | 46 | 209692109
ARCOAIRE | R4H5S30*K*AAA* | FMA4X30**AL* |  | 28200 | 28200 | 15.2 | 12.5 | 8.1 | 2.18 | 61 | 46 | 209692108
ARCOAIRE | N4H5S30*K*AAA* | FMA4X30**AL* |  | 28200 | 28200 | 15.2 | 12.5 | 8.1 | 2.18 | 61 | 46 | 209692107
AIRQUEST | N4H5S30*K*AAA* | FMA4X30**AL* |  | 28200 | 28200 | 15.2 | 12.5 | 8.1 | 2.18 | 61 | 46 | 209692104
AIRQUEST | H4H5S30*K*AAA* | FMA4X30**AL* |  | 28200 | 28200 | 15.2 | 12.5 | 8.1 | 2.18 | 61 | 46 | 209692103
PAYNE HEATING AND COOLING | PH5SAN430**AA* | FMA4X30**AL* |  | 28200 | 28200 | 15.2 | 12.5 | 8.1 | 2.18 | 61 | 46 | 209692102
BRYANT HEATING AND COOLING SYSTEMS | PH5SAN430**AA* | FMA4X30**AL* |  | 28200 | 28200 | 15.2 | 12.5 | 8.1 | 2.18 | 61 | 46 | 209692101
BRYANT HEATING AND COOLING SYSTEMS | 225SAN030**AA* | FMA4X30**AL* |  | 28200 | 28200 | 15.2 | 12.5 | 8.1 | 2.18 | 61 | 46 | 209692099
BRYANT HEATING AND COOLING SYSTEMS | GH5SAN430**AA* | FMA4X30**AL* |  | 28200 | 28200 | 15.2 | 12.5 | 8.1 | 2.18 | 61 | 46 | 209692100
BRYANT HEATING AND COOLING SYSTEMS | 215SAN030**AA* | FMA4X30**AL* |  | 28200 | 28200 | 15.2 | 12.5 | 8.1 | 2.18 | 61 | 46 | 209692098
CARRIER | GH5SAN430**AA* | FMA4X30**AL* |  | 28200 | 28200 | 15.2 | 12.5 | 8.1 | 2.18 | 61 | 46 | 209692097
CARRIER | 25SPA530A**30* | FMA4X30**AL* |  | 28200 | 28200 | 15.2 | 12.5 | 8.1 | 2.18 | 61 | 46 | 209692096
BRYANT HEATING AND COOLING SYSTEMS | 225SAN030**AA* | FMA4X36**AL* |  | 28200 | 28200 | 15.2 | 12.5 | 8.1 | 2.18 | 61 | 46 | 209692138
PAYNE HEATING AND COOLING | PH5SAN430**AA* | FMA4X36**AL* |  | 28200 | 28200 | 15.2 | 12.5 | 8.1 | 2.18 | 61 | 46 | 209692141
BRYANT HEATING AND COOLING SYSTEMS | PH5SAN430**AA* | FMA4X36**AL* |  | 28200 | 28200 | 15.2 | 12.5 | 8.1 | 2.18 | 61 | 46 | 209692140
BRYANT HEATING AND COOLING SYSTEMS | GH5SAN430**AA* | FMA4X36**AL* |  | 28200 | 28200 | 15.2 | 12.5 | 8.1 | 2.18 | 61 | 46 | 209692139
CARRIER | GH5SAN430**AA* | FMA4X36**AL* |  | 28200 | 28200 | 15.2 | 12.5 | 8.1 | 2.18 | 61 | 46 | 209692136
BRYANT HEATING AND COOLING SYSTEMS | 215SAN030**AA* | FMA4X36**AL* |  | 28200 | 28200 | 15.2 | 12.5 | 8.1 | 2.18 | 61 | 46 | 209692137
CARRIER | 25SCA530A**30* | FMA4X36**AL* |  | 28200 | 28200 | 15.2 | 12.5 | 8.1 | 2.18 | 61 | 46 | 209692134
CARRIER | 25SPA530A**30* | FMA4X36**AL* |  | 28200 | 28200 | 15.2 | 12.5 | 8.1 | 2.18 | 61 | 46 | 209692135
ECOTEMP | W4H5S30*K*AAA* | FMA4X30**AL* |  | 28200 | 28200 | 15.2 | 12.5 | 8.1 | 2.18 | 61 | 46 | 209692133
GRANDAIRE | W4H5S30*K*AAA* | FMA4X30**AL* |  | 28200 | 28200 | 15.2 | 12.5 | 8.1 | 2.18 | 61 | 46 | 209692132
TEMPSTAR | T4H5S30*K*AAA* | FMA4X30**AL* |  | 28200 | 28200 | 15.2 | 12.5 | 8.1 | 2.18 | 61 | 46 | 209692131
TEMPSTAR | R4H5S30*K*AAA* | FMA4X30**AL* |  | 28200 | 28200 | 15.2 | 12.5 | 8.1 | 2.18 | 61 | 46 | 209692130
SMART COMFORT | R4H5S30*K*AAA* | FMA4X30**AL* |  | 28200 | 28200 | 15.2 | 12.5 | 8.1 | 2.18 | 61 | 46 | 209692128
TEMPSTAR | N4H5S30*K*AAA* | FMA4X30**AL* |  | 28200 | 28200 | 15.2 | 12.5 | 8.1 | 2.18 | 61 | 46 | 209692129
SMART COMFORT | N4H5S30*K*AAA* | FMA4X30**AL* |  | 28200 | 28200 | 15.2 | 12.5 | 8.1 | 2.18 | 61 | 46 | 209692127
MSH LEGACY | R4H5S30*K*AAA* | FMA4X30**AL* |  | 28200 | 28200 | 15.2 | 12.5 | 8.1 | 2.18 | 61 | 46 | 209692126
AMERICAN STANDARD | 4A6L5036N1 | 4PX*CU48BS3 | *UHMC100ACV4 | 35600 | 32600 | 15.2 | 12 | 8.1 | 2.05 | 62 | 46 | 210791041
AMERICAN STANDARD | 4A6L5036N1 | 4PX*CU48BS3 | *UD2C100ACV5 | 35400 | 32400 | 15.2 | 12 | 8.1 | 2.04 | 62 | 46 | 210791040
AMERICAN STANDARD | 4A6L5036N1 | 4PX*CU48BS3 | *UD2C080ACV4 | 35000 | 32200 | 15.2 | 12 | 8.1 | 2.04 | 62 | 46 | 210791039
AMERICAN STANDARD | 4A6L5036N1 | 4PX*CU48BS3 | S8X2C100M5PSC | 35200 | 32400 | 15.2 | 12 | 8.1 | 2.02 | 62 | 46 | 210791038
AMERICAN STANDARD | 4A6L5036N1 | 4PX*CU48BS3 | S8X2C100M5PTC | 35200 | 32400 | 15.2 | 12 | 8.1 | 2.02 | 62 | 46 | 210791037
AMERICAN STANDARD | 4A6L5036N1 | 4PX*CU48BS3 | S9X2C100U5PSB | 35400 | 32600 | 15.2 | 12 | 8.1 | 2.02 | 62 | 46 | 210791035
AMERICAN STANDARD | 4A6L5036N1 | 4PX*CU48BS3 | S8X2C080M5PTC | 34800 | 32200 | 15.2 | 12 | 8.1 | 2.02 | 62 | 46 | 210791036
AMERICAN STANDARD | 4A6L5036N1 | 4PX*DD60BS3 | *DHMD120BCV5 | 34800 | 31600 | 15.2 | 12 | 8.1 | 2 | 63 | 47 | 210791058
AMERICAN STANDARD | 4A6L5036N1 | 4PX*DD60BS3 | S9X1D120D5PSB | 35800 | 32000 | 15.2 | 12 | 8.1 | 2 | 63 | 47 | 210791057
AMERICAN STANDARD | 4A6L5036N1 | 4PX*CU42BS3 | *UHMC100ACV4 | 35000 | 32600 | 15.2 | 12 | 8.1 | 2.03 | 62 | 45 | 210791031
AMERICAN STANDARD | 4A6L5036N1 | 4PX*CU42BS3 | *UD2C100ACV5 | 35400 | 32800 | 15.2 | 12 | 8.1 | 2.02 | 62 | 45 | 210791030
AMERICAN STANDARD | 4A6L5036N1 | 4PX*CU42BS3 | *UD2C080ACV4 | 35000 | 32600 | 15.2 | 12 | 8.1 | 2.02 | 62 | 46 | 210791029
AMERICAN STANDARD | 4A6L5036N1 | 4PX*CU42BS3 | S8X1C080M5PTC | 34800 | 32600 | 15.2 | 12 | 8.1 | 1.99 | 62 | 46 | 210791028
AMERICAN STANDARD | 4A6L5036N1 | 4PX*CU42BS3 | S8X1C100M5PTC | 35200 | 32800 | 15.2 | 12 | 8.1 | 2 | 62 | 46 | 210791027
AMERICAN STANDARD | 4A6L5036N1 | 4PX*CU42BS3 | S8X2C080M5PSC | 34800 | 32600 | 15.2 | 12 | 8.1 | 1.99 | 62 | 46 | 210791026
AMERICAN STANDARD | 4A6L5036N1 | 4PX*CU42BS3 | S8X2C080M5PTC | 34800 | 32600 | 15.2 | 12 | 8.1 | 1.99 | 62 | 46 | 210791025
AMERICAN STANDARD | 4A6L5036N1 | 4PX*CU42BS3 | S8X2C100M5PSC | 35200 | 32800 | 15.2 | 12 | 8.1 | 2 | 62 | 46 | 210791024
AMERICAN STANDARD | 4A6L5036N1 | 4PX*CU42BS3 | S8X2C100M5PTC | 35200 | 32800 | 15.2 | 12 | 8.1 | 2 | 62 | 46 | 210791023
AMERICAN STANDARD | 4A6L5036N1 | 4PX*CU42BS3 | S9X2C080U5PSB | 35200 | 32800 | 15.2 | 12 | 8.1 | 2.01 | 62 | 46 | 210791022
AMERICAN STANDARD | 4A6L5036N1 | 4PX*CU42BS3 | S9X2C100U5PSB | 35200 | 33000 | 15.2 | 12 | 8.1 | 2 | 62 | 45 | 210791021
AMERICAN STANDARD | 4A6L9024A1 | 4PX*BU24BS3 | S9V2B040U3PSB+RP | 22600 | 21600 | 16.5 | 11.7 | 8.2 | 2.03 | 67 | 52 | 201923034
AMERICAN STANDARD | 4A6L9024A1 | 4PX*BD36BS3 | S9V2B080D3PSB+RP | 23200 | 20400 | 17.5 | 12 | 8.5 | 2.24 | 67 | 53 | 201923013
TRANE | 4TWL5036N1 | 4TXCB006DS3 | S8V2B060M4PCA | 34600 | 32200 | 15.2 | 12 | 8.1 | 2.02 | 62 | 46 | 210708435
TRANE | 4TWL5036N1 | 4TXCB006DS3 | S8V2B080M4PCA | 34600 | 32200 | 15.2 | 12 | 8.1 | 2.02 | 62 | 46 | 210708439
TRANE | 4TWL5036N1 | 4PX*DU48BS3 | S8V2D120M5PCA | 35200 | 32400 | 15.2 | 12 | 8.1 | 2.04 | 62 | 46 | 210708405
TRANE | 4TWL5036N1 | 4PX*DD60BS3 | S8V2D120M5PCA | 35200 | 31800 | 15.2 | 12 | 8.1 | 1.99 | 63 | 47 | 210708401
TRANE | 4TWL5036N1 | 4PX*CU48BS3 | S8V2C100M5PCA | 35000 | 32400 | 15.2 | 12 | 8.1 | 2.02 | 62 | 46 | 210708398
TRANE | 4TWL5036N1 | 4PX*CU48BS3 | S8V2C080M5PCA | 35200 | 32600 | 15.2 | 12 | 8.1 | 2.02 | 62 | 46 | 210708394
TRANE | 4TWL5036N1 | 4PX*CU42BS3 | S8V2C100M5PCA | 35000 | 32800 | 15.2 | 12 | 8.1 | 2 | 62 | 46 | 210708390
TRANE | 4TWL5036N1 | 4PX*CU42BS3 | S8V2C080M5PCA | 35200 | 33000 | 15.2 | 12 | 8.1 | 2 | 62 | 45 | 210708386
TRANE | 4TWL5036N1 | 4PX*BU42BS3 | S8V2B080M4PCA | 34600 | 32600 | 15.2 | 12 | 8.1 | 2 | 62 | 46 | 210708341
TRANE | 4TWL5036N1 | 4PX*BU48BS3 | S8V2B080M4PCA | 34600 | 32200 | 15.2 | 12 | 8.1 | 2.02 | 62 | 46 | 210708352
AMERICAN STANDARD | 4A6V8X48A1 | TAM9A0C48V41 |  | 45500 | 41500 | 18 | 11.7 | 8.5 | 1.87 | 86 | 67 | 207590048
AMERICAN STANDARD | 4A6V0X60A1 | TAM9A0C60V51 |  | 53000 | 50000 | 19 | 12 | 8.2 | 1.76 | 98 | 79 | 207590044
AMERICAN STANDARD | 4A6V8X60A1 | TAM9A0C60V51 |  | 53000 | 50000 | 18 | 12 | 8.2 | 1.76 | 98 | 79 | 207590050
AMERICAN STANDARD | 4A6V0X24A1 | TAM9A0B30V31 |  | 23800 | 20600 | 19 | 12.7 | 8.7 | 1.95 | 83 | 63 | 207590039
AMERICAN STANDARD | 4A6V0X48A1 | TAM9A0C60V51 |  | 46000 | 40500 | 19.5 | 11.7 | 8.5 | 1.82 | 87 | 68 | 207590043
AMERICAN STANDARD | 4A6V0X48A1 | TAM9A0C48V41 |  | 45500 | 41000 | 19.5 | 11.7 | 8.5 | 1.84 | 86 | 67 | 207590042
AMERICAN STANDARD | 4A6V0X36A1 | TAM9A0C36V31 |  | 35000 | 31600 | 19.5 | 12.7 | 8.7 | 1.85 | 82 | 63 | 207590040
AMERICAN STANDARD | 4A6L9048A1 | 4TXCD008DS3 | *UD2D140ACV5 | 47500 | 44000 | 19 | 11.7 | 9 | 2.25 | 73 | 59 | 201922680
AMERICAN STANDARD | 4A6L9048A1 | 4TXCC009DS3 | S9V2C100U5PSB+RP | 48500 | 43500 | 19 | 11.7 | 9 | 2.27 | 74 | 59 | 201922673
AMERICAN STANDARD | 4A6L9048A1 | 4PX*DU48BS3 | S9V2C100U5PSB+RP | 46000 | 42500 | 18.5 | 11.7 | 8.7 | 2.19 | 73 | 59 | 201922623
AMERICAN STANDARD | 4A6L9048A1 | 4TXCD008DS3 | *UHMC100ACV4 | 46000 | 42500 | 19 | 11.7 | 8.7 | 2.2 | 73 | 59 | 201922679
AMERICAN STANDARD | 4A6L9048A1 | 4TXCD008DS3 | *UHMD120ACV5 | 47500 | 44000 | 19 | 11.7 | 9 | 2.26 | 73 | 58 | 201922678
AMERICAN STANDARD | 4A6L9048A1 | 4TXCC009DS3 | S9V2C080U5PSB+RP | 48500 | 43500 | 19 | 11.7 | 8.7 | 2.26 | 73 | 59 | 201922671
AMERICAN STANDARD | 4A6L9048A1 | 4TXCC009DS3 | *UD2C080ACV4 | 48000 | 43500 | 19 | 11.7 | 8.7 | 2.27 | 73 | 58 | 201922675
AMERICAN STANDARD | 4A6L9048A1 | 4TXCC009DS3 | S9V2C100U4PSB+RP | 48500 | 43500 | 19 | 11.7 | 8.7 | 2.27 | 73 | 58 | 201922672
AMERICAN STANDARD | 4A6L9048A1 | 4PX*DU48BS3 | *UHMC100ACV4 | 46000 | 42500 | 19 | 11.7 | 8.7 | 2.19 | 73 | 59 | 201922621
AMERICAN STANDARD | 4A6L9048A1 | 4PX*DU48BS3 | S9V2C100U4PSB+RP | 46000 | 42500 | 19 | 11.7 | 8.7 | 2.2 | 73 | 59 | 201922622
AMERICAN STANDARD | 4A6L9048A1 | 4PX*DU48BS3 | *UD2C080ACV4 | 46000 | 42500 | 19 | 11.7 | 8.7 | 2.19 | 73 | 59 | 201922617
AMERICAN STANDARD | 4A6L9048A1 | 4PX*DU48BS3 | *UD2D140ACV5 | 47500 | 44000 | 19 | 11.7 | 9 | 2.25 | 73 | 59 | 201922610
TRANE | 4TWV8X48A1 | 4PX*DU60BS3 | S9V2C100U5PSB+RP | 45500 | 42000 | 18 | 11.7 | 8.5 | 1.81 | 85 | 67 | 207599984
TRANE | 4TWV0X48A1 | 4PX*DU48BS3 | *UHMD120ACV5 | 45500 | 42500 | 19.5 | 11.7 | 8.2 | 1.77 | 86 | 66 | 207526766
TRANE | 4TWV0X36A1 | 4PX*CU42BS3 | *DHMC100ACV4 | 33800 | 31200 | 19 | 12 | 8.2 | 1.76 | 84 | 65 | 207526552
TRANE | 4TWV0X36A1 | 4PX*CD42BS3 | S9V2C100D4PSB+RP | 35800 | 31200 | 20.5 | 12.7 | 8.2 | 1.76 | 83 | 64 | 207526538
TRANE | 4TWV0X36A1 | 4PX*CU48BS3 | S9V2C100D4PSB+RP | 33200 | 31000 | 19 | 11.7 | 8.5 | 1.83 | 83 | 64 | 207526540
AMERICAN STANDARD | 4A6L9048A1 | 4PX*CU42BS3 | *UHMC100ACV4 | 47500 | 44500 | 19 | 11.7 | 8.7 | 2.22 | 73 | 58 | 201922540
AMERICAN STANDARD | 4A6L9048A1 | 4PX*CD60BS3+HORIZ-RT | *UD2C080ACV4 | 48500 | 43500 | 19 | 11.7 | 8.7 | 2.21 | 73 | 58 | 201922525
TRANE | 4TWV8X48A1 | 4TXCC007DS3 | S9V2C100U5PSB+RP | 46000 | 44000 | 18 | 11.7 | 8.5 | 1.83 | 85 | 66 | 208185410
TRANE | 4TWV8X48A1 | 4PX*CU60BS3 | S9V2C100U5PSB+RP | 47000 | 43000 | 18 | 11.7 | 8.5 | 1.86 | 86 | 67 | 208121978
TRANE | 4TWV8X48A1 | TEM8B0C60V51+TDR |  | 47000 | 43000 | 18 | 12 | 8.5 | 1.94 | 85 | 67 | 207820955
TRANE | 4TWV8X48A1 | 4TXCD010DS3 | S9V2C100U5PSB+RP | 45500 | 42000 | 18 | 11.7 | 8.5 | 1.81 | 85 | 67 | 207599993
TRANE | 4TWV8X60A1 | TEM8B0C60V51+TDR |  | 54000 | 51000 | 18 | 12 | 8.5 | 1.84 | 95 | 73 | 207820957
TRANE | 4TWL9024A1 | 4TXCB003DS3 | S9V2B060U4PSB+RP | 23400 | 21400 | 17 | 12 | 8.7 | 2.32 | 66 | 52 | 207782151
TRANE | 4TWL9048A1 | TEM8A0C42V41+TDR |  | 46000 | 44000 | 19 | 11.7 | 9 | 2.3 | 73 | 58 | 207804061
TRANE | 4TWL9024A1 | 4PX*BU30BS3 | S9V2B060U4PSB+RP | 23400 | 20800 | 17 | 12 | 8.7 | 2.34 | 67 | 53 | 207782150
TRANE | 4TWL9024A1 | 4PX*BU24BS3 | S9V2B060U4PSB+RP | 22600 | 21800 | 16.5 | 11.7 | 8.2 | 2.04 | 66 | 51 | 207782149
TRANE | 4TWL9048A1 | 4TXCD010DS3 | L8V1C100U5VSA+RP | 47500 | 42000 | 19 | 12 | 8.7 | 2.24 | 73 | 59 | 207352634
TRANE | 4TWL9048A1 | 4TXCD008DS3 | L8V1C100U5VSA+RP | 46500 | 42500 | 19 | 11.7 | 8.7 | 2.21 | 73 | 59 | 207352633
TRANE | 4TWL9024A1 | 4TXCB003DS3 | S9V2B040U3VSA+RP | 23400 | 21400 | 17 | 12 | 8.7 | 2.31 | 67 | 52 | 207062438
TRANE | 4TWL9024A1 | 4TXCB003DS3 | S9V2B060U3VSA+RP | 23200 | 21400 | 17 | 12 | 8.7 | 2.27 | 67 | 52 | 206909920
TRANE | 4TWL9048A1 | 4TXFH064AZ3 | *UD2C080ACV4 | 48000 | 42500 | 19 | 11.7 | 8.7 | 2.23 | 74 | 60 | 206392942
TRANE | 4TWL9048A1 | TEM8A0D48V41+TDR |  | 47000 | 44000 | 19 | 11.7 | 9 | 2.32 | 73 | 58 | 201922159
TRANE | 4TWV8X48A1 | TEM8A0C48V41+TDR |  | 47000 | 43000 | 18 | 12 | 8.5 | 1.94 | 85 | 67 | 207526358
TRANE | 4TWV8X48A1 | TEM8A0D48V41+TDR |  | 45500 | 42500 | 18 | 11.7 | 8.5 | 1.94 | 87 | 68 | 207526360
AMERICAN STANDARD | 4A6L5030N1 | 4PX*CU36BS3 | S8X2C080M5PSC | 29800 | 27000 | 15.2 | 12 | 8.1 | 2.18 | 67 | 53 | 210793470
AMERICAN STANDARD | 4A6L5030N1 | 4PX*CU36BS3 | S8X1C080M5PSC | 29800 | 27000 | 15.2 | 12 | 8.1 | 2.18 | 67 | 53 | 210793469
AMERICAN STANDARD | 4A6L5030N1 | 4PX*CU36BS3 | *UHMC100ACV4 | 30000 | 27000 | 16 | 12 | 8.1 | 2.2 | 67 | 52 | 210793465
AMERICAN STANDARD | 4A6L5030N1 | 4PX*CU36BS3 | S8V2C080M5PCA | 29800 | 27200 | 15.2 | 12 | 8.1 | 2.18 | 67 | 52 | 210793467
AMERICAN STANDARD | 4A6L5030N1 | 4PX*CU36BS3 | *UD2C100ACV5 | 29400 | 26800 | 16 | 12 | 8.1 | 2.2 | 67 | 52 | 210793464
AMERICAN STANDARD | 4A6L5030N1 | 4PX*CU36BS3 | *UD2C080ACV4 | 29400 | 26800 | 16 | 12 | 8.1 | 2.21 | 67 | 52 | 210793463
AMERICAN STANDARD | 4A6L5030N1 | 4PX*CU36BS3 | S9X2C080U5PSB | 30200 | 27200 | 15.2 | 12 | 8.1 | 2.18 | 67 | 53 | 210793462
AMERICAN STANDARD | 4A6L5030N1 | 4PX*CU30BS3 | *UD2C100ACV5 | 29200 | 29400 | 15.2 | 12 | 8.1 | 2.15 | 65 | 50 | 210793461
AMERICAN STANDARD | 4A6L5030N1 | 4PX*CU30BS3 | *UD2C080ACV4 | 29200 | 29400 | 15.2 | 12 | 8.1 | 2.14 | 65 | 50 | 210793460
AMERICAN STANDARD | 4A6L5030N1 | 4PX*CU30BS3 | *UHMC100ACV4 | 29200 | 29400 | 15.2 | 12 | 8.1 | 2.17 | 65 | 50 | 210793458
AMERICAN STANDARD | 4A6L5030N1 | 4PX*CU30BS3 | S8V2C100M5PCA | 29000 | 29600 | 15.2 | 12 | 8.1 | 2.12 | 65 | 50 | 210793455
AMERICAN STANDARD | 4A6L5030N1 | 4PX*CU30BS3 | S8X1C080M5PTC | 29200 | 29600 | 15.2 | 12 | 8.1 | 2.12 | 65 | 50 | 210793453
AMERICAN STANDARD | 4A6L5030N1 | 4PX*CU30BS3 | S8V2C080M5PCA | 29200 | 29600 | 15.2 | 12 | 8.1 | 2.12 | 65 | 50 | 210793456
AMERICAN STANDARD | 4A6L5030N1 | 4PX*CU30BS3 | S8X1C080M5PSC | 29200 | 29600 | 15.2 | 12 | 8.1 | 2.12 | 65 | 50 | 210793454
AMERICAN STANDARD | 4A6L5030N1 | 4PX*CU30BS3 | S8X2C080M5PSC | 29200 | 29600 | 15.2 | 12 | 8.1 | 2.12 | 65 | 50 | 210793452
AMERICAN STANDARD | 4A6L5030N1 | 4PX*CU30BS3 | S9V2C080U5PSB | 29600 | 29600 | 15.2 | 12 | 8.1 | 2.12 | 65 | 50 | 210793450
AMERICAN STANDARD | 4A6L5030N1 | 4PX*CU30BS3 | S8X2C080M5PTC | 29200 | 29600 | 15.2 | 12 | 8.1 | 2.12 | 65 | 50 | 210793451
AMERICAN STANDARD | 4A6L5030N1 | 4PX*CU30BS3 | S9V2C100U4VSA | 29000 | 29400 | 15.2 | 12 | 8.1 | 2.14 | 65 | 50 | 210793449
AMERICAN STANDARD | 4A6L5030N1 | 4PX*CU30BS3 | S9V2C100U5PSB | 29600 | 29600 | 15.2 | 12 | 8.1 | 2.12 | 66 | 50 | 210793448
AMERICAN STANDARD | 4A6L5030N1 | 4PX*CU30BS3 | S9X1C080U5PSB | 29600 | 29600 | 15.2 | 12 | 8.1 | 2.11 | 66 | 50 | 210793447
AMERICAN STANDARD | 4A6L5030N1 | 4PX*CU30BS3 | S9X1C100U5PSB | 29600 | 29600 | 15.2 | 12 | 8.1 | 2.11 | 66 | 50 | 210793446
AMERICAN STANDARD | 4A6L5030N1 | 4PX*CU30BS3 | S9X2C080U5PSB | 29600 | 29600 | 15.2 | 12 | 8.1 | 2.11 | 66 | 50 | 210793445
AMERICAN STANDARD | 4A6L5030N1 | 4PX*CU30BS3 | S9X2C100U5PSB | 29600 | 29600 | 15.2 | 12 | 8.1 | 2.11 | 66 | 50 | 210793444
AMERICAN STANDARD | 4A6L5030N1 | 4TXCB004DS3 | L8X1B080U4XSA | 30000 | 27400 | 15.2 | 12 | 8.1 | 2.16 | 67 | 53 | 210793558
AMERICAN STANDARD | 4A6L5030N1 | 4PX*CD36BS3+HORIZ-RT | *UD2C100ACV5 | 29600 | 28200 | 16 | 12 | 8.1 | 2.16 | 66 | 51 | 210793425
AMERICAN STANDARD | 4A6L5030N1 | 4PX*CD36BS3+HORIZ-RT | *UD2C080ACV4 | 29400 | 28400 | 16 | 12 | 8.1 | 2.15 | 65 | 50 | 210793424
AMERICAN STANDARD | 4A6L5030N1 | 4PX*CD36BS3 | S9V2C100D4VSA | 29400 | 28400 | 16 | 12 | 8.1 | 2.15 | 65 | 50 | 210793423
AMERICAN STANDARD | 4A6L5030N1 | 4PX*CD36BS3 | S8X1C080M5PSC | 29800 | 28600 | 15.2 | 12 | 8.1 | 2.13 | 66 | 51 | 210793422
AMERICAN STANDARD | 4A6L5030N1 | 4PX*CD36BS3 | *DD2C100ACV5 | 29200 | 28400 | 15.2 | 12 | 8.1 | 2.14 | 65 | 51 | 210793421
AMERICAN STANDARD | 4A6L5030N1 | 4PX*CD36BS3 | *DHMC100ACV4 | 29400 | 28200 | 15.2 | 12 | 8.1 | 2.14 | 66 | 51 | 210793414
AMERICAN STANDARD | 4A6L5030N1 | 4PX*CD36BS3 | S8X2C080M5PSC | 29800 | 28600 | 15.2 | 12 | 8.1 | 2.13 | 66 | 51 | 210793420
AMERICAN STANDARD | 4A6L5030N1 | 4PX*CD36BS3 | S9X2C100D5PSB | 29800 | 28600 | 15.2 | 12 | 8.1 | 2.13 | 66 | 51 | 210793412
AMERICAN STANDARD | 4A6L5030N1 | 4PX*CD36BS3 | S8X1C080M5PTC | 29800 | 28600 | 15.2 | 12 | 8.1 | 2.13 | 66 | 51 | 210793419
AMERICAN STANDARD | 4A6L5030N1 | 4PX*CD36BS3 | S8X2C080M5PTC | 29800 | 28600 | 15.2 | 12 | 8.1 | 2.13 | 66 | 51 | 210793418
AMERICAN STANDARD | 4A6L5030N1 | 4PX*CD36BS3 | S8V2C100M5PCA | 29800 | 28600 | 15.2 | 12 | 8.1 | 2.13 | 66 | 51 | 210793417
AMERICAN STANDARD | 4A6L5030N1 | 4PX*CD36BS3 | S8V2C080M5PCA | 29800 | 28600 | 15.2 | 12 | 8.1 | 2.13 | 66 | 51 | 210793416
AMERICAN STANDARD | 4A6L5030N1 | 4PX*CD36BS3 | S9X1C100D5PSB | 29800 | 28600 | 15.2 | 12 | 8.1 | 2.13 | 66 | 51 | 210793413
AMERICAN STANDARD | 4A6L5030N1 | 4PX*BU48BS3 | S9V2B080U4VSA | 30400 | 27800 | 16 | 12 | 8.1 | 2.23 | 66 | 51 | 210793410
AMERICAN STANDARD | 4A6L5030N1 | 4PX*BU48BS3 | *UD2B080ACV3 | 30200 | 27600 | 16 | 12 | 8.1 | 2.23 | 66 | 51 | 210793411
AMERICAN STANDARD | 4A6L5030N1 | 4PX*BU48BS3 | S9V2B080U4PSB | 30400 | 27800 | 16 | 12 | 8.1 | 2.23 | 66 | 51 | 210793409
AMERICAN STANDARD | 4A6L5030N1 | 4PX*BU48BS3 | S9V2B040U3VSA | 30200 | 27600 | 16 | 12 | 8.1 | 2.23 | 66 | 51 | 210793406
AMERICAN STANDARD | 4A6L5030N1 | 4PX*BU48BS3 | S9V2B060U4PSB | 30400 | 27600 | 16 | 12 | 8.1 | 2.24 | 66 | 51 | 210793408
AMERICAN STANDARD | 4A6L5030N1 | 4PX*BU48BS3 | S9V2B060U3VSA | 30000 | 27600 | 16 | 12 | 8.1 | 2.24 | 66 | 51 | 210793407
AMERICAN STANDARD | 4A6L5030N1 | 4PX*BU48BS3 | S9V2B040U3PSB | 30200 | 27600 | 16 | 12 | 8.1 | 2.23 | 66 | 51 | 210793405
AMERICAN STANDARD | 4A6L5030N1 | 4PX*BU48BS3 | S8X2B080M4PTC | 30400 | 27800 | 16 | 12 | 8.1 | 2.22 | 66 | 51 | 210793404
AMERICAN STANDARD | 4A6L5030N1 | 4PX*BU48BS3 | S8X1B080M4PTC | 30400 | 27800 | 16 | 12 | 8.1 | 2.22 | 66 | 51 | 210793398
AMERICAN STANDARD | 4A6L5030N1 | 4PX*BU48BS3 | S8X2B080M4PSC | 30400 | 27800 | 16 | 12 | 8.1 | 2.22 | 66 | 51 | 210793403
AMERICAN STANDARD | 4A6L5030N1 | 4PX*BU48BS3 | S8X2B060M4PTC | 30400 | 27800 | 16 | 12 | 8.1 | 2.23 | 66 | 51 | 210793402
AMERICAN STANDARD | 4A6L5030N1 | 4PX*BU48BS3 | S8X2A040M3PTC | 29200 | 27200 | 16 | 12 | 8.1 | 2.19 | 66 | 51 | 210793400
AMERICAN STANDARD | 4A6L5030N1 | 4PX*BU48BS3 | S8X2B060M4PSC | 30400 | 27800 | 16 | 12 | 8.1 | 2.23 | 66 | 51 | 210793401
AMERICAN STANDARD | 4A6L5030N1 | 4PX*BU48BS3 | S8X2A040M3PSC | 29200 | 27200 | 16 | 12 | 8.1 | 2.19 | 66 | 51 | 210793399
AMERICAN STANDARD | 4A6L5030N1 | 4PX*BU48BS3 | S8X1B080M4PSC | 30400 | 27800 | 16 | 12 | 8.1 | 2.22 | 66 | 51 | 210793397
AMERICAN STANDARD | 4A6L5030N1 | 4PX*BU48BS3 | S8X1A040M3PTC | 29200 | 27200 | 16 | 12 | 8.1 | 2.19 | 66 | 51 | 210793394
AMERICAN STANDARD | 4A6L5030N1 | 4PX*BU48BS3 | S8X1B060M4PSC | 30400 | 27800 | 16 | 12 | 8.1 | 2.23 | 66 | 51 | 210793395
AMERICAN STANDARD | 4A6L5030N1 | 4PX*BU48BS3 | S8X1B060M4PTC | 30400 | 27800 | 16 | 12 | 8.1 | 2.23 | 66 | 51 | 210793396
AMERICAN STANDARD | 4A6L5030N1 | 4PX*BU48BS3 | S8X1A040M3PSC | 29200 | 27200 | 16 | 12 | 8.1 | 2.19 | 66 | 51 | 210793393
AMERICAN STANDARD | 4A6L5030N1 | 4PX*BU48BS3 | S8V2B080M4PCA | 30400 | 27800 | 16 | 12 | 8.1 | 2.22 | 66 | 51 | 210793392
TRANE | 4TWV8X24A1 | TEM8A0B30V31+TDR |  | 23800 | 21600 | 18 | 12.2 | 8.5 | 1.94 | 81 | 61 | 207526351
TRANE | 4TWL5030N1 | 4TXCB003DS3 | S8V2B060M4PCA | 28800 | 29400 | 15.2 | 12 | 8.1 | 2.13 | 65 | 50 | 210792407
TRANE | 4TWL5030N1 | 4TXCB003DS3 | S8X1A040M3PSC | 27600 | 29000 | 15.2 | 12 | 8.1 | 2.09 | 65 | 50 | 210792405
TRANE | 4TWL5030N1 | 4TXCB003DS3 | S8X1A040M3PTC | 27600 | 29000 | 15.2 | 12 | 8.1 | 2.09 | 65 | 50 | 210792404
TRANE | 4TWL5030N1 | 4TXCB003DS3 | S9X2B060U4PSB | 28600 | 29400 | 15.2 | 12 | 8.1 | 2.13 | 65 | 50 | 210792379
TRANE | 4TWL5030N1 | 4TXCB003DS3 | L8X1B060U3XSA | 28800 | 29600 | 15.2 | 12 | 8.1 | 2.11 | 65 | 50 | 210792392
TRANE | 4TWL5030N1 | 4TXCB003DS3 | L8X1B080U4XSA | 29600 | 29600 | 15.2 | 12 | 8.1 | 2.1 | 66 | 51 | 210792393
TRANE | 4TWL5030N1 | 4TXCB003DS3 | S9V2B060U3VSA | 28600 | 29400 | 15.2 | 12 | 8.1 | 2.13 | 65 | 50 | 210792371
TRANE | 4TWL5030N1 | 4TXCB003DS3 | L8V1B080U4VSA | 28800 | 29600 | 15.2 | 12 | 8.1 | 2.12 | 65 | 50 | 210792391
TRANE | 4TWL5030N1 | 4TXCB003DS3 | L8V1A060U3VSA | 27600 | 29000 | 15.2 | 12 | 8.1 | 2.09 | 65 | 50 | 210792390
TRANE | 4TWL5030N1 | 4TXCB003DS3 | *UHMB080ACV3 | 28800 | 29400 | 15.2 | 12 | 8.1 | 2.16 | 65 | 49 | 210792388
TRANE | 4TWL5030N1 | 4TXCB003DS3 | *UHMB060ACV3 | 29000 | 29400 | 15.2 | 12 | 8.1 | 2.15 | 65 | 50 | 210792387
TRANE | 4TWL5030N1 | 4TXCB003DS3 | L8V1A040U3VSA | 27800 | 29200 | 15.2 | 12 | 8.1 | 2.09 | 65 | 50 | 210792389
TRANE | 4TWL5030N1 | 4TXCB003DS3 | *UD2B080ACV3 | 29200 | 29400 | 15.2 | 12 | 8.1 | 2.12 | 66 | 50 | 210792386
TRANE | 4TWL5030N1 | 4TXCB003DS3 | *UD2B060ACV3 | 29200 | 29600 | 15.2 | 12 | 8.1 | 2.13 | 65 | 50 | 210792385
TRANE | 4TWL5030N1 | 4TXCB003DS3 | S9X2B080U4PSB | 28800 | 29400 | 15.2 | 12 | 8.1 | 2.14 | 65 | 50 | 210792380
TRANE | 4TWL5030N1 | 4TXCB003DS3 | S9X2B040U3PSB | 28600 | 29400 | 15.2 | 12 | 8.1 | 2.13 | 65 | 50 | 210792378
TRANE | 4TWL5030N1 | 4TXCB003DS3 | S9X1B060U4PSB | 28600 | 29400 | 15.2 | 12 | 8.1 | 2.13 | 65 | 50 | 210792376
TRANE | 4TWL5030N1 | 4TXCB003DS3 | S9X1B040U3PSB | 28600 | 29400 | 15.2 | 12 | 8.1 | 2.13 | 65 | 50 | 210792375
TRANE | 4TWL5030N1 | 4TXCB003DS3 | S9V2B080U4PSB | 28800 | 29400 | 15.2 | 12 | 8.1 | 2.13 | 65 | 50 | 210792373
TRANE | 4TWL5030N1 | 4TXCB003DS3 | S9X1B080U4PSB | 28800 | 29400 | 15.2 | 12 | 8.1 | 2.14 | 65 | 50 | 210792377
TRANE | 4TWL5030N1 | 4TXCB003DS3 | S9V2B060U4PSB | 28800 | 29600 | 15.2 | 12 | 8.1 | 2.14 | 65 | 49 | 210792372
TRANE | 4TWL5030N1 | 4TXCB003DS3 | S8X2B080M4PTC | 29200 | 29600 | 15.2 | 12 | 8.1 | 2.12 | 66 | 50 | 210792368
TRANE | 4TWL5030N1 | 4TXCB003DS3 | S9V2B040U3VSA | 28600 | 29400 | 15.2 | 12 | 8.1 | 2.13 | 65 | 50 | 210792370
TRANE | 4TWL5030N1 | 4TXCB003DS3 | S9V2B040U3PSB | 28600 | 29400 | 15.2 | 12 | 8.1 | 2.13 | 65 | 50 | 210792369
TRANE | 4TWL5030N1 | 4TXCB003DS3 | S8X2B060M4PTC | 29200 | 29600 | 15.2 | 12 | 8.1 | 2.12 | 65 | 50 | 210792366
TRANE | 4TWL5030N1 | 4PX*CU30BS3 | *UD2C080ACV4 | 29200 | 29400 | 15.2 | 12 | 8.1 | 2.14 | 65 | 50 | 210792314
TRANE | 4TWL5030N1 | 4TXCB003DS3 | S8X2B080M4PSC | 29200 | 29600 | 15.2 | 12 | 8.1 | 2.12 | 66 | 50 | 210792367
TRANE | 4TWL5030N1 | 4TXCB003DS3 | S8X2B060M4PSC | 29200 | 29600 | 15.2 | 12 | 8.1 | 2.12 | 65 | 50 | 210792365
TRANE | 4TWL5030N1 | 4TXCB003DS3 | S8X2A040M3PSC | 27600 | 29000 | 15.2 | 12 | 8.1 | 2.09 | 65 | 50 | 210792363
TRANE | 4TWL5030N1 | 4TXCB003DS3 | S8X2A040M3PTC | 27600 | 29000 | 15.2 | 12 | 8.1 | 2.09 | 65 | 50 | 210792364
TRANE | 4TWL5030N1 | 4TXCB003DS3 | S8X1B060M4PTC | 29200 | 29600 | 15.2 | 12 | 8.1 | 2.12 | 65 | 50 | 210792360
TRANE | 4TWL5030N1 | 4TXCB003DS3 | S8X1B080M4PSC | 29200 | 29600 | 15.2 | 12 | 8.1 | 2.12 | 66 | 50 | 210792361
TRANE | 4TWL5030N1 | 4TXCB003DS3 | S8X1B080M4PTC | 29200 | 29600 | 15.2 | 12 | 8.1 | 2.12 | 66 | 50 | 210792362
TRANE | 4TWL5030N1 | 4TXCB003DS3 | S8X1B040M2PSC | 28800 | 29600 | 15.2 | 12 | 8.1 | 2.11 | 65 | 50 | 210792357
TRANE | 4TWL5030N1 | 4TXCB003DS3 | S8X1B060M4PSC | 29200 | 29600 | 15.2 | 12 | 8.1 | 2.12 | 65 | 50 | 210792359
TRANE | 4TWL5030N1 | 4TXCB003DS3 | S8X1B040M2PTC | 28800 | 29600 | 15.2 | 12 | 8.1 | 2.11 | 65 | 50 | 210792358
TRANE | 4TWL5030N1 | 4PX*CU42BS3 | S8X1C080M5PSC | 30600 | 28000 | 16 | 12 | 8.1 | 2.23 | 66 | 51 | 210792348
TRANE | 4TWL5030N1 | 4PX*CU42BS3 | S8V2C100M5PCA | 30600 | 28200 | 16 | 12 | 8.1 | 2.21 | 66 | 51 | 210792347
TRANE | 4TWL5030N1 | 4PX*CU42BS3 | S9V2C100U4VSA | 30200 | 27800 | 16 | 12 | 8.1 | 2.24 | 66 | 51 | 210792335
TRANE | 4TWL5030N1 | 4PX*CU42BS3 | S8V2C080M5PCA | 30400 | 28000 | 16 | 12 | 8.1 | 2.23 | 66 | 51 | 210792346
TRANE | 4TWL5030N1 | 4PX*CU42BS3 | *UHMC100ACV4 | 30800 | 28000 | 16 | 12 | 8.1 | 2.25 | 66 | 51 | 210792344
TRANE | 4TWL5030N1 | 4PX*CU42BS3 | *UD2C100ACV5 | 30400 | 27800 | 16 | 12 | 8.1 | 2.26 | 66 | 51 | 210792343
TRANE | 4TWL5030N1 | 4PX*CU36BS3 | S8X1C080M5PSC | 29800 | 27000 | 15.2 | 12 | 8.1 | 2.18 | 67 | 53 | 210792323
TRANE | 4TWL5030N1 | 4PX*CU42BS3 | S9X1C100D5PSB | 29000 | 26800 | 15.2 | 12 | 8.1 | 2.2 | 67 | 53 | 210792340
TRANE | 4TWL5030N1 | 4PX*CU42BS3 | *UD2C080ACV4 | 30800 | 28000 | 16 | 12 | 8.1 | 2.25 | 66 | 51 | 210792342
TRANE | 4TWL5030N1 | 4PX*CU42BS3 | S9V2C100D4VSA | 29200 | 26800 | 15.2 | 12 | 8.1 | 2.21 | 67 | 53 | 210792339
TRANE | 4TWL5030N1 | 4PX*CU42BS3 | S9X2C100D5PSB | 29000 | 26800 | 15.2 | 12 | 8.1 | 2.2 | 67 | 53 | 210792341
TRANE | 4TWL5030N1 | 4PX*CU42BS3 | *DD2C100ACV5 | 28400 | 26400 | 15.2 | 12 | 8.1 | 2.21 | 67 | 53 | 210792337
TRANE | 4TWL5030N1 | 4PX*CU42BS3 | *DHMC100ACV4 | 28600 | 26400 | 15.2 | 12 | 8.1 | 2.21 | 67 | 53 | 210792338
TRANE | 4TWL5030N1 | 4PX*CU42BS3 | S9V2C100U5PSB | 31000 | 28200 | 16 | 12 | 8.1 | 2.23 | 66 | 51 | 210792336
TRANE | 4TWL5030N1 | 4PX*CU42BS3 | S9V2C080U5PSB | 30800 | 28200 | 16 | 12 | 8.1 | 2.23 | 66 | 51 | 210792334
TRANE | 4TWL5030N1 | 4PX*CU42BS3 | S8X2C080M5PSC | 30600 | 28000 | 16 | 12 | 8.1 | 2.23 | 66 | 51 | 210792332
TRANE | 4TWL5030N1 | 4PX*CU42BS3 | S8X2C080M5PTC | 30600 | 28000 | 16 | 12 | 8.1 | 2.23 | 66 | 51 | 210792333
TRANE | 4TWL5030N1 | 4PX*CU42BS3 | S8X1C080M5PTC | 30600 | 28000 | 16 | 12 | 8.1 | 2.23 | 66 | 51 | 210792331
TRANE | 4TWL5030N1 | 4PX*CU36BS3 | S9X1C080U5PSB | 30200 | 27200 | 15.2 | 12 | 8.1 | 2.18 | 67 | 53 | 210792330
TRANE | 4TWL5030N1 | 4PX*CU30BS3 | S8X1C080M5PTC | 29200 | 29600 | 15.2 | 12 | 8.1 | 2.12 | 65 | 50 | 210792307
TRANE | 4TWV8X36A1 | 4TXCB004DS3 | S8V2B060M4PDA | 34200 | 31200 | 18 | 11.7 | 8.2 | 1.81 | 84 | 66 | 211081251
TRANE | 4TWV8X36A1 | 4PX*CU48BS3 | S8V2C100M5PDA | 35200 | 31600 | 18 | 12 | 8.2 | 1.85 | 84 | 65 | 211081249
TRANE | 4TWV8X36A1 | 4PX*CU42BS3 | S8V2C100M5PDA | 35200 | 32000 | 18 | 12 | 8.2 | 1.83 | 83 | 64 | 211081247
TRANE | 4TWV8X36A1 | 4PX*CU36BS3 | S8V2C100M5PDA | 34000 | 31000 | 18 | 11.7 | 8.2 | 1.8 | 85 | 66 | 211081245
TRANE | 4TWV8X36A1 | 4PX*CU48BS3 | S8V2C080M5PDA | 34800 | 31400 | 18 | 12 | 8.2 | 1.84 | 83 | 64 | 211081248
TRANE | 4TWV8X36A1 | 4PX*CU42BS3 | S8V2C080M5PDA | 34800 | 31800 | 18 | 12 | 8.2 | 1.83 | 83 | 64 | 211081246
TRANE | 4TWV8X36A1 | 4PX*CU36BS3 | S8V2C080M5PDA | 33800 | 30800 | 18 | 11.7 | 8.2 | 1.81 | 84 | 66 | 211081244
TRANE | 4TWV8X36A1 | 4PX*BU42BS3 | S8V2B060M4PDA | 35200 | 32200 | 18 | 12 | 8.2 | 1.83 | 83 | 65 | 211081238
TRANE | 4TWV8X36A1 | 4PX*BU42BS3 | S8V2B080M4PDA | 35200 | 32200 | 18 | 12 | 8.2 | 1.82 | 83 | 65 | 211081239
TRANE | 4TWV8X36A1 | 4PX*BU42BS3 | S8V2A040M3PDA | 33600 | 31000 | 18 | 12 | 8.1 | 1.78 | 82 | 64 | 211081237
TRANE | 4TWV8X36A1 | 4PX*BU36BS3 | S8V2B080M4PDA | 34200 | 31200 | 18 | 11.7 | 8.2 | 1.8 | 85 | 66 | 211081236
TRANE | 4TWV8X36A1 | 4PX*BU36BS3 | S8V2B060M4PDA | 34200 | 31200 | 18 | 11.7 | 8.2 | 1.8 | 85 | 66 | 211081235
TRANE | 4TWV0X60A1 | 4TXCD010DS3 | S8V2D120M5PDA | 54000 | 52000 | 19 | 11.7 | 8.2 | 1.83 | 95 | 76 | 211081224
TRANE | 4TWV0X60A1 | 4PX*DU60BS3 | S8V2D120M5PDA | 54000 | 52000 | 19 | 11.7 | 8.2 | 1.83 | 95 | 76 | 211081220
TRANE | 4TWV0X48A1 | 4TXCD010DS3 | S8V2C080M5PDA | 45000 | 41000 | 19 | 11.7 | 8.2 | 1.75 | 86 | 66 | 211081217
TRANE | 4TWV0X48A1 | 4PX*DU60BS3 | S8V2C080M5PDA | 45000 | 41000 | 19 | 11.7 | 8.2 | 1.75 | 86 | 66 | 211081210
TRANE | 4TWV0X36A1 | 4TXCC005DS3 | S8V2C100M5PDA | 34400 | 31400 | 19.5 | 12 | 8.5 | 1.78 | 85 | 65 | 211081201
TRANE | 4TWV0X36A1 | 4TXCC005DS3 | S8V2C080M5PDA | 34000 | 31400 | 19.5 | 12 | 8.5 | 1.79 | 84 | 65 | 211081200
TRANE | 4TWV0X36A1 | 4TXCB004DS3 | S8V2B060M4PDA | 34400 | 31600 | 19.5 | 12 | 8.5 | 1.78 | 85 | 66 | 211081198
TRANE | 4TWV0X36A1 | 4TXCB004DS3 | S8V2B080M4PDA | 34400 | 31600 | 19.5 | 12 | 8.5 | 1.79 | 84 | 66 | 211081197
TRANE | 4TWV0X36A1 | 4PX*CU48BS3 | S8V2C080M5PDA | 35200 | 32000 | 20 | 12.5 | 8.5 | 1.83 | 83 | 64 | 211081196
TRANE | 4TWV0X36A1 | 4PX*CU48BS3 | S8V2C100M5PDA | 35400 | 32200 | 20.5 | 12.5 | 8.7 | 1.82 | 83 | 63 | 211081195
TRANE | 4TWV0X36A1 | 4PX*CU42BS3 | S8V2C100M5PDA | 35400 | 32600 | 20 | 12.5 | 8.5 | 1.8 | 83 | 63 | 211081194
TRANE | 4TWV0X36A1 | 4PX*CU42BS3 | S8V2C080M5PDA | 35200 | 32600 | 19.5 | 12.5 | 8.5 | 1.81 | 82 | 63 | 211081193
TRANE | 4TWV0X36A1 | 4PX*CU36BS3 | S8V2C080M5PDA | 34000 | 31400 | 19.5 | 12 | 8.5 | 1.79 | 84 | 65 | 211081192
TRANE | 4TWV0X36A1 | 4PX*CU36BS3 | S8V2C100M5PDA | 34400 | 31400 | 19.5 | 12 | 8.5 | 1.8 | 84 | 65 | 211081191
TRANE | 4TWV0X36A1 | 4PX*BU42BS3 | S8V2A040M3PDA | 34000 | 31600 | 19.5 | 12 | 8.2 | 1.76 | 82 | 63 | 211081186
TRANE | 4TWV0X36A1 | 4PX*BU42BS3 | S8V2B060M4PDA | 35600 | 32800 | 19.5 | 12.5 | 8.5 | 1.8 | 83 | 63 | 211081185
TRANE | 4TWV0X36A1 | 4PX*BU42BS3 | S8V2B080M4PDA | 35600 | 32800 | 20 | 12.5 | 8.5 | 1.8 | 84 | 63 | 211081184
TRANE | 4TWV0X36A1 | 4PX*BU36BS3 | S8V2B060M4PDA | 34400 | 31600 | 19.5 | 12 | 8.5 | 1.78 | 85 | 66 | 211081182
TRANE | 4TWV0X36A1 | 4PX*BU36BS3 | S8V2B080M4PDA | 34400 | 31600 | 19.5 | 12 | 8.5 | 1.78 | 85 | 66 | 211081181
TRANE | 4TWV0X24A1 | 4TXCB004DS3 | S8V2A040M3PDA | 22800 | 19600 | 17.5 | 12.5 | 8.2 | 1.82 | 84 | 63 | 211081175
TRANE | 4TWV0X24A1 | 4PX*BU36BS3 | S8V2A040M3PDA | 22800 | 19600 | 17.5 | 12.5 | 8.2 | 1.82 | 84 | 63 | 211081171
AMERICAN STANDARD | 4A6L5036N1 | 4TXCB006DS3 | S9V2B060U4PSB | 34600 | 32000 | 15.2 | 12 | 8.1 | 2.03 | 63 | 47 | 210791163
AMERICAN STANDARD | 4A6L5036N1 | 4TXCB006DS3 | S9V2B080U4VSA | 34600 | 32400 | 15.2 | 12 | 8.1 | 2.02 | 62 | 46 | 210791164
AMERICAN STANDARD | 4A6L5036N1 | 4TXCB006DS3 | S9V2B040U3VSA | 34400 | 32200 | 15.2 | 12 | 8.1 | 2.02 | 62 | 46 | 210791161
AMERICAN STANDARD | 4A6L5036N1 | 4TXCB006DS3 | S8X1B080M4PSC | 34600 | 32200 | 15.2 | 12 | 8.1 | 2.02 | 62 | 46 | 210791160
AMERICAN STANDARD | 4A6L5036N1 | 4TXCB006DS3 | S8X1B060M4PSC | 35000 | 32400 | 15.2 | 12 | 8.1 | 2.02 | 62 | 46 | 210791159
AMERICAN STANDARD | 4A6L5036N1 | 4TXCB006DS3 | S9V2B080U4PSB | 34600 | 32400 | 15.2 | 12 | 8.1 | 2.02 | 62 | 46 | 210791150
AMERICAN STANDARD | 4A6L5036N1 | 4TXCB006DS3 | *UHMB080ACV3 | 35000 | 32400 | 15.2 | 12 | 8.1 | 2.03 | 62 | 46 | 210791149
AMERICAN STANDARD | 4A6L5036N1 | 4TXCB006DS3 | *UHMB060ACV3 | 34800 | 32200 | 15.2 | 12 | 8.1 | 2.03 | 62 | 46 | 210791148
AMERICAN STANDARD | 4A6L5036N1 | 4TXCB006DS3 | *UD2B060ACV3 | 34400 | 32000 | 15.2 | 12 | 8.1 | 2.03 | 63 | 47 | 210791146
AMERICAN STANDARD | 4A6L5036N1 | 4TXCB006DS3 | S8X1B060M4PTC | 35000 | 32400 | 15.2 | 12 | 8.1 | 2.02 | 62 | 46 | 210791144
AMERICAN STANDARD | 4A6L5036N1 | 4TXCB006DS3 | S8X1B080M4PTC | 34600 | 32200 | 15.2 | 12 | 8.1 | 2.02 | 62 | 46 | 210791143
AMERICAN STANDARD | 4A6L5036N1 | 4TXCB006DS3 | S8X2B060M4PSC | 35000 | 32400 | 15.2 | 12 | 8.1 | 2.02 | 62 | 46 | 210791141
AMERICAN STANDARD | 4A6L5036N1 | 4TXCB006DS3 | S8X2B060M4PTC | 35000 | 32400 | 15.2 | 12 | 8.1 | 2.02 | 62 | 46 | 210791140
AMERICAN STANDARD | 4A6L5036N1 | 4TXCB006DS3 | S8X2B080M4PSC | 34600 | 32200 | 15.2 | 12 | 8.1 | 2.02 | 62 | 46 | 210791139
AMERICAN STANDARD | 4A6L5036N1 | 4TXCB006DS3 | S8X2B080M4PTC | 34600 | 32200 | 15.2 | 12 | 8.1 | 2.02 | 62 | 46 | 210791138
AMERICAN STANDARD | 4A6L5036N1 | 4TXCB006DS3 | S9X2B060U4PSB | 34800 | 32400 | 15.2 | 12 | 8.1 | 2.01 | 62 | 46 | 210791136
AMERICAN STANDARD | 4A6L5036N1 | 4TXCB006DS3 | S9X2B080U4PSB | 35000 | 32400 | 15.2 | 12 | 8.1 | 2.01 | 62 | 46 | 210791135
AMERICAN STANDARD | 4A6L5036N1 | 4TXCB006DS3 | S9X1B080U4PSB | 35000 | 32400 | 15.2 | 12 | 8.1 | 2.01 | 62 | 46 | 210791134
AMERICAN STANDARD | 4A6L5036N1 | 4TXCB006DS3 | S9X1B060U4PSB | 34800 | 32400 | 15.2 | 12 | 8.1 | 2.01 | 62 | 46 | 210791133
TRANE | 4TWR6024N1 | 4PX*BD42BS3 | S8V2B080M4PDA | 25600 | 23800 | 16 | 12 | 8.1 | 1.97 | 63 | 47 | 211053082
TRANE | 4TWX7024E1 | 4PX*BD42BS3 | S8V2B080M4PDA | 25600 | 23800 | 17 | 12.5 | 8.1 | 1.97 | 63 | 47 | 211053149
TRANE | 4TWL5024N1 | 4TXCB006DS3 | S8V2B080M4PDA | 25600 | 25600 | 16 | 12 | 8.1 | 2.22 | 72 | 55 | 211049694
TRANE | 4TWL5024N1 | 4TXCB006DS3 | S8V2B060M4PDA | 25600 | 25600 | 16 | 12 | 8.1 | 2.23 | 72 | 55 | 211049698
TRANE | 4TWL5024N1 | 4TXCB006DS3 | S8V2A040M3PDA | 25600 | 25600 | 16 | 12 | 8.1 | 2.19 | 70 | 54 | 211049695
TRANE | 4TWL5024N1 | 4TXCB003DS3 | S8V2B060M4PDA | 25600 | 25600 | 15.2 | 12 | 8.1 | 2.13 | 75 | 57 | 211049683
TRANE | 4TWL5030N1 | 4PX*CU36BS3 | S9V2C100U4VSA | 29400 | 26600 | 16 | 12 | 8.1 | 2.19 | 68 | 53 | 210792328
TRANE | 4TWL5030N1 | 4PX*CU36BS3 | S9V2C100U5PSB | 30000 | 27200 | 15.2 | 12 | 8.1 | 2.19 | 67 | 52 | 210792329
TRANE | 4TWL5030N1 | 4PX*CU36BS3 | S9V2C080U5PSB | 30000 | 27200 | 15.2 | 12 | 8.1 | 2.19 | 67 | 52 | 210792327
TRANE | 4TWL5030N1 | 4PX*CU36BS3 | S8X2C080M5PTC | 29800 | 27000 | 15.2 | 12 | 8.1 | 2.18 | 67 | 53 | 210792326
TRANE | 4TWL5030N1 | 4PX*CU36BS3 | S8X2C080M5PSC | 29800 | 27000 | 15.2 | 12 | 8.1 | 2.18 | 67 | 53 | 210792325
TRANE | 4TWL5030N1 | 4PX*CU36BS3 | S8X1C080M5PTC | 29800 | 27000 | 15.2 | 12 | 8.1 | 2.18 | 67 | 53 | 210792324
TRANE | 4TWL5030N1 | 4PX*CU36BS3 | S8V2C100M5PCA | 29800 | 27200 | 15.2 | 12 | 8.1 | 2.17 | 67 | 53 | 210792322
TRANE | 4TWL5030N1 | 4PX*CU36BS3 | S8V2C080M5PCA | 29800 | 27200 | 15.2 | 12 | 8.1 | 2.18 | 67 | 52 | 210792321
TRANE | 4TWL5030N1 | 4PX*CU36BS3 | *UD2C080ACV4 | 29400 | 26800 | 16 | 12 | 8.1 | 2.21 | 67 | 52 | 210792317
TRANE | 4TWL5030N1 | 4PX*CU36BS3 | S9X2C080U5PSB | 30200 | 27200 | 15.2 | 12 | 8.1 | 2.18 | 67 | 53 | 210792316
TRANE | 4TWL5030N1 | 4PX*CU36BS3 | *UHMC100ACV4 | 30000 | 27000 | 16 | 12 | 8.1 | 2.2 | 67 | 52 | 210792319
TRANE | 4TWL5030N1 | 4PX*CU36BS3 | *UD2C100ACV5 | 29400 | 26800 | 16 | 12 | 8.1 | 2.2 | 67 | 52 | 210792318
TRANE | 4TWL5030N1 | 4PX*CU30BS3 | *UD2C100ACV5 | 29200 | 29400 | 15.2 | 12 | 8.1 | 2.15 | 65 | 50 | 210792315
TRANE | 4TWL5030N1 | 4PX*CU30BS3 | *UHMC100ACV4 | 29200 | 29400 | 15.2 | 12 | 8.1 | 2.17 | 65 | 50 | 210792312
TRANE | 4TWL5030N1 | 4PX*BU48BS3 | S8X2B080M4PTC | 30400 | 27800 | 16 | 12 | 8.1 | 2.22 | 66 | 51 | 210792258
TRANE | 4TWL5030N1 | 4PX*CU30BS3 | S8V2C080M5PCA | 29200 | 29600 | 15.2 | 12 | 8.1 | 2.12 | 65 | 50 | 210792310
TRANE | 4TWL5030N1 | 4PX*CU30BS3 | S8X2C080M5PTC | 29200 | 29600 | 15.2 | 12 | 8.1 | 2.12 | 65 | 50 | 210792305
TRANE | 4TWL5030N1 | 4PX*CU30BS3 | S8V2C100M5PCA | 29000 | 29600 | 15.2 | 12 | 8.1 | 2.12 | 65 | 50 | 210792309
TRANE | 4TWL5030N1 | 4PX*CU30BS3 | S8X2C080M5PSC | 29200 | 29600 | 15.2 | 12 | 8.1 | 2.12 | 65 | 50 | 210792306
TRANE | 4TWL5030N1 | 4PX*BU48BS3 | S8X1B060M4PTC | 30400 | 27800 | 16 | 12 | 8.1 | 2.23 | 66 | 51 | 210792250
TRANE | 4TWL5030N1 | 4PX*CU30BS3 | S8X1C080M5PSC | 29200 | 29600 | 15.2 | 12 | 8.1 | 2.12 | 65 | 50 | 210792308
TRANE | 4TWL5030N1 | 4PX*CU30BS3 | S9V2C080U5PSB | 29600 | 29600 | 15.2 | 12 | 8.1 | 2.12 | 65 | 50 | 210792304
TRANE | 4TWL5030N1 | 4PX*CU30BS3 | S9V2C100U4VSA | 29000 | 29400 | 15.2 | 12 | 8.1 | 2.14 | 65 | 50 | 210792303
TRANE | 4TWL5030N1 | 4PX*CU30BS3 | S9X1C080U5PSB | 29600 | 29600 | 15.2 | 12 | 8.1 | 2.11 | 66 | 50 | 210792301
TRANE | 4TWL5030N1 | 4PX*CU30BS3 | S9V2C100U5PSB | 29600 | 29600 | 15.2 | 12 | 8.1 | 2.12 | 66 | 50 | 210792302
TRANE | 4TWL5030N1 | 4PX*CU30BS3 | S9X1C100U5PSB | 29600 | 29600 | 15.2 | 12 | 8.1 | 2.11 | 66 | 50 | 210792300
TRANE | 4TWL5030N1 | 4PX*CU30BS3 | S9X2C080U5PSB | 29600 | 29600 | 15.2 | 12 | 8.1 | 2.11 | 66 | 50 | 210792299
TRANE | 4TWL5030N1 | 4PX*CU30BS3 | S9X2C100U5PSB | 29600 | 29600 | 15.2 | 12 | 8.1 | 2.11 | 66 | 50 | 210792298
TRANE | 4TWL5030N1 | 4PX*CD36BS3+HORIZ-RT | *UD2C080ACV4 | 29400 | 28400 | 16 | 12 | 8.1 | 2.15 | 65 | 50 | 210792278
TRANE | 4TWL5030N1 | 4PX*BU48BS3 | *UD2B080ACV3 | 30200 | 27600 | 16 | 12 | 8.1 | 2.23 | 66 | 51 | 210792265
TRANE | 4TWL5030N1 | 4PX*CD36BS3+HORIZ-RT | *UD2C100ACV5 | 29600 | 28200 | 16 | 12 | 8.1 | 2.16 | 66 | 51 | 210792279
TRANE | 4TWL5030N1 | 4PX*CD36BS3 | S9V2C100D4VSA | 29400 | 28400 | 16 | 12 | 8.1 | 2.15 | 65 | 50 | 210792277
TRANE | 4TWL5030N1 | 4PX*CD36BS3 | S8X1C080M5PSC | 29800 | 28600 | 15.2 | 12 | 8.1 | 2.13 | 66 | 51 | 210792276
TRANE | 4TWL5030N1 | 4PX*CD36BS3 | *DD2C100ACV5 | 29200 | 28400 | 15.2 | 12 | 8.1 | 2.14 | 65 | 51 | 210792275
TRANE | 4TWL5030N1 | 4PX*CD36BS3 | S8X2C080M5PSC | 29800 | 28600 | 15.2 | 12 | 8.1 | 2.13 | 66 | 51 | 210792274
TRANE | 4TWL5030N1 | 4PX*CD36BS3 | S8X1C080M5PTC | 29800 | 28600 | 15.2 | 12 | 8.1 | 2.13 | 66 | 51 | 210792273
TRANE | 4TWL5030N1 | 4PX*CD36BS3 | S8X2C080M5PTC | 29800 | 28600 | 15.2 | 12 | 8.1 | 2.13 | 66 | 51 | 210792272
TRANE | 4TWL5030N1 | 4PX*BU48BS3 | S8X1B080M4PSC | 30400 | 27800 | 16 | 12 | 8.1 | 2.22 | 66 | 51 | 210792251
TRANE | 4TWL5030N1 | 4PX*CD36BS3 | S8V2C100M5PCA | 29800 | 28600 | 15.2 | 12 | 8.1 | 2.13 | 66 | 51 | 210792271
TRANE | 4TWL5030N1 | 4PX*CD36BS3 | S8V2C080M5PCA | 29800 | 28600 | 15.2 | 12 | 8.1 | 2.13 | 66 | 51 | 210792270
TRANE | 4TWL5030N1 | 4PX*CD36BS3 | S9X1C100D5PSB | 29800 | 28600 | 15.2 | 12 | 8.1 | 2.13 | 66 | 51 | 210792267
TRANE | 4TWL5030N1 | 4PX*CD36BS3 | *DHMC100ACV4 | 29400 | 28200 | 15.2 | 12 | 8.1 | 2.14 | 66 | 51 | 210792268
TRANE | 4TWL5030N1 | 4PX*CD36BS3 | S9X2C100D5PSB | 29800 | 28600 | 15.2 | 12 | 8.1 | 2.13 | 66 | 51 | 210792266
TRANE | 4TWL5030N1 | 4PX*BU48BS3 | S9V2B080U4VSA | 30400 | 27800 | 16 | 12 | 8.1 | 2.23 | 66 | 51 | 210792264
TRANE | 4TWL5030N1 | 4PX*BU48BS3 | S9V2B060U3VSA | 30000 | 27600 | 16 | 12 | 8.1 | 2.24 | 66 | 51 | 210792261
TRANE | 4TWL5030N1 | 4PX*BU48BS3 | S9V2B080U4PSB | 30400 | 27800 | 16 | 12 | 8.1 | 2.23 | 66 | 51 | 210792263
TRANE | 4TWL5030N1 | 4PX*BU48BS3 | S9V2B060U4PSB | 30400 | 27600 | 16 | 12 | 8.1 | 2.24 | 66 | 51 | 210792262
TRANE | 4TWL5030N1 | 4PX*BU48BS3 | S9V2B040U3PSB | 30200 | 27600 | 16 | 12 | 8.1 | 2.23 | 66 | 51 | 210792259
TRANE | 4TWL5030N1 | 4PX*BU48BS3 | S9V2B040U3VSA | 30200 | 27600 | 16 | 12 | 8.1 | 2.23 | 66 | 51 | 210792260
TRANE | 4TWL5030N1 | 4PX*BU48BS3 | L8V1A060U3VSA | 29200 | 27200 | 16 | 12 | 8.1 | 2.18 | 67 | 52 | 210792236
TRANE | 4TWL5030N1 | 4PX*BU48BS3 | S8X2B060M4PTC | 30400 | 27800 | 16 | 12 | 8.1 | 2.23 | 66 | 51 | 210792256
TRANE | 4TWL5030N1 | 4PX*BU48BS3 | S8X2B060M4PSC | 30400 | 27800 | 16 | 12 | 8.1 | 2.23 | 66 | 51 | 210792255
TRANE | 4TWL5030N1 | 4PX*BU48BS3 | S8X2A040M3PTC | 29200 | 27200 | 16 | 12 | 8.1 | 2.19 | 66 | 51 | 210792254
TRANE | 4TWL5030N1 | 4PX*BU48BS3 | S8X2B080M4PSC | 30400 | 27800 | 16 | 12 | 8.1 | 2.22 | 66 | 51 | 210792257
TRANE | 4TWL5030N1 | 4PX*BU48BS3 | S8X2A040M3PSC | 29200 | 27200 | 16 | 12 | 8.1 | 2.19 | 66 | 51 | 210792253
TRANE | 4TWL5030N1 | 4PX*BU48BS3 | S8X1B080M4PTC | 30400 | 27800 | 16 | 12 | 8.1 | 2.22 | 66 | 51 | 210792252
TRANE | 4TWL5030N1 | 4PX*BU42BS3 | S8X1B080M4PSC | 30400 | 28000 | 16 | 12 | 8.1 | 2.21 | 66 | 51 | 210792210
TRANE | 4TWL5030N1 | 4PX*BU48BS3 | S8X1A040M3PTC | 29200 | 27200 | 16 | 12 | 8.1 | 2.19 | 66 | 51 | 210792248
TRANE | 4TWL5030N1 | 4PX*BU48BS3 | S8X1A040M3PSC | 29200 | 27200 | 16 | 12 | 8.1 | 2.19 | 66 | 51 | 210792247
AMERICAN STANDARD | 4A6V8X60A1 | TAMXB0C60V51 |  | 53000 | 50000 | 18 | 12 | 8.2 | 1.76 | 98 | 79 | 210929586
AMERICAN STANDARD | 4A6V8X48A1 | TAMXB0C60V51 |  | 46000 | 41000 | 18 | 12 | 8.5 | 1.86 | 87 | 68 | 210929585
AMERICAN STANDARD | 4A6V8X48A1 | TAMXB0C48V41 |  | 45500 | 41500 | 18 | 11.7 | 8.5 | 1.87 | 86 | 67 | 210929584
AMERICAN STANDARD | 4A6V8X36A1 | TAMXB0C36V31 |  | 34600 | 31200 | 18 | 12 | 8.5 | 1.86 | 83 | 64 | 210929582
AMERICAN STANDARD | 4A6V8X36A1 | TAMXB0B30V31 |  | 34000 | 31600 | 18 | 12 | 8.5 | 1.89 | 83 | 65 | 210929581
AMERICAN STANDARD | 4A6V0X60A1 | TAMXB0C60V51 |  | 53000 | 50000 | 19 | 12 | 8.2 | 1.76 | 98 | 79 | 210929580
AMERICAN STANDARD | 4A6V0X48A1 | TAMXB0C60V51 |  | 46000 | 40500 | 19.5 | 11.7 | 8.5 | 1.82 | 87 | 68 | 210929579
AMERICAN STANDARD | 4A6V0X48A1 | TAMXB0C48V41 |  | 45500 | 41000 | 19.5 | 11.7 | 8.5 | 1.84 | 86 | 67 | 210929578
AMERICAN STANDARD | 4A6V0X36A1 | TAMXB0C36V31 |  | 35000 | 31600 | 19.5 | 12.7 | 8.7 | 1.85 | 82 | 63 | 210929576
AMERICAN STANDARD | 4A6V0X36A1 | TAMXB0B30V31 |  | 34400 | 32000 | 20 | 12.5 | 8.7 | 1.89 | 83 | 64 | 210929575
AMERICAN STANDARD | 4A6V0X24A1 | TAMXB0B30V31 |  | 23800 | 20600 | 19.5 | 12.7 | 8.7 | 1.93 | 83 | 63 | 210929574
TRANE | 4TWV8X48A1 | TAMXB0C60V51 |  | 46000 | 41000 | 18 | 12 | 8.5 | 1.86 | 87 | 68 | 210929572
TRANE | 4TWV8X60A1 | TAMXB0C60V51 |  | 53000 | 50000 | 18 | 12 | 8.2 | 1.76 | 98 | 79 | 210929573
TRANE | 4TWV8X48A1 | TAMXB0C48V41 |  | 45500 | 41500 | 18 | 11.7 | 8.5 | 1.87 | 86 | 67 | 210929571
TRANE | 4TWV8X36A1 | TAMXB0C36V31 |  | 34600 | 31200 | 18 | 12 | 8.5 | 1.86 | 83 | 64 | 210929569
TRANE | 4TWV8X36A1 | TAMXB0B30V31 |  | 34000 | 31600 | 18 | 12 | 8.5 | 1.89 | 83 | 65 | 210929568
TRANE | 4TWV0X60A1 | TAMXB0C60V51 |  | 53000 | 50000 | 19 | 12 | 8.2 | 1.76 | 98 | 79 | 210929567
TRANE | 4TWV0X48A1 | TAMXB0C60V51 |  | 46000 | 40500 | 19.5 | 11.7 | 8.5 | 1.82 | 87 | 68 | 210929566
TRANE | 4TWV0X48A1 | TAMXB0C48V41 |  | 45500 | 41000 | 19.5 | 11.7 | 8.5 | 1.84 | 86 | 67 | 210929565
TRANE | 4TWV0X36A1 | TAMXB0C36V31 |  | 35000 | 31600 | 19.5 | 12.7 | 8.7 | 1.85 | 82 | 63 | 210929563
TRANE | 4TWV0X24A1 | TAMXB0B30V31 |  | 23800 | 20600 | 19.5 | 12.7 | 8.7 | 1.93 | 83 | 63 | 210929561
TRANE | 4TWV0X36A1 | TAMXB0B30V31 |  | 34400 | 32000 | 20 | 12.5 | 8.7 | 1.89 | 83 | 64 | 210929562
AMERICAN STANDARD | 4A6L5036N1 | 4PX*DU48BS3 | *UD2D140ACV5 | 35200 | 32200 | 15.2 | 12 | 8.1 | 2.04 | 62 | 46 | 210791076
AMERICAN STANDARD | 4A6L5036N1 | 4PX*DU48BS3 | S8X1D120M5PSC | 34800 | 32200 | 15.2 | 12 | 8.1 | 2.04 | 62 | 46 | 210791075
AMERICAN STANDARD | 4A6L5036N1 | 4PX*DU48BS3 | S9V2D120U5VSA | 35400 | 32400 | 15.2 | 12 | 8.1 | 2.05 | 62 | 46 | 210791073
AMERICAN STANDARD | 4A6L5036N1 | 4PX*DU48BS3 | S9V2D120U5PSB | 35400 | 32400 | 15.2 | 12 | 8.1 | 2.05 | 62 | 46 | 210791074
AMERICAN STANDARD | 4A6L5036N1 | 4PX*DU48BS3 | S9X1D120U5PSB | 35600 | 32600 | 15.2 | 12 | 8.1 | 2.04 | 62 | 46 | 210791072
AMERICAN STANDARD | 4A6L5036N1 | 4PX*DU48BS3 | *UHMD120ACV5 | 35600 | 32600 | 15.2 | 12 | 8.1 | 2.04 | 62 | 46 | 210791069
AMERICAN STANDARD | 4A6L5036N1 | 4PX*DU48BS3 | S8X2D120M5PTC | 34800 | 32200 | 15.2 | 12 | 8.1 | 2.04 | 62 | 46 | 210791067
AMERICAN STANDARD | 4A6L5036N1 | 4PX*DU48BS3 | *UD2D120ACV5 | 35000 | 32200 | 15.2 | 12 | 8.1 | 2.05 | 62 | 46 | 210791071
AMERICAN STANDARD | 4A6L5036N1 | 4PX*DU48BS3 | S9X2D120U5PSB | 35600 | 32600 | 15.2 | 12 | 8.1 | 2.04 | 62 | 46 | 210791068
AMERICAN STANDARD | 4A6L5036N1 | 4PX*DU48BS3 | S8X2D120M5PSC | 34800 | 32200 | 15.2 | 12 | 8.1 | 2.04 | 62 | 46 | 210791066
AMERICAN STANDARD | 4A6L5036N1 | 4PX*DD60BS3 | S9X2D120D5PSB | 35800 | 32000 | 15.2 | 12 | 8.1 | 2 | 63 | 47 | 210791064
AMERICAN STANDARD | 4A6L5036N1 | 4PX*DU48BS3 | S8X1D120M5PTC | 34800 | 32200 | 15.2 | 12 | 8.1 | 2.04 | 62 | 46 | 210791065
AMERICAN STANDARD | 4A6L5036N1 | 4PX*DD60BS3 | *DD2D120ACV5 | 34400 | 31400 | 15.2 | 12 | 8.1 | 2.01 | 63 | 46 | 210791059
AMERICAN STANDARD | 4A6L5036N1 | 4PX*CU48BS3 | S9X2C080U5PSB | 35400 | 32600 | 15.2 | 12 | 8.1 | 2.02 | 62 | 46 | 210791056
AMERICAN STANDARD | 4A6L5036N1 | 4PX*CU48BS3 | S8X1C100M5PTC | 35200 | 32400 | 15.2 | 12 | 8.1 | 2.02 | 62 | 46 | 210791053
AMERICAN STANDARD | 4A6L5036N1 | 4PX*CU48BS3 | S8X1C080M5PTC | 34800 | 32200 | 15.2 | 12 | 8.1 | 2.02 | 62 | 46 | 210791055
AMERICAN STANDARD | 4A6L5036N1 | 4PX*CU48BS3 | S8X2C080M5PSC | 34800 | 32200 | 15.2 | 12 | 8.1 | 2.02 | 62 | 46 | 210791054
AMERICAN STANDARD | 4A6L5036N1 | 4PX*CU48BS3 | S9X1C100U5PSB | 35400 | 32600 | 15.2 | 12 | 8.1 | 2.02 | 62 | 46 | 210791052
AMERICAN STANDARD | 4A6L5036N1 | 4PX*CU48BS3 | S9X1C080U5PSB | 35400 | 32600 | 15.2 | 12 | 8.1 | 2.02 | 62 | 46 | 210791051
AMERICAN STANDARD | 4A6L5036N1 | 4PX*CU48BS3 | S9V2C100U5PSB | 35200 | 32400 | 15.2 | 12 | 8.1 | 2.04 | 62 | 46 | 210791050
AMERICAN STANDARD | 4A6L5036N1 | 4PX*CU48BS3 | S9V2C100U4VSA | 35600 | 32800 | 15.2 | 12 | 8.1 | 2.03 | 62 | 46 | 210791049
AMERICAN STANDARD | 4A6L5036N1 | 4PX*CU48BS3 | S9V2C080U5PSB | 35800 | 32800 | 15.2 | 12 | 8.1 | 2.03 | 62 | 46 | 210791048
AMERICAN STANDARD | 4A6L5036N1 | 4PX*CU48BS3 | S8X1C080M5PSC | 34800 | 32200 | 15.2 | 12 | 8.1 | 2.02 | 62 | 46 | 210791046
AMERICAN STANDARD | 4A6L5036N1 | 4PX*CU48BS3 | S8X1C100M5PSC | 35200 | 32400 | 15.2 | 12 | 8.1 | 2.02 | 62 | 46 | 210791047
AMERICAN STANDARD | 4A6L5036N1 | 4PX*BU48BS3 | S8V2B060M4PCA | 34600 | 32200 | 15.2 | 12 | 8.1 | 2.02 | 62 | 46 | 210708702
AMERICAN STANDARD | 4A6L5036N1 | 4PX*CU48BS3 | S8V2C080M5PCA | 35200 | 32600 | 15.2 | 12 | 8.1 | 2.02 | 62 | 46 | 210708747
AMERICAN STANDARD | 4A6L5036N1 | 4PX*DD60BS3 | S8V2D120M5PCA | 35200 | 31800 | 15.2 | 12 | 8.1 | 1.99 | 63 | 47 | 210708755
AMERICAN STANDARD | 4A6L5036N1 | 4PX*DU48BS3 | S8V2D120M5PCA | 35200 | 32400 | 15.2 | 12 | 8.1 | 2.04 | 62 | 46 | 210708758
TRANE | 4TWL5036N1 | 4TXCC007DS3 | S8V2C100M5PCA | 35000 | 32400 | 15.2 | 12 | 8.1 | 2.02 | 62 | 46 | 210708454
TRANE | 4TWL5036N1 | 4TXCC007DS3 | S8V2C080M5PCA | 35200 | 32600 | 15.2 | 12 | 8.1 | 2.02 | 62 | 46 | 210708450
TRANE | 4TWL5036N1 | 4TXCC009DS3 | S8V2C080M5PCA | 35800 | 31800 | 15.2 | 12 | 8.1 | 2.02 | 63 | 47 | 210708457
TRANE | 4TWL5036N1 | 4TXCC009DS3 | S8V2C100M5PCA | 35600 | 31800 | 15.2 | 12 | 8.1 | 2.02 | 63 | 47 | 210708461
TRANE | 4TWL5036N1 | 4TXCD008DS3 | S8V2D120M5PCA | 35200 | 32400 | 15.2 | 12 | 8.1 | 2.04 | 62 | 46 | 210708465
AMERICAN STANDARD | 4A6L5036N1 | 4PX*BU42BS3 | S8V2B060M4PCA | 34600 | 32600 | 15.2 | 12 | 8.1 | 2.01 | 62 | 46 | 210708686
AMERICAN STANDARD | 4A6L5036N1 | 4PX*BU42BS3 | S8V2B080M4PCA | 34600 | 32600 | 15.2 | 12 | 8.1 | 2 | 62 | 46 | 210708694
AMERICAN STANDARD | 4A6L5036N1 | 4PX*BU48BS3 | S8V2B080M4PCA | 34600 | 32200 | 15.2 | 12 | 8.1 | 2.02 | 62 | 46 | 210708705
AMERICAN STANDARD | 4A6L5036N1 | 4PX*CU42BS3 | S8V2C080M5PCA | 35200 | 33000 | 15.2 | 12 | 8.1 | 2 | 62 | 45 | 210708739
AMERICAN STANDARD | 4A6L5036N1 | 4PX*CU42BS3 | S8V2C100M5PCA | 35000 | 32800 | 15.2 | 12 | 8.1 | 2 | 62 | 46 | 210708743
AMERICAN STANDARD | 4A6L5036N1 | 4PX*CU48BS3 | S8V2C100M5PCA | 35000 | 32400 | 15.2 | 12 | 8.1 | 2.02 | 62 | 46 | 210708751
AMERICAN STANDARD | 4A6L5036N1 | 4TXCD008DS3 | S8V2D120M5PCA | 35200 | 32400 | 15.2 | 12 | 8.1 | 2.04 | 62 | 46 | 210708818
AMERICAN STANDARD | 4A6L5036N1 | 4TXCB006DS3 | S8V2B080M4PCA | 34600 | 32200 | 15.2 | 12 | 8.1 | 2.02 | 62 | 46 | 210708793
AMERICAN STANDARD | 4A6L5036N1 | 4TXCC009DS3 | S8V2C100M5PCA | 35600 | 31800 | 15.2 | 12 | 8.1 | 2.02 | 63 | 47 | 210708815
AMERICAN STANDARD | 4A6L5036N1 | 4TXCC009DS3 | S8V2C080M5PCA | 35800 | 31800 | 15.2 | 12 | 8.1 | 2.02 | 63 | 47 | 210708811
AMERICAN STANDARD | 4A6L5036N1 | 4TXCC007DS3 | S8V2C100M5PCA | 35000 | 32400 | 15.2 | 12 | 8.1 | 2.02 | 62 | 46 | 210708808
AMERICAN STANDARD | 4A6L5036N1 | 4TXCC007DS3 | S8V2C080M5PCA | 35200 | 32600 | 15.2 | 12 | 8.1 | 2.02 | 62 | 46 | 210708804
AMERICAN STANDARD | 4A6L5036N1 | 4TXCB006DS3 | S8V2B060M4PCA | 34600 | 32200 | 15.2 | 12 | 8.1 | 2.02 | 62 | 46 | 210708789
TRANE | 4TWR6024N1 | 4PX*BD42BS3 | S8V2B080M4PCA | 25600 | 23800 | 16 | 12 | 8.1 | 1.97 | 63 | 47 | 210688438
AMERICAN STANDARD | 4A6V0X24A1 | 4TXFH024CZ3 | *DHMB080ACV3 | 23200 | 20200 | 18 | 12 | 8.5 | 1.86 | 83 | 63 | 207590632
AMERICAN STANDARD | 4A6V0X36A1 | 4PX*BU36BS3 | *UHMB060ACV3 | 34400 | 31600 | 20 | 12 | 8.5 | 1.81 | 83 | 65 | 207590651
AMERICAN STANDARD | 4A6V0X36A1 | 4PX*BU36BS3 | *UHMB080ACV3 | 34400 | 31400 | 20 | 12 | 8.5 | 1.79 | 84 | 65 | 207590648
AMERICAN STANDARD | 4A6V0X24A1 | 4PX*BU36BS3 | *UHMB060ACV3 | 23600 | 20200 | 19.5 | 12.7 | 8.5 | 1.89 | 83 | 63 | 207590641
AMERICAN STANDARD | 4A6V0X24A1 | 4TXFH024CZ3 | *DHMB060BCV3 | 23200 | 20200 | 18 | 12 | 8.5 | 1.85 | 83 | 63 | 207590629
AMERICAN STANDARD | 4A6V0X24A1 | 4TXFH024CZ3 | *DD2B060ACV3 | 23400 | 20000 | 18.5 | 12.5 | 8.5 | 1.87 | 84 | 64 | 207590628
AMERICAN STANDARD | 4A6V0X36A1 | 4PX*BU36BS3 | S9V2B080U4VSA+RP | 34200 | 31400 | 20 | 12 | 8.5 | 1.8 | 83 | 64 | 207590621
AMERICAN STANDARD | 4A6V0X36A1 | 4TXCB004DS3 | S9V2B080U4VSA+RP | 34200 | 31400 | 20 | 12 | 8.5 | 1.8 | 83 | 64 | 209326025
AMERICAN STANDARD | 4A6V8X48A1 | 4PX*CD60BS3 | S9V2C100D5PSB+RP | 47000 | 43000 | 18 | 11.7 | 8.5 | 1.79 | 86 | 67 | 209449884
AMERICAN STANDARD | 4A6V0X36A1 | 4TXCC005DS3 | S9V2C100U4PSB+RP | 34400 | 31400 | 20 | 12 | 8.5 | 1.82 | 82 | 64 | 208185434
AMERICAN STANDARD | 4A6V0X48A1 | 4TXCC009DS3 | L8V1C100U5VSA+RP | 46500 | 42000 | 19.5 | 11.7 | 8.5 | 1.82 | 86 | 66 | 208554519
AMERICAN STANDARD | 4A6V0X48A1 | 4TXCC009DS3 | S9V2C100U4PSB+RP | 46500 | 42000 | 19.5 | 11.7 | 8.5 | 1.8 | 86 | 67 | 208185436
AMERICAN STANDARD | 4A6L9048A1 | TEM8B0C60V51+TDR |  | 48500 | 43000 | 19 | 12 | 9 | 2.38 | 73 | 58 | 207820971
AMERICAN STANDARD | 4A6L9048A1 | TEM8A0C42V41+TDR |  | 46000 | 44000 | 19 | 11.7 | 9 | 2.3 | 73 | 58 | 207804060
AMERICAN STANDARD | 4A6L9024A1 | 4TXCB003DS3 | S9V2B060U4PSB+RP | 23400 | 21400 | 17 | 12 | 8.7 | 2.32 | 66 | 52 | 207782114
AMERICAN STANDARD | 4A6L9024A1 | 4PX*BU30BS3 | S9V2B060U4PSB+RP | 23400 | 20800 | 17 | 12 | 8.7 | 2.34 | 67 | 53 | 207782113
AMERICAN STANDARD | 4A6L9024A1 | 4PX*BU24BS3 | S9V2B060U4PSB+RP | 22600 | 21800 | 16.5 | 11.7 | 8.2 | 2.04 | 66 | 51 | 207782112
AMERICAN STANDARD | 4A6L9048A1 | 4TXCD010DS3 | L8V1C100U5VSA+RP | 47500 | 42000 | 19 | 12 | 8.7 | 2.24 | 73 | 59 | 207352648
AMERICAN STANDARD | 4A6V0X36A1 | 4PX*CD42BS3 | S9V2C100D4PSB+RP | 35800 | 31200 | 20.5 | 12.7 | 8.2 | 1.76 | 83 | 64 | 207590252
AMERICAN STANDARD | 4A6V0X36A1 | 4PX*CU48BS3 | S9V2C100D4PSB+RP | 33200 | 31000 | 19 | 11.7 | 8.5 | 1.83 | 83 | 64 | 207590254
AMERICAN STANDARD | 4A6V0X36A1 | 4PX*BU48BS3 | S9V2B080D4PSB+RP | 33200 | 31200 | 18.5 | 11.7 | 8.5 | 1.81 | 82 | 64 | 207590249
AMERICAN STANDARD | 4A6L9048A1 | 4PX*DU60BS3 | *UHMD120ACV5 | 48500 | 43000 | 19 | 12 | 8.7 | 2.29 | 73 | 59 | 201922641
AMERICAN STANDARD | 4A6L9048A1 | 4PX*DU60BS3 | S9V2C100U5PSB+RP | 47000 | 42000 | 18.5 | 11.7 | 8.7 | 2.21 | 74 | 59 | 201922639
AMERICAN STANDARD | 4A6L9048A1 | 4PX*DU60BS3 | S9V2D120U5PSB+RP | 49000 | 43000 | 18 | 12 | 9 | 2.3 | 74 | 59 | 201922640
AMERICAN STANDARD | 4A6L9048A1 | 4PX*DU48BS3 | *UHMD120ACV5 | 47500 | 44000 | 19 | 11.7 | 9 | 2.27 | 73 | 59 | 201922608
AMERICAN STANDARD | 4A6L9048A1 | 4PX*DD60BS3+HORIZ-RT | *UD2D140ACV5 | 47000 | 43500 | 19 | 11.7 | 8.7 | 2.23 | 73 | 58 | 201922605
AMERICAN STANDARD | 4A6L9048A1 | 4PX*DD60BS3 | *DD2D120ACV5 | 47000 | 43500 | 19 | 11.7 | 8.7 | 2.24 | 73 | 58 | 201922592
AMERICAN STANDARD | 4A6L9048A1 | 4PX*DD60BS3+HORIZ-RT | *UD2C080ACV4 | 45500 | 42000 | 19 | 11.7 | 8.5 | 2.17 | 73 | 59 | 201922599
AMERICAN STANDARD | 4A6L9048A1 | 4PX*CD60BS3 | S9V2C100D5PSB+RP | 48500 | 43500 | 19 | 11.7 | 8.7 | 2.21 | 73 | 59 | 201922514
AMERICAN STANDARD | 4A6L9048A1 | 4PX*CD60BS3 | S9V2C100D4PSB+RP | 48500 | 43500 | 19 | 11.7 | 8.7 | 2.21 | 73 | 59 | 201922515
AMERICAN STANDARD | 4A6L9048A1 | 4PX*CD60BS3 | *DD2C100ACV5 | 48000 | 43500 | 19 | 11.7 | 8.7 | 2.19 | 73 | 59 | 201922518
TRANE | 4TWL9048A1 | TEM8B0C60V51+TDR |  | 48500 | 43000 | 19 | 12 | 9 | 2.38 | 73 | 58 | 207820925
TRANE | 4TWV8X48A1 | 4TXCD010DS3 | S9V2C100U4VSA+RP | 45000 | 42000 | 18 | 11.7 | 8.5 | 1.8 | 85 | 66 | 207526495
TRANE | 4TWV8X48A1 | 4TXCD010DS3 | S9V2D120U5VSA+RP | 47000 | 43000 | 18 | 12 | 8.5 | 1.87 | 86 | 67 | 207526494
AMERICAN STANDARD | 4A6L9048A1 | 4TXCC009DS3 | *UHMC100ACV4 | 48500 | 43500 | 19 | 12 | 8.7 | 2.27 | 73 | 58 | 201922669
AMERICAN STANDARD | 4A6L9048A1 | 4TXCC007DS3 | *UHMC100ACV4 | 47000 | 44000 | 19 | 11.7 | 9 | 2.26 | 73 | 59 | 201922660
TRANE | 4TWL9048A1 | 4TXCC007DS3 | *UHMC100ACV4 | 47000 | 44000 | 19 | 11.7 | 9 | 2.26 | 73 | 59 | 201922081
AMERICAN STANDARD | 4A6V0X48A1 | 4PX*DU48BS3 | *UHMD120ACV5 | 45500 | 42500 | 19.5 | 11.7 | 8.2 | 1.77 | 86 | 66 | 207590480
AMERICAN STANDARD | 4A6V0X36A1 | 4PX*CU42BS3 | *DHMC100ACV4 | 33800 | 31200 | 19 | 12 | 8.2 | 1.76 | 84 | 65 | 207590266
TRANE | 4TWV0X36A1 | 4PX*BU48BS3 | S9V2B080D4PSB+RP | 33200 | 31200 | 18.5 | 11.7 | 8.5 | 1.81 | 82 | 64 | 207526535
AMERICAN STANDARD | 4A6L5030N1 | 4TXCB004DS3 | S8V2B080M4PCA | 30000 | 27400 | 15.2 | 12 | 8.1 | 2.16 | 67 | 53 | 210793565
AMERICAN STANDARD | 4A6L5030N1 | 4TXCB004DS3 | S8X1A040M3PTC | 28400 | 26600 | 15.2 | 12 | 8.1 | 2.13 | 67 | 52 | 210793567
AMERICAN STANDARD | 4A6L5030N1 | 4TXCB004DS3 | S8X1A040M3PSC | 28400 | 26600 | 15.2 | 12 | 8.1 | 2.13 | 67 | 52 | 210793566
AMERICAN STANDARD | 4A6L5030N1 | 4TXCB003DS3 | L8X1B080U4XSA | 29600 | 29600 | 15.2 | 12 | 8.1 | 2.1 | 66 | 51 | 210793538
AMERICAN STANDARD | 4A6L5030N1 | 4TXCB003DS3 | L8X1B060U3XSA | 28800 | 29600 | 15.2 | 12 | 8.1 | 2.11 | 65 | 50 | 210793537
AMERICAN STANDARD | 4A6L5030N1 | 4TXCB003DS3 | L8V1B080U4VSA | 28800 | 29600 | 15.2 | 12 | 8.1 | 2.12 | 65 | 50 | 210793536
AMERICAN STANDARD | 4A6L5030N1 | 4TXCB003DS3 | L8V1A060U3VSA | 27600 | 29000 | 15.2 | 12 | 8.1 | 2.09 | 65 | 50 | 210793535
AMERICAN STANDARD | 4A6L5030N1 | 4TXCB004DS3 | S8V2B060M4PCA | 29600 | 27000 | 15.2 | 12 | 8.1 | 2.17 | 67 | 53 | 210793564
AMERICAN STANDARD | 4A6L5030N1 | 4TXCB003DS3 | L8V1A040U3VSA | 27800 | 29200 | 15.2 | 12 | 8.1 | 2.09 | 65 | 50 | 210793534
AMERICAN STANDARD | 4A6L5030N1 | 4TXCB003DS3 | *UHMB060ACV3 | 29000 | 29400 | 15.2 | 12 | 8.1 | 2.15 | 65 | 50 | 210793532
AMERICAN STANDARD | 4A6L5030N1 | 4TXCB003DS3 | *UHMB080ACV3 | 28800 | 29400 | 15.2 | 12 | 8.1 | 2.16 | 65 | 49 | 210793533
AMERICAN STANDARD | 4A6L5030N1 | 4TXCB003DS3 | *UD2B080ACV3 | 29200 | 29400 | 15.2 | 12 | 8.1 | 2.12 | 66 | 50 | 210793531
AMERICAN STANDARD | 4A6L5030N1 | 4TXCB003DS3 | *UD2B060ACV3 | 29200 | 29600 | 15.2 | 12 | 8.1 | 2.13 | 65 | 50 | 210793530
AMERICAN STANDARD | 4A6L5030N1 | 4TXCB003DS3 | S9X2B080U4PSB | 28800 | 29400 | 15.2 | 12 | 8.1 | 2.14 | 65 | 50 | 210793525
AMERICAN STANDARD | 4A6L5030N1 | 4TXCB003DS3 | S9X2B040U3PSB | 28600 | 29400 | 15.2 | 12 | 8.1 | 2.13 | 65 | 50 | 210793523
AMERICAN STANDARD | 4A6L5030N1 | 4TXCB003DS3 | S9X2B060U4PSB | 28600 | 29400 | 15.2 | 12 | 8.1 | 2.13 | 65 | 50 | 210793524
AMERICAN STANDARD | 4A6L5030N1 | 4TXCB003DS3 | S9X1B080U4PSB | 28800 | 29400 | 15.2 | 12 | 8.1 | 2.14 | 65 | 50 | 210793522
AMERICAN STANDARD | 4A6L5030N1 | 4TXCB003DS3 | S9X1B040U3PSB | 28600 | 29400 | 15.2 | 12 | 8.1 | 2.13 | 65 | 50 | 210793520
AMERICAN STANDARD | 4A6L5030N1 | 4TXCB003DS3 | S9X1B060U4PSB | 28600 | 29400 | 15.2 | 12 | 8.1 | 2.13 | 65 | 50 | 210793521
AMERICAN STANDARD | 4A6L5030N1 | 4TXCB003DS3 | S9V2B080U4VSA | 28800 | 29400 | 15.2 | 12 | 8.1 | 2.13 | 65 | 50 | 210793519
AMERICAN STANDARD | 4A6L5030N1 | 4TXCB003DS3 | S8X2B060M4PTC | 29200 | 29600 | 15.2 | 12 | 8.1 | 2.12 | 65 | 50 | 210793511
AMERICAN STANDARD | 4A6L5030N1 | 4TXCB003DS3 | S8X2B060M4PSC | 29200 | 29600 | 15.2 | 12 | 8.1 | 2.12 | 65 | 50 | 210793510
AMERICAN STANDARD | 4A6L5030N1 | 4TXCB003DS3 | S9V2B080U4PSB | 28800 | 29400 | 15.2 | 12 | 8.1 | 2.13 | 65 | 50 | 210793518
AMERICAN STANDARD | 4A6L5030N1 | 4TXCB003DS3 | S9V2B040U3VSA | 28600 | 29400 | 15.2 | 12 | 8.1 | 2.13 | 65 | 50 | 210793515
AMERICAN STANDARD | 4A6L5030N1 | 4TXCB003DS3 | S9V2B060U4PSB | 28800 | 29600 | 15.2 | 12 | 8.1 | 2.14 | 65 | 49 | 210793517
AMERICAN STANDARD | 4A6L5030N1 | 4TXCB003DS3 | S9V2B060U3VSA | 28600 | 29400 | 15.2 | 12 | 8.1 | 2.13 | 65 | 50 | 210793516
AMERICAN STANDARD | 4A6L5030N1 | 4TXCB003DS3 | S9V2B040U3PSB | 28600 | 29400 | 15.2 | 12 | 8.1 | 2.13 | 65 | 50 | 210793514
AMERICAN STANDARD | 4A6L5030N1 | 4TXCB003DS3 | S8X2B080M4PSC | 29200 | 29600 | 15.2 | 12 | 8.1 | 2.12 | 66 | 50 | 210793512
AMERICAN STANDARD | 4A6L5030N1 | 4TXCB003DS3 | S8X2B080M4PTC | 29200 | 29600 | 15.2 | 12 | 8.1 | 2.12 | 66 | 50 | 210793513
AMERICAN STANDARD | 4A6L5030N1 | 4TXCB003DS3 | S8X2A040M3PTC | 27600 | 29000 | 15.2 | 12 | 8.1 | 2.09 | 65 | 50 | 210793509
AMERICAN STANDARD | 4A6L5030N1 | 4TXCB003DS3 | S8X1B060M4PSC | 29200 | 29600 | 15.2 | 12 | 8.1 | 2.12 | 65 | 50 | 210793504
AMERICAN STANDARD | 4A6L5030N1 | 4PX*CU42BS3 | *DHMC100ACV4 | 28600 | 26400 | 15.2 | 12 | 8.1 | 2.21 | 67 | 53 | 210793483
AMERICAN STANDARD | 4A6L5030N1 | 4PX*CU42BS3 | S9V2C100U5PSB | 31000 | 28200 | 16 | 12 | 8.1 | 2.23 | 66 | 51 | 210793481
AMERICAN STANDARD | 4A6L5030N1 | 4PX*CU42BS3 | S8X2C080M5PSC | 30600 | 28000 | 16 | 12 | 8.1 | 2.23 | 66 | 51 | 210793477
AMERICAN STANDARD | 4A6L5030N1 | 4PX*CU42BS3 | S9V2C080U5PSB | 30800 | 28200 | 16 | 12 | 8.1 | 2.23 | 66 | 51 | 210793479
AMERICAN STANDARD | 4A6L5030N1 | 4PX*CU42BS3 | S8X1C080M5PTC | 30600 | 28000 | 16 | 12 | 8.1 | 2.23 | 66 | 51 | 210793476
AMERICAN STANDARD | 4A6L5030N1 | 4TXCB003DS3 | S8X1B040M2PSC | 28800 | 29600 | 15.2 | 12 | 8.1 | 2.11 | 65 | 50 | 210793502
AMERICAN STANDARD | 4A6L5030N1 | 4PX*CU42BS3 | S8V2C100M5PCA | 30600 | 28200 | 16 | 12 | 8.1 | 2.21 | 66 | 51 | 210793492
AMERICAN STANDARD | 4A6L5030N1 | 4PX*CU42BS3 | S8X1C080M5PSC | 30600 | 28000 | 16 | 12 | 8.1 | 2.23 | 66 | 51 | 210793493
AMERICAN STANDARD | 4A6L5030N1 | 4PX*CU42BS3 | S9V2C100U4VSA | 30200 | 27800 | 16 | 12 | 8.1 | 2.24 | 66 | 51 | 210793480
AMERICAN STANDARD | 4A6L5030N1 | 4PX*CU42BS3 | *DD2C100ACV5 | 28400 | 26400 | 15.2 | 12 | 8.1 | 2.21 | 67 | 53 | 210793482
AMERICAN STANDARD | 4A6L5030N1 | 4PX*CU42BS3 | S9X2C100D5PSB | 29000 | 26800 | 15.2 | 12 | 8.1 | 2.2 | 67 | 53 | 210793486
AMERICAN STANDARD | 4A6L5030N1 | 4PX*CU42BS3 | S9X1C100D5PSB | 29000 | 26800 | 15.2 | 12 | 8.1 | 2.2 | 67 | 53 | 210793485
AMERICAN STANDARD | 4A6L5030N1 | 4PX*CU42BS3 | S8X2C080M5PTC | 30600 | 28000 | 16 | 12 | 8.1 | 2.23 | 66 | 51 | 210793478
AMERICAN STANDARD | 4A6L5030N1 | 4PX*CU42BS3 | *UHMC100ACV4 | 30800 | 28000 | 16 | 12 | 8.1 | 2.25 | 66 | 51 | 210793489
AMERICAN STANDARD | 4A6L5030N1 | 4PX*CU42BS3 | *UD2C080ACV4 | 30800 | 28000 | 16 | 12 | 8.1 | 2.25 | 66 | 51 | 210793487
AMERICAN STANDARD | 4A6L5030N1 | 4PX*CU42BS3 | *UD2C100ACV5 | 30400 | 27800 | 16 | 12 | 8.1 | 2.26 | 66 | 51 | 210793488
AMERICAN STANDARD | 4A6L5030N1 | 4PX*CU42BS3 | S8V2C080M5PCA | 30400 | 28000 | 16 | 12 | 8.1 | 2.23 | 66 | 51 | 210793491
AMERICAN STANDARD | 4A6L5030N1 | 4PX*CU42BS3 | S9V2C100D4VSA | 29200 | 26800 | 15.2 | 12 | 8.1 | 2.21 | 67 | 53 | 210793484
AMERICAN STANDARD | 4A6L5030N1 | 4TXCB003DS3 | S8X2A040M3PSC | 27600 | 29000 | 15.2 | 12 | 8.1 | 2.09 | 65 | 50 | 210793508
AMERICAN STANDARD | 4A6L5030N1 | 4TXCB003DS3 | S8X1B080M4PSC | 29200 | 29600 | 15.2 | 12 | 8.1 | 2.12 | 66 | 50 | 210793506
AMERICAN STANDARD | 4A6L5030N1 | 4TXCB003DS3 | S8X1B080M4PTC | 29200 | 29600 | 15.2 | 12 | 8.1 | 2.12 | 66 | 50 | 210793507
AMERICAN STANDARD | 4A6L5030N1 | 4TXCB003DS3 | S8X1B060M4PTC | 29200 | 29600 | 15.2 | 12 | 8.1 | 2.12 | 65 | 50 | 210793505
AMERICAN STANDARD | 4A6L5030N1 | 4TXCB003DS3 | S8X1B040M2PTC | 28800 | 29600 | 15.2 | 12 | 8.1 | 2.11 | 65 | 50 | 210793503
AMERICAN STANDARD | 4A6L5030N1 | 4PX*CU36BS3 | S9V2C100U5PSB | 30000 | 27200 | 15.2 | 12 | 8.1 | 2.19 | 67 | 52 | 210793474
AMERICAN STANDARD | 4A6L5030N1 | 4PX*CU36BS3 | S8V2C100M5PCA | 29800 | 27200 | 15.2 | 12 | 8.1 | 2.17 | 67 | 53 | 210793468
AMERICAN STANDARD | 4A6L5030N1 | 4PX*CU36BS3 | S9X1C080U5PSB | 30200 | 27200 | 15.2 | 12 | 8.1 | 2.18 | 67 | 53 | 210793475
AMERICAN STANDARD | 4A6L5030N1 | 4PX*CU36BS3 | S9V2C080U5PSB | 30000 | 27200 | 15.2 | 12 | 8.1 | 2.19 | 67 | 52 | 210793472
AMERICAN STANDARD | 4A6L5030N1 | 4PX*CU36BS3 | S9V2C100U4VSA | 29400 | 26600 | 16 | 12 | 8.1 | 2.19 | 68 | 53 | 210793473
AMERICAN STANDARD | 4A6L5030N1 | 4PX*CU36BS3 | S8X2C080M5PTC | 29800 | 27000 | 15.2 | 12 | 8.1 | 2.18 | 67 | 53 | 210793471
TRANE | 4TWL5030N1 | 4TXCC005DS3 | S9X2C100U5PSB | 30200 | 27400 | 15.2 | 12 | 8.1 | 2.16 | 67 | 53 | 210792493
TRANE | 4TWL5030N1 | 4TXCB006DS3 | L8V1A040U3VSA | 29200 | 27400 | 15.2 | 12 | 8.1 | 2.18 | 66 | 51 | 210792473
TRANE | 4TWL5030N1 | 4TXCB006DS3 | S8V2B060M4PCA | 30400 | 27800 | 16 | 12 | 8.1 | 2.23 | 66 | 51 | 210792489
TRANE | 4TWL5030N1 | 4TXCB006DS3 | S8X1A040M3PSC | 29200 | 27200 | 16 | 12 | 8.1 | 2.19 | 66 | 51 | 210792491
TRANE | 4TWL5030N1 | 4TXCB006DS3 | S8V2B080M4PCA | 30400 | 27800 | 16 | 12 | 8.1 | 2.22 | 66 | 51 | 210792490
TRANE | 4TWL5030N1 | 4TXCB006DS3 | S8V2A040M3PCA | 29400 | 27400 | 16 | 12 | 8.1 | 2.18 | 66 | 51 | 210792488
TRANE | 4TWL5030N1 | 4TXCB006DS3 | L8V1A060U3VSA | 29200 | 27200 | 16 | 12 | 8.1 | 2.18 | 67 | 52 | 210792472
TRANE | 4TWL5030N1 | 4TXCB006DS3 | S8X1B080M4PSC | 30400 | 27800 | 16 | 12 | 8.1 | 2.22 | 66 | 51 | 210792482
TRANE | 4TWL5030N1 | 4TXCB006DS3 | S8X1B060M4PTC | 30400 | 27800 | 16 | 12 | 8.1 | 2.23 | 66 | 51 | 210792483
TRANE | 4TWL5030N1 | 4TXCB006DS3 | S8X1B080M4PTC | 30400 | 27800 | 16 | 12 | 8.1 | 2.22 | 66 | 51 | 210792481
TRANE | 4TWL5030N1 | 4TXCB006DS3 | S8X2A040M3PTC | 29200 | 27200 | 16 | 12 | 8.1 | 2.19 | 66 | 51 | 210792479
TRANE | 4TWL5030N1 | 4TXCB006DS3 | S8X2B060M4PSC | 30400 | 27800 | 16 | 12 | 8.1 | 2.23 | 66 | 51 | 210792478
TRANE | 4TWL5030N1 | 4TXCB006DS3 | S9V2B060U3VSA | 30000 | 27600 | 16 | 12 | 8.1 | 2.24 | 66 | 51 | 210792460
TRANE | 4TWL5030N1 | 4TXCB006DS3 | *UHMB060ACV3 | 30200 | 27600 | 16 | 12 | 8.1 | 2.26 | 66 | 51 | 210792475
TRANE | 4TWL5030N1 | 4TXCB006DS3 | *UD2B060ACV3 | 30400 | 27600 | 16 | 12 | 8.1 | 2.24 | 66 | 51 | 210792477
TRANE | 4TWL5030N1 | 4TXCB006DS3 | *UD2B080ACV3 | 30200 | 27600 | 16 | 12 | 8.1 | 2.23 | 66 | 51 | 210792476
TRANE | 4TWL5030N1 | 4TXCB004DS3 | S9V2B080U4PSB | 30000 | 27400 | 15.2 | 12 | 8.1 | 2.16 | 67 | 53 | 210792440
TRANE | 4TWL5030N1 | 4TXCB006DS3 | *UHMB080ACV3 | 30000 | 27400 | 16 | 12 | 8.1 | 2.26 | 66 | 51 | 210792474
TRANE | 4TWL5030N1 | 4TXCB006DS3 | S8X2B080M4PSC | 30400 | 27800 | 16 | 12 | 8.1 | 2.22 | 66 | 51 | 210792468
TRANE | 4TWL5030N1 | 4TXCB006DS3 | L8V1B080U4VSA | 30200 | 27600 | 16 | 12 | 8.1 | 2.22 | 66 | 51 | 210792471
TRANE | 4TWL5030N1 | 4TXCB006DS3 | L8X1B060U3XSA | 30200 | 27600 | 16 | 12 | 8.1 | 2.22 | 66 | 51 | 210792469
TRANE | 4TWL5030N1 | 4TXCB006DS3 | S9X2B080U4PSB | 30800 | 28000 | 16 | 12 | 8.1 | 2.21 | 66 | 51 | 210792467
TRANE | 4TWL5030N1 | 4TXCB004DS3 | *UHMB060ACV3 | 29800 | 27000 | 15.2 | 12 | 8.1 | 2.18 | 67 | 53 | 210792450
TRANE | 4TWL5030N1 | 4TXCB006DS3 | S9X1B080U4PSB | 30800 | 28000 | 16 | 12 | 8.1 | 2.21 | 66 | 51 | 210792465
TRANE | 4TWL5030N1 | 4TXCB006DS3 | S9X2B040U3PSB | 30800 | 28000 | 15.2 | 12 | 8.1 | 2.19 | 66 | 51 | 210792466
TRANE | 4TWL5030N1 | 4TXCB006DS3 | S9X1B040U3PSB | 30800 | 28000 | 15.2 | 12 | 8.1 | 2.19 | 66 | 51 | 210792464
TRANE | 4TWL5030N1 | 4TXCB006DS3 | S9V2B080U4VSA | 30400 | 27800 | 16 | 12 | 8.1 | 2.23 | 66 | 51 | 210792463
TRANE | 4TWL5030N1 | 4TXCB006DS3 | S9V2B080U4PSB | 30400 | 27800 | 16 | 12 | 8.1 | 2.23 | 66 | 51 | 210792462
TRANE | 4TWL5030N1 | 4TXCB006DS3 | S9V2B060U4PSB | 30400 | 27600 | 16 | 12 | 8.1 | 2.24 | 66 | 51 | 210792461
TRANE | 4TWL5030N1 | 4TXCB006DS3 | S9V2B040U3VSA | 30200 | 27600 | 16 | 12 | 8.1 | 2.23 | 66 | 51 | 210792459
TRANE | 4TWL5030N1 | 4TXCB006DS3 | S8X2B060M4PTC | 30400 | 27800 | 16 | 12 | 8.1 | 2.23 | 66 | 51 | 210792456
TRANE | 4TWL5030N1 | 4TXCB006DS3 | S8X2B080M4PTC | 30400 | 27800 | 16 | 12 | 8.1 | 2.22 | 66 | 51 | 210792458
TRANE | 4TWL5030N1 | 4TXCB004DS3 | S8X2B080M4PSC | 29600 | 27000 | 15.2 | 12 | 8.1 | 2.16 | 67 | 53 | 210792434
TRANE | 4TWL5030N1 | 4TXCB004DS3 | *UHMB080ACV3 | 29400 | 26800 | 16 | 12 | 8.1 | 2.2 | 67 | 52 | 210792451
TRANE | 4TWL5030N1 | 4TXCB004DS3 | S9X2B080U4PSB | 29800 | 27400 | 15.2 | 12 | 8.1 | 2.16 | 67 | 52 | 210792447
TRANE | 4TWL5030N1 | 4TXCB004DS3 | S8X2A040M3PTC | 28400 | 26600 | 15.2 | 12 | 8.1 | 2.13 | 67 | 52 | 210792431
TRANE | 4TWL5030N1 | 4TXCB004DS3 | S9X1B080U4PSB | 29800 | 27400 | 15.2 | 12 | 8.1 | 2.16 | 67 | 52 | 210792444
TRANE | 4TWL5030N1 | 4TXCB004DS3 | S8X1B080M4PSC | 29600 | 27000 | 15.2 | 12 | 8.1 | 2.16 | 67 | 53 | 210792428
TRANE | 4TWL5030N1 | 4TXCB004DS3 | S9V2B060U4PSB | 30000 | 27200 | 15.2 | 12 | 8.1 | 2.17 | 67 | 53 | 210792439
TRANE | 4TWL5030N1 | 4TXCB004DS3 | S9V2B080U4VSA | 30000 | 27400 | 15.2 | 12 | 8.1 | 2.16 | 67 | 53 | 210792441
TRANE | 4TWL5030N1 | 4TXCB004DS3 | S9V2B040U3VSA | 29400 | 27000 | 15.2 | 12 | 8.1 | 2.17 | 67 | 53 | 210792437
TRANE | 4TWL5030N1 | 4TXCB004DS3 | S8X2B080M4PTC | 29600 | 27000 | 15.2 | 12 | 8.1 | 2.16 | 67 | 53 | 210792435
TRANE | 4TWL5030N1 | 4TXCB004DS3 | S9V2B040U3PSB | 29400 | 27000 | 15.2 | 12 | 8.1 | 2.17 | 67 | 53 | 210792436
TRANE | 4TWL5030N1 | 4TXCB003DS3 | S9V2B080U4VSA | 28800 | 29400 | 15.2 | 12 | 8.1 | 2.13 | 65 | 50 | 210792374
TRANE | 4TWL5030N1 | 4TXCB004DS3 | S8X2B060M4PTC | 29600 | 27000 | 15.2 | 12 | 8.1 | 2.17 | 67 | 53 | 210792433
TRANE | 4TWL5030N1 | 4TXCB004DS3 | S8X2B060M4PSC | 29600 | 27000 | 15.2 | 12 | 8.1 | 2.17 | 67 | 53 | 210792432
TRANE | 4TWL5030N1 | 4TXCB004DS3 | S8X2A040M3PSC | 28400 | 26600 | 15.2 | 12 | 8.1 | 2.13 | 67 | 52 | 210792430
TRANE | 4TWL5030N1 | 4TXCB004DS3 | S8X1B080M4PTC | 29600 | 27000 | 15.2 | 12 | 8.1 | 2.16 | 67 | 53 | 210792429
TRANE | 4TWL5030N1 | 4TXCB004DS3 | S8X1B060M4PTC | 29600 | 27000 | 15.2 | 12 | 8.1 | 2.17 | 67 | 53 | 210792427
TRANE | 4TWL5030N1 | 4TXCB003DS3 | S8V2A040M3PCA | 27800 | 29200 | 15.2 | 12 | 8.1 | 2.09 | 65 | 50 | 210792408
TRANE | 4TWL5030N1 | 4TXCB004DS3 | S8X1B060M4PSC | 29600 | 27000 | 15.2 | 12 | 8.1 | 2.17 | 67 | 53 | 210792425
TRANE | 4TWL5030N1 | 4TXCB004DS3 | S8X1A040M3PTC | 28400 | 26600 | 15.2 | 12 | 8.1 | 2.13 | 67 | 52 | 210792422
TRANE | 4TWL5030N1 | 4TXCB004DS3 | S8X1A040M3PSC | 28400 | 26600 | 15.2 | 12 | 8.1 | 2.13 | 67 | 52 | 210792421
TRANE | 4TWL5030N1 | 4TXCB004DS3 | S8V2B080M4PCA | 30000 | 27400 | 15.2 | 12 | 8.1 | 2.16 | 67 | 53 | 210792420
TRANE | 4TWL5030N1 | 4TXCB004DS3 | S8V2B060M4PCA | 29600 | 27000 | 15.2 | 12 | 8.1 | 2.17 | 67 | 53 | 210792419
TRANE | 4TWL5030N1 | 4TXCB004DS3 | L8X1B080U4XSA | 30000 | 27400 | 15.2 | 12 | 8.1 | 2.16 | 67 | 53 | 210792413
TRANE | 4TWL5030N1 | 4TXCB003DS3 | S8V2B080M4PCA | 28800 | 29400 | 15.2 | 12 | 8.1 | 2.14 | 65 | 50 | 210792406
AMERICAN STANDARD | 4A6V0X48A1 | 4PX*DU60BS3 | S8V2C080M5PDA | 45000 | 41000 | 19 | 11.7 | 8.2 | 1.75 | 86 | 66 | 211081426
AMERICAN STANDARD | 4A6V0X36A1 | 4TXCB004DS3 | S8V2B080M4PDA | 34400 | 31600 | 19.5 | 12 | 8.5 | 1.79 | 84 | 66 | 211081413
AMERICAN STANDARD | 4A6V0X36A1 | 4TXCC005DS3 | S8V2C100M5PDA | 34400 | 31400 | 19.5 | 12 | 8.5 | 1.78 | 85 | 65 | 211081417
AMERICAN STANDARD | 4A6V0X36A1 | 4TXCB004DS3 | S8V2B060M4PDA | 34400 | 31600 | 19.5 | 12 | 8.5 | 1.78 | 85 | 66 | 211081414
AMERICAN STANDARD | 4A6V0X36A1 | 4TXCC005DS3 | S8V2C080M5PDA | 34000 | 31400 | 19.5 | 12 | 8.5 | 1.79 | 84 | 65 | 211081416
AMERICAN STANDARD | 4A6V0X36A1 | 4PX*CU48BS3 | S8V2C080M5PDA | 35200 | 32000 | 20 | 12.5 | 8.5 | 1.83 | 83 | 64 | 211081412
AMERICAN STANDARD | 4A6V0X36A1 | 4PX*CU36BS3 | S8V2C080M5PDA | 34000 | 31400 | 19.5 | 12 | 8.5 | 1.79 | 84 | 65 | 211081408
AMERICAN STANDARD | 4A6V0X36A1 | 4PX*CU48BS3 | S8V2C100M5PDA | 35400 | 32200 | 20.5 | 12.5 | 8.7 | 1.82 | 83 | 63 | 211081411
AMERICAN STANDARD | 4A6V0X36A1 | 4PX*BU42BS3 | S8V2B060M4PDA | 35600 | 32800 | 19.5 | 12.5 | 8.5 | 1.8 | 83 | 63 | 211081401
AMERICAN STANDARD | 4A6V0X36A1 | 4PX*CU36BS3 | S8V2C100M5PDA | 34400 | 31400 | 19.5 | 12 | 8.5 | 1.8 | 84 | 65 | 211081407
AMERICAN STANDARD | 4A6V0X36A1 | 4PX*CU42BS3 | S8V2C100M5PDA | 35400 | 32600 | 20 | 12.5 | 8.5 | 1.8 | 83 | 63 | 211081410
AMERICAN STANDARD | 4A6V0X36A1 | 4PX*CU42BS3 | S8V2C080M5PDA | 35200 | 32600 | 19.5 | 12.5 | 8.5 | 1.81 | 82 | 63 | 211081409
AMERICAN STANDARD | 4A6V0X36A1 | 4PX*BU42BS3 | S8V2A040M3PDA | 34000 | 31600 | 19.5 | 12 | 8.2 | 1.76 | 82 | 63 | 211081402
AMERICAN STANDARD | 4A6V0X36A1 | 4PX*BU42BS3 | S8V2B080M4PDA | 35600 | 32800 | 20 | 12.5 | 8.5 | 1.8 | 84 | 63 | 211081400
AMERICAN STANDARD | 4A6V0X36A1 | 4PX*BU36BS3 | S8V2B060M4PDA | 34400 | 31600 | 19.5 | 12 | 8.5 | 1.78 | 85 | 66 | 211081398
AMERICAN STANDARD | 4A6V0X36A1 | 4PX*BU36BS3 | S8V2B080M4PDA | 34400 | 31600 | 19.5 | 12 | 8.5 | 1.78 | 85 | 66 | 211081397
AMERICAN STANDARD | 4A6V0X24A1 | 4TXCB004DS3 | S8V2A040M3PDA | 22800 | 19600 | 17.5 | 12.5 | 8.2 | 1.82 | 84 | 63 | 211081391
AMERICAN STANDARD | 4A6V0X24A1 | 4PX*BU36BS3 | S8V2A040M3PDA | 22800 | 19600 | 17.5 | 12.5 | 8.2 | 1.82 | 84 | 63 | 211081387
TRANE | 4TWV8X60A1 | 4TXCC009DS3 | S8V2C100M5PDA | 54000 | 52000 | 18 | 11.7 | 8.2 | 1.78 | 96 | 77 | 211081286
TRANE | 4TWV8X60A1 | 4TXCD010DS3 | S8V2D120M5PDA | 54000 | 52000 | 18 | 11.7 | 8.2 | 1.83 | 95 | 76 | 211081288
TRANE | 4TWV8X60A1 | 4PX*DU60BS3 | S8V2D120M5PDA | 54000 | 52000 | 18 | 11.7 | 8.2 | 1.83 | 95 | 76 | 211081285
TRANE | 4TWV8X60A1 | 4PX*CU60BS3 | S8V2C100M5PDA | 54000 | 52000 | 18 | 11.7 | 8.2 | 1.78 | 96 | 77 | 211081282
TRANE | 4TWV8X48A1 | 4TXCD010DS3 | S8V2D120M5PDA | 47000 | 43500 | 18 | 12 | 8.5 | 1.87 | 85 | 65 | 211081281
TRANE | 4TWV8X48A1 | 4TXCC009DS3 | S8V2C080M5PDA | 46500 | 43000 | 18 | 11.7 | 8.5 | 1.84 | 86 | 66 | 211081277
TRANE | 4TWV8X48A1 | 4TXCD010DS3 | S8V2C100M5PDA | 45500 | 42000 | 18 | 11.7 | 8.5 | 1.8 | 86 | 66 | 211081280
TRANE | 4TWV8X48A1 | 4TXCD008DS3 | S8V2D120M5PDA | 46000 | 44000 | 18 | 11.7 | 8.5 | 1.84 | 85 | 65 | 211081279
TRANE | 4TWV8X48A1 | 4TXCC009DS3 | S8V2C100M5PDA | 46500 | 43500 | 18 | 11.7 | 8.5 | 1.85 | 86 | 66 | 211081278
TRANE | 4TWV8X48A1 | 4PX*DU60BS3 | S8V2D120M5PDA | 47000 | 43500 | 18 | 12 | 8.5 | 1.87 | 85 | 65 | 211081271
TRANE | 4TWV8X48A1 | 4PX*DU60BS3 | S8V2C100M5PDA | 45500 | 42000 | 18 | 11.7 | 8.5 | 1.8 | 86 | 66 | 211081272
TRANE | 4TWV8X48A1 | 4PX*DU48BS3 | S8V2D120M5PDA | 46000 | 44000 | 18 | 11.7 | 8.5 | 1.84 | 85 | 65 | 211081270
TRANE | 4TWV8X48A1 | 4PX*DD60BS3 | S8V2D120M5PDA | 46000 | 43500 | 18 | 11.7 | 8.5 | 1.82 | 85 | 65 | 211081268
TRANE | 4TWV8X48A1 | 4PX*CU60BS3 | S8V2C080M5PDA | 46500 | 43000 | 18 | 11.7 | 8.5 | 1.84 | 86 | 66 | 211081266
TRANE | 4TWV8X48A1 | 4PX*CU60BS3 | S8V2C100M5PDA | 46500 | 43500 | 18 | 11.7 | 8.5 | 1.85 | 86 | 66 | 211081267
TRANE | 4TWV8X48A1 | 4PX*CD60BS3 | S8V2C100M5PDA | 47000 | 43500 | 18 | 11.7 | 8.5 | 1.78 | 86 | 66 | 211081261
TRANE | 4TWV8X48A1 | 4PX*CD60BS3 | S8V2C080M5PDA | 46500 | 43000 | 18 | 11.7 | 8.5 | 1.79 | 86 | 66 | 211081260
TRANE | 4TWV8X36A1 | 4TXCC005DS3 | S8V2C080M5PDA | 33800 | 30800 | 18 | 11.7 | 8.2 | 1.78 | 85 | 66 | 211081256
TRANE | 4TWV8X36A1 | 4TXCC005DS3 | S8V2C100M5PDA | 34000 | 31000 | 18 | 11.7 | 8.2 | 1.8 | 85 | 66 | 211081257
TRANE | 4TWV8X36A1 | 4TXCB006DS3 | S8V2A040M3PDA | 33600 | 30400 | 18 | 12 | 8.1 | 1.8 | 83 | 65 | 211081255
TRANE | 4TWV8X36A1 | 4TXCB006DS3 | S8V2B080M4PDA | 35200 | 31800 | 18 | 12 | 8.2 | 1.85 | 84 | 65 | 211081254
TRANE | 4TWV8X36A1 | 4TXCB006DS3 | S8V2B060M4PDA | 35200 | 31600 | 18 | 12 | 8.2 | 1.85 | 84 | 65 | 211081253
TRANE | 4TWV8X36A1 | 4TXCB004DS3 | S8V2B080M4PDA | 34200 | 31200 | 18 | 11.7 | 8.2 | 1.8 | 85 | 66 | 211081252
AMERICAN STANDARD | 4A6L5030N1 | TEM8A0C42V41+TDR |  | 30000 | 27400 | 16 | 12.6 | 8.1 | 2.28 | 66 | 51 | 210793672
AMERICAN STANDARD | 4A6L5030N1 | TEM8A0C36V31+TDR |  | 30600 | 27800 | 16 | 12.6 | 8.1 | 2.26 | 66 | 51 | 210793671
AMERICAN STANDARD | 4A6L5030N1 | TEM8A0B30V31+TDR |  | 29000 | 28800 | 15.4 | 12.6 | 8.1 | 2.25 | 65 | 50 | 210793670
AMERICAN STANDARD | 4A6L5030N1 | TEM8A0B24V21+TDR |  | 28800 | 28600 | 15.4 | 12.6 | 8.1 | 2.25 | 65 | 50 | 210793669
AMERICAN STANDARD | 4A6L5030N1 | TEM6A0C36H31+TDR |  | 30400 | 27600 | 16 | 12.3 | 8.1 | 2.28 | 66 | 51 | 210793667
AMERICAN STANDARD | 4A6L5030N1 | TEM6A0C42H41+TDR |  | 30400 | 27600 | 16 | 12.3 | 8.1 | 2.28 | 66 | 51 | 210793668
AMERICAN STANDARD | 4A6L5030N1 | 4TXCC005DS3 | S9X2C080U5PSB | 30200 | 27200 | 15.2 | 12 | 8.1 | 2.18 | 67 | 53 | 210793654
AMERICAN STANDARD | 4A6L5030N1 | TEM6A0B30H21+TDR |  | 28800 | 28600 | 15.2 | 12.3 | 8.1 | 2.25 | 65 | 50 | 210793666
AMERICAN STANDARD | 4A6L5030N1 | TAM9A0C36V31 |  | 30200 | 27400 | 16 | 12.6 | 8.1 | 2.23 | 66 | 51 | 210793661
AMERICAN STANDARD | 4A6L5030N1 | TEM4B0C37M31+TDR |  | 30400 | 27600 | 15.2 | 12 | 8.1 | 2.25 | 66 | 51 | 210793664
AMERICAN STANDARD | 4A6L5030N1 | TEM4A0B31M31+TDR |  | 29000 | 28600 | 15.2 | 12 | 8.1 | 2.25 | 65 | 50 | 210793663
AMERICAN STANDARD | 4A6L5030N1 | TAM9A0B30V31 |  | 30200 | 28000 | 16 | 12.6 | 8.1 | 2.25 | 66 | 51 | 210793660
AMERICAN STANDARD | 4A6L5030N1 | GAM5B0C42M31 |  | 30600 | 26600 | 16 | 12.3 | 8.1 | 2.26 | 67 | 52 | 210793658
AMERICAN STANDARD | 4A6L5030N1 | GAM5B0B30M21 |  | 30200 | 28400 | 16 | 12 | 8.1 | 2.19 | 66 | 51 | 210793656
AMERICAN STANDARD | 4A6L5030N1 | 4TXCC005DS3 | *UHMC100ACV4 | 30000 | 27000 | 16 | 12 | 8.1 | 2.2 | 67 | 52 | 210793652
AMERICAN STANDARD | 4A6L5030N1 | 4TXCC005DS3 | S8X2C080M5PTC | 29800 | 27000 | 15.2 | 12 | 8.1 | 2.18 | 67 | 53 | 210793645
AMERICAN STANDARD | 4A6V0X48A1 | 4TXCD010DS3 | S8V2C100M5PDA | 45000 | 41000 | 19 | 11.7 | 8.2 | 1.75 | 86 | 66 | 211089197
AMERICAN STANDARD | 4A6V8X60A1 | 4TXCD010DS3 | S8V2D120M5PDA | 54000 | 52000 | 18 | 11.7 | 8.2 | 1.83 | 95 | 76 | 211081504
TRANE | 4TWL5024N1 | 4PX*BU30BS3 | L8V1B080U4VSA | 25600 | 25600 | 15.2 | 12 | 8.1 | 2.12 | 75 | 57 | 210791678
TRANE | 4TWL5024N1 | 4PX*BU30BS3 | L8V1A060U3VSA | 25600 | 25600 | 15.2 | 12 | 8.1 | 2.09 | 74 | 57 | 210791677
TRANE | 4TWL5024N1 | 4PX*BU30BS3 | S9X2B060U4PSB | 25600 | 25600 | 15.2 | 12 | 8.1 | 2.13 | 75 | 57 | 210791668
TRANE | 4TWL5024N1 | 4PX*BU30BS3 | *UHMB080ACV3 | 25600 | 25600 | 15.2 | 12 | 8.1 | 2.16 | 74 | 57 | 210791675
TRANE | 4TWL5024N1 | 4PX*BU30BS3 | L8V1A040U3VSA | 25600 | 25600 | 15.2 | 12 | 8.1 | 2.09 | 75 | 57 | 210791676
TRANE | 4TWL5024N1 | 4PX*BU30BS3 | *UD2B080A9V3 | 25600 | 25600 | 15.2 | 12 | 8.1 | 2.12 | 75 | 58 | 210791672
TRANE | 4TWL5024N1 | 4PX*BU30BS3 | S9X1B060U4PSB | 25600 | 25600 | 15.2 | 12 | 8.1 | 2.13 | 75 | 57 | 210791665
TRANE | 4TWL5024N1 | 4PX*BU30BS3 | *UD2B080ACV3 | 25600 | 25600 | 15.2 | 12 | 8.1 | 2.15 | 75 | 57 | 210791673
TRANE | 4TWL5024N1 | 4PX*BU30BS3 | S9X2B080U4PSB | 25600 | 25600 | 15.2 | 12 | 8.1 | 2.14 | 75 | 57 | 210791669
TRANE | 4TWL5024N1 | 4PX*BU30BS3 | *UHMB060ACV3 | 25600 | 25600 | 15.2 | 12 | 8.1 | 2.15 | 75 | 57 | 210791674
TRANE | 4TWL5024N1 | 4PX*BU30BS3 | *UD2B060ACV3 | 25600 | 25600 | 15.2 | 12 | 8.1 | 2.14 | 75 | 57 | 210791671
TRANE | 4TWL5024N1 | 4PX*BU30BS3 | *UD2B060A9V3 | 25600 | 25600 | 15.2 | 12 | 8.1 | 2.11 | 75 | 58 | 210791670
TRANE | 4TWL5024N1 | 4PX*BU30BS3 | S9X1B080U4PSB | 25600 | 25600 | 15.2 | 12 | 8.1 | 2.14 | 75 | 57 | 210791666
TRANE | 4TWL5024N1 | 4PX*BU30BS3 | S9X2B040U3PSB | 25600 | 25600 | 15.2 | 12 | 8.1 | 2.13 | 75 | 57 | 210791667
TRANE | 4TWL5024N1 | 4PX*BU30BS3 | S9X1B040U3PSB | 25600 | 25600 | 15.2 | 12 | 8.1 | 2.13 | 75 | 57 | 210791664
TRANE | 4TWL5024N1 | 4PX*BU30BS3 | S9V2B080U4VSA | 25600 | 25600 | 15.2 | 12 | 8.1 | 2.13 | 75 | 57 | 210791663
TRANE | 4TWL5024N1 | 4PX*BU30BS3 | S9V2B080U4PSB | 25600 | 25600 | 15.2 | 12 | 8.1 | 2.13 | 75 | 57 | 210791662
TRANE | 4TWL5024N1 | 4PX*BU30BS3 | S9V2B060U4PSB | 25600 | 25600 | 15.2 | 12 | 8.1 | 2.14 | 75 | 57 | 210791661
TRANE | 4TWL5024N1 | 4PX*BU30BS3 | S9V2B060U3VSA | 25600 | 25600 | 15.2 | 12 | 8.1 | 2.13 | 75 | 57 | 210791660
TRANE | 4TWL5024N1 | 4PX*BU30BS3 | S9V2B040U3PSB | 25600 | 25600 | 15.2 | 12 | 8.1 | 2.13 | 75 | 57 | 210791658
TRANE | 4TWL5024N1 | 4PX*BU30BS3 | S9V2B040U3VSA | 25600 | 25600 | 15.2 | 12 | 8.1 | 2.13 | 75 | 57 | 210791659
TRANE | 4TWL5024N1 | 4PX*BU30BS3 | S8X2B080M4PTC | 25600 | 25600 | 15.2 | 12 | 8.1 | 2.12 | 76 | 58 | 210791657
TRANE | 4TWL5024N1 | 4PX*BU30BS3 | S8X2B080M4PSC | 25600 | 25600 | 15.2 | 12 | 8.1 | 2.12 | 76 | 58 | 210791656
TRANE | 4TWL5024N1 | 4PX*BU30BS3 | S8X2B060M4PTC | 25600 | 25600 | 15.2 | 12 | 8.1 | 2.12 | 75 | 57 | 210791655
TRANE | 4TWL5024N1 | 4PX*BU30BS3 | S8X2B060M4PSC | 25600 | 25600 | 15.2 | 12 | 8.1 | 2.12 | 75 | 57 | 210791654
TRANE | 4TWL5024N1 | 4PX*BU30BS3 | S8X2A040M3PTC | 25600 | 25600 | 15.2 | 12 | 8.1 | 2.09 | 74 | 57 | 210791653
TRANE | 4TWL5024N1 | 4PX*BU30BS3 | S8X1B080M4PTC | 25600 | 25600 | 15.2 | 12 | 8.1 | 2.12 | 76 | 58 | 210791651
TRANE | 4TWL5024N1 | 4PX*BU30BS3 | S8X2A040M3PSC | 25600 | 25600 | 15.2 | 12 | 8.1 | 2.09 | 74 | 57 | 210791652
TRANE | 4TWL5024N1 | 4PX*BU30BS3 | S8X1B080M4PSC | 25600 | 25600 | 15.2 | 12 | 8.1 | 2.12 | 76 | 58 | 210791650
AMERICAN STANDARD | 4A6L5030N1 | 4TXCC005DS3 | *UD2C100ACV5 | 29400 | 26800 | 16 | 12 | 8.1 | 2.2 | 67 | 52 | 210793653
AMERICAN STANDARD | 4A6L5030N1 | 4TXCC005DS3 | S9V2C080U5PSB | 30000 | 27200 | 15.2 | 12 | 8.1 | 2.19 | 67 | 52 | 210793644
AMERICAN STANDARD | 4A6L5030N1 | 4TXCC005DS3 | S8V2C100M5PCA | 29800 | 27200 | 15.2 | 12 | 8.1 | 2.17 | 67 | 53 | 210793649
AMERICAN STANDARD | 4A6L5030N1 | 4TXCC005DS3 | S8V2C080M5PCA | 29800 | 27200 | 15.2 | 12 | 8.1 | 2.18 | 67 | 52 | 210793650
AMERICAN STANDARD | 4A6L5030N1 | 4TXCC005DS3 | S8X1C080M5PSC | 29800 | 27000 | 15.2 | 12 | 8.1 | 2.18 | 67 | 53 | 210793648
AMERICAN STANDARD | 4A6L5030N1 | 4TXCC005DS3 | S8X1C080M5PTC | 29800 | 27000 | 15.2 | 12 | 8.1 | 2.18 | 67 | 53 | 210793647
AMERICAN STANDARD | 4A6L5030N1 | 4TXCC005DS3 | S8X2C080M5PSC | 29800 | 27000 | 15.2 | 12 | 8.1 | 2.18 | 67 | 53 | 210793646
AMERICAN STANDARD | 4A6L5030N1 | 4TXCC005DS3 | S9X1C080U5PSB | 30200 | 27200 | 15.2 | 12 | 8.1 | 2.18 | 67 | 53 | 210793641
AMERICAN STANDARD | 4A6L5030N1 | 4TXCC005DS3 | S9V2C100U4VSA | 29400 | 26600 | 16 | 12 | 8.1 | 2.19 | 68 | 53 | 210793643
AMERICAN STANDARD | 4A6L5030N1 | 4TXCC005DS3 | S9X1C100U5PSB | 30200 | 27400 | 15.2 | 12 | 8.1 | 2.16 | 67 | 53 | 210793640
AMERICAN STANDARD | 4A6L5030N1 | 4TXCC005DS3 | S9V2C100U5PSB | 30000 | 27200 | 15.2 | 12 | 8.1 | 2.19 | 67 | 52 | 210793642
AMERICAN STANDARD | 4A6L5030N1 | 4TXCC005DS3 | S9X2C100U5PSB | 30200 | 27400 | 15.2 | 12 | 8.1 | 2.16 | 67 | 53 | 210793638
AMERICAN STANDARD | 4A6L5030N1 | 4TXCC005DS3 | *UD2C080ACV4 | 29400 | 26800 | 16 | 12 | 8.1 | 2.21 | 67 | 52 | 210793639
AMERICAN STANDARD | 4A6L5030N1 | 4TXCB006DS3 | S8X1A040M3PSC | 29200 | 27200 | 16 | 12 | 8.1 | 2.19 | 66 | 51 | 210793636
AMERICAN STANDARD | 4A6L5030N1 | 4TXCB006DS3 | S8X1A040M3PTC | 29200 | 27200 | 16 | 12 | 8.1 | 2.19 | 66 | 51 | 210793637
AMERICAN STANDARD | 4A6L5030N1 | 4TXCB006DS3 | S8V2B080M4PCA | 30400 | 27800 | 16 | 12 | 8.1 | 2.22 | 66 | 51 | 210793635
AMERICAN STANDARD | 4A6L5030N1 | 4TXCB006DS3 | S8X1B080M4PSC | 30400 | 27800 | 16 | 12 | 8.1 | 2.22 | 66 | 51 | 210793627
AMERICAN STANDARD | 4A6L5030N1 | 4TXCB006DS3 | S8V2B060M4PCA | 30400 | 27800 | 16 | 12 | 8.1 | 2.23 | 66 | 51 | 210793634
AMERICAN STANDARD | 4A6L5030N1 | 4TXCB006DS3 | S8V2A040M3PCA | 29400 | 27400 | 16 | 12 | 8.1 | 2.18 | 66 | 51 | 210793633
AMERICAN STANDARD | 4A6L5030N1 | 4TXCB006DS3 | S8X1B060M4PSC | 30400 | 27800 | 16 | 12 | 8.1 | 2.23 | 66 | 51 | 210793629
AMERICAN STANDARD | 4A6L5030N1 | 4TXCB006DS3 | S8X1B060M4PTC | 30400 | 27800 | 16 | 12 | 8.1 | 2.23 | 66 | 51 | 210793628
AMERICAN STANDARD | 4A6L5030N1 | 4TXCB006DS3 | S8X1B080M4PTC | 30400 | 27800 | 16 | 12 | 8.1 | 2.22 | 66 | 51 | 210793626
AMERICAN STANDARD | 4A6L5030N1 | 4TXCB006DS3 | *UHMB080ACV3 | 30000 | 27400 | 16 | 12 | 8.1 | 2.26 | 66 | 51 | 210793619
AMERICAN STANDARD | 4A6L5030N1 | 4TXCB006DS3 | S8X2B060M4PSC | 30400 | 27800 | 16 | 12 | 8.1 | 2.23 | 66 | 51 | 210793623
AMERICAN STANDARD | 4A6L5030N1 | 4TXCB006DS3 | S8X2A040M3PSC | 29200 | 27200 | 16 | 12 | 8.1 | 2.19 | 66 | 51 | 210793625
AMERICAN STANDARD | 4A6L5030N1 | 4TXCB006DS3 | S8X2A040M3PTC | 29200 | 27200 | 16 | 12 | 8.1 | 2.19 | 66 | 51 | 210793624
AMERICAN STANDARD | 4A6L5030N1 | 4TXCB006DS3 | *UD2B060ACV3 | 30400 | 27600 | 16 | 12 | 8.1 | 2.24 | 66 | 51 | 210793622
AMERICAN STANDARD | 4A6L5030N1 | 4TXCB006DS3 | *UD2B080ACV3 | 30200 | 27600 | 16 | 12 | 8.1 | 2.23 | 66 | 51 | 210793621
AMERICAN STANDARD | 4A6L5030N1 | 4TXCB006DS3 | L8V1A040U3VSA | 29200 | 27400 | 15.2 | 12 | 8.1 | 2.18 | 66 | 51 | 210793618
AMERICAN STANDARD | 4A6L5030N1 | 4TXCB006DS3 | *UHMB060ACV3 | 30200 | 27600 | 16 | 12 | 8.1 | 2.26 | 66 | 51 | 210793620
AMERICAN STANDARD | 4A6L5030N1 | 4TXCB006DS3 | S9V2B080U4VSA | 30400 | 27800 | 16 | 12 | 8.1 | 2.23 | 66 | 51 | 210793608
AMERICAN STANDARD | 4A6L5030N1 | 4TXCB006DS3 | L8V1A060U3VSA | 29200 | 27200 | 16 | 12 | 8.1 | 2.18 | 67 | 52 | 210793617
AMERICAN STANDARD | 4A6L5030N1 | 4TXCB006DS3 | L8V1B080U4VSA | 30200 | 27600 | 16 | 12 | 8.1 | 2.22 | 66 | 51 | 210793616
AMERICAN STANDARD | 4A6L5030N1 | 4TXCB006DS3 | L8X1B060U3XSA | 30200 | 27600 | 16 | 12 | 8.1 | 2.22 | 66 | 51 | 210793614
AMERICAN STANDARD | 4A6L5030N1 | 4TXCB006DS3 | S8X2B080M4PSC | 30400 | 27800 | 16 | 12 | 8.1 | 2.22 | 66 | 51 | 210793613
AMERICAN STANDARD | 4A6L5030N1 | 4TXCB006DS3 | S9X2B040U3PSB | 30800 | 28000 | 15.2 | 12 | 8.1 | 2.19 | 66 | 51 | 210793611
AMERICAN STANDARD | 4A6L5030N1 | 4TXCB006DS3 | S9X2B080U4PSB | 30800 | 28000 | 16 | 12 | 8.1 | 2.21 | 66 | 51 | 210793612
AMERICAN STANDARD | 4A6L5030N1 | 4TXCB006DS3 | S9V2B060U3VSA | 30000 | 27600 | 16 | 12 | 8.1 | 2.24 | 66 | 51 | 210793605
AMERICAN STANDARD | 4A6L5030N1 | 4TXCB006DS3 | S9X1B080U4PSB | 30800 | 28000 | 16 | 12 | 8.1 | 2.21 | 66 | 51 | 210793610
AMERICAN STANDARD | 4A6L5030N1 | 4TXCB006DS3 | S9X1B040U3PSB | 30800 | 28000 | 15.2 | 12 | 8.1 | 2.19 | 66 | 51 | 210793609
AMERICAN STANDARD | 4A6L5030N1 | 4TXCB006DS3 | S9V2B060U4PSB | 30400 | 27600 | 16 | 12 | 8.1 | 2.24 | 66 | 51 | 210793606
AMERICAN STANDARD | 4A6L5030N1 | 4TXCB006DS3 | S9V2B080U4PSB | 30400 | 27800 | 16 | 12 | 8.1 | 2.23 | 66 | 51 | 210793607
AMERICAN STANDARD | 4A6L5030N1 | 4TXCB006DS3 | S9V2B040U3VSA | 30200 | 27600 | 16 | 12 | 8.1 | 2.23 | 66 | 51 | 210793604
AMERICAN STANDARD | 4A6L5030N1 | 4TXCB006DS3 | S8X2B080M4PTC | 30400 | 27800 | 16 | 12 | 8.1 | 2.22 | 66 | 51 | 210793603
AMERICAN STANDARD | 4A6L5030N1 | 4TXCB006DS3 | S8X2B060M4PTC | 30400 | 27800 | 16 | 12 | 8.1 | 2.23 | 66 | 51 | 210793601
AMERICAN STANDARD | 4A6L5030N1 | 4TXCB004DS3 | S9X2B080U4PSB | 29800 | 27400 | 15.2 | 12 | 8.1 | 2.16 | 67 | 52 | 210793592
AMERICAN STANDARD | 4A6L5030N1 | 4TXCB004DS3 | *UHMB080ACV3 | 29400 | 26800 | 16 | 12 | 8.1 | 2.2 | 67 | 52 | 210793596
AMERICAN STANDARD | 4A6L5030N1 | 4TXCB004DS3 | *UHMB060ACV3 | 29800 | 27000 | 15.2 | 12 | 8.1 | 2.18 | 67 | 53 | 210793595
AMERICAN STANDARD | 4A6L5030N1 | 4TXCB004DS3 | *UD2B060ACV3 | 29400 | 27000 | 15.2 | 12 | 8.1 | 2.18 | 67 | 53 | 210793593
AMERICAN STANDARD | 4A6L5030N1 | 4TXCB004DS3 | S9X1B080U4PSB | 29800 | 27400 | 15.2 | 12 | 8.1 | 2.16 | 67 | 52 | 210793589
AMERICAN STANDARD | 4A6L5030N1 | 4TXCB004DS3 | S9V2B080U4VSA | 30000 | 27400 | 15.2 | 12 | 8.1 | 2.16 | 67 | 53 | 210793586
AMERICAN STANDARD | 4A6L5030N1 | 4TXCB004DS3 | S9V2B080U4PSB | 30000 | 27400 | 15.2 | 12 | 8.1 | 2.16 | 67 | 53 | 210793585
AMERICAN STANDARD | 4A6L5030N1 | 4TXCB004DS3 | S9V2B040U3PSB | 29400 | 27000 | 15.2 | 12 | 8.1 | 2.17 | 67 | 53 | 210793581
AMERICAN STANDARD | 4A6L5030N1 | 4TXCB004DS3 | S9V2B040U3VSA | 29400 | 27000 | 15.2 | 12 | 8.1 | 2.17 | 67 | 53 | 210793582
AMERICAN STANDARD | 4A6L5030N1 | 4TXCB004DS3 | S9V2B060U4PSB | 30000 | 27200 | 15.2 | 12 | 8.1 | 2.17 | 67 | 53 | 210793584
AMERICAN STANDARD | 4A6L5030N1 | 4TXCB004DS3 | S8X2B080M4PTC | 29600 | 27000 | 15.2 | 12 | 8.1 | 2.16 | 67 | 53 | 210793580
AMERICAN STANDARD | 4A6L5030N1 | 4TXCB004DS3 | S8X2B080M4PSC | 29600 | 27000 | 15.2 | 12 | 8.1 | 2.16 | 67 | 53 | 210793579
AMERICAN STANDARD | 4A6L5030N1 | 4TXCB004DS3 | S8X2B060M4PTC | 29600 | 27000 | 15.2 | 12 | 8.1 | 2.17 | 67 | 53 | 210793578
AMERICAN STANDARD | 4A6L5030N1 | 4TXCB004DS3 | S8X2B060M4PSC | 29600 | 27000 | 15.2 | 12 | 8.1 | 2.17 | 67 | 53 | 210793577
AMERICAN STANDARD | 4A6L5030N1 | 4TXCB004DS3 | S8X2A040M3PTC | 28400 | 26600 | 15.2 | 12 | 8.1 | 2.13 | 67 | 52 | 210793576
AMERICAN STANDARD | 4A6L5030N1 | 4TXCB004DS3 | S8X2A040M3PSC | 28400 | 26600 | 15.2 | 12 | 8.1 | 2.13 | 67 | 52 | 210793575
AMERICAN STANDARD | 4A6L5030N1 | 4TXCB004DS3 | S8X1B080M4PTC | 29600 | 27000 | 15.2 | 12 | 8.1 | 2.16 | 67 | 53 | 210793574
AMERICAN STANDARD | 4A6L5030N1 | 4TXCB004DS3 | S8X1B060M4PSC | 29600 | 27000 | 15.2 | 12 | 8.1 | 2.17 | 67 | 53 | 210793570
AMERICAN STANDARD | 4A6L5030N1 | 4TXCB004DS3 | S8X1B080M4PSC | 29600 | 27000 | 15.2 | 12 | 8.1 | 2.16 | 67 | 53 | 210793573
AMERICAN STANDARD | 4A6L5030N1 | 4TXCB004DS3 | S8X1B060M4PTC | 29600 | 27000 | 15.2 | 12 | 8.1 | 2.17 | 67 | 53 | 210793572
TRANE | 4TWL5030N1 | TEM8A0B24V21+TDR |  | 28800 | 28600 | 15.4 | 12.6 | 8.1 | 2.25 | 65 | 50 | 210792524
TRANE | 4TWL5030N1 | TEM4A0B31M31+TDR |  | 29000 | 28600 | 15.2 | 12 | 8.1 | 2.25 | 65 | 50 | 210792518
TRANE | 4TWL5030N1 | TEM8A0C36V31+TDR |  | 30600 | 27800 | 16 | 12.6 | 8.1 | 2.26 | 66 | 51 | 210792526
TRANE | 4TWL5030N1 | TEM8A0C42V41+TDR |  | 30000 | 27400 | 16 | 12.6 | 8.1 | 2.28 | 66 | 51 | 210792527
TRANE | 4TWL5030N1 | TEM8A0B30V31+TDR |  | 29000 | 28800 | 15.4 | 12.6 | 8.1 | 2.25 | 65 | 50 | 210792525
TRANE | 4TWL5030N1 | TEM6A0C36H31+TDR |  | 30400 | 27600 | 16 | 12.3 | 8.1 | 2.28 | 66 | 51 | 210792522
TRANE | 4TWL5030N1 | TEM6A0C42H41+TDR |  | 30400 | 27600 | 16 | 12.3 | 8.1 | 2.28 | 66 | 51 | 210792523
TRANE | 4TWL5030N1 | TEM6A0B30H21+TDR |  | 28800 | 28600 | 15.2 | 12.3 | 8.1 | 2.25 | 65 | 50 | 210792521
TRANE | 4TWL5030N1 | TEM4B0C37M31+TDR |  | 30400 | 27600 | 15.2 | 12 | 8.1 | 2.25 | 66 | 51 | 210792519
TRANE | 4TWL5030N1 | 4TXCC005DS3 | S9V2C100U4VSA | 29400 | 26600 | 16 | 12 | 8.1 | 2.19 | 68 | 53 | 210792498
TRANE | 4TWL5030N1 | TAM9A0C36V31 |  | 30200 | 27400 | 16 | 12.6 | 8.1 | 2.23 | 66 | 51 | 210792516
TRANE | 4TWL5030N1 | TAM9A0B30V31 |  | 30200 | 28000 | 16 | 12.6 | 8.1 | 2.25 | 66 | 51 | 210792515
TRANE | 4TWL5030N1 | GAM5B0C42M31 |  | 30600 | 26600 | 16 | 12.3 | 8.1 | 2.26 | 67 | 52 | 210792513
TRANE | 4TWL5030N1 | GAM5B0B30M21 |  | 30200 | 28400 | 16 | 12 | 8.1 | 2.19 | 66 | 51 | 210792511
TRANE | 4TWL5030N1 | 4TXCB006DS3 | S8X2A040M3PSC | 29200 | 27200 | 16 | 12 | 8.1 | 2.19 | 66 | 51 | 210792480
TRANE | 4TWL5030N1 | 4TXCC005DS3 | *UD2C100ACV5 | 29400 | 26800 | 16 | 12 | 8.1 | 2.2 | 67 | 52 | 210792508
TRANE | 4TWL5030N1 | 4TXCC005DS3 | *UHMC100ACV4 | 30000 | 27000 | 16 | 12 | 8.1 | 2.2 | 67 | 52 | 210792507
TRANE | 4TWL5030N1 | 4TXCC005DS3 | S9X2C080U5PSB | 30200 | 27200 | 15.2 | 12 | 8.1 | 2.18 | 67 | 53 | 210792509
TRANE | 4TWL5030N1 | 4TXCC005DS3 | S8V2C080M5PCA | 29800 | 27200 | 15.2 | 12 | 8.1 | 2.18 | 67 | 52 | 210792505
TRANE | 4TWL5030N1 | 4TXCB004DS3 | *UD2B060ACV3 | 29400 | 27000 | 15.2 | 12 | 8.1 | 2.18 | 67 | 53 | 210792448
TRANE | 4TWL5030N1 | 4TXCC005DS3 | S8V2C100M5PCA | 29800 | 27200 | 15.2 | 12 | 8.1 | 2.17 | 67 | 53 | 210792504
TRANE | 4TWL5030N1 | 4TXCC005DS3 | S8X1C080M5PSC | 29800 | 27000 | 15.2 | 12 | 8.1 | 2.18 | 67 | 53 | 210792503
TRANE | 4TWL5030N1 | 4TXCC005DS3 | S8X1C080M5PTC | 29800 | 27000 | 15.2 | 12 | 8.1 | 2.18 | 67 | 53 | 210792502
TRANE | 4TWL5030N1 | 4TXCC005DS3 | S8X2C080M5PTC | 29800 | 27000 | 15.2 | 12 | 8.1 | 2.18 | 67 | 53 | 210792500
TRANE | 4TWL5030N1 | 4TXCC005DS3 | S8X2C080M5PSC | 29800 | 27000 | 15.2 | 12 | 8.1 | 2.18 | 67 | 53 | 210792501
TRANE | 4TWL5030N1 | 4TXCB006DS3 | S8X1B060M4PSC | 30400 | 27800 | 16 | 12 | 8.1 | 2.23 | 66 | 51 | 210792484
TRANE | 4TWL5030N1 | 4TXCC005DS3 | S9V2C100U5PSB | 30000 | 27200 | 15.2 | 12 | 8.1 | 2.19 | 67 | 52 | 210792497
TRANE | 4TWL5030N1 | 4TXCC005DS3 | S9V2C080U5PSB | 30000 | 27200 | 15.2 | 12 | 8.1 | 2.19 | 67 | 52 | 210792499
TRANE | 4TWL5030N1 | 4TXCC005DS3 | S9X1C080U5PSB | 30200 | 27200 | 15.2 | 12 | 8.1 | 2.18 | 67 | 53 | 210792496
TRANE | 4TWL5030N1 | 4TXCC005DS3 | S9X1C100U5PSB | 30200 | 27400 | 15.2 | 12 | 8.1 | 2.16 | 67 | 53 | 210792495
TRANE | 4TWL5030N1 | 4TXCC005DS3 | *UD2C080ACV4 | 29400 | 26800 | 16 | 12 | 8.1 | 2.21 | 67 | 52 | 210792494
TRANE | 4TWL5030N1 | 4TXCB006DS3 | S8X1A040M3PTC | 29200 | 27200 | 16 | 12 | 8.1 | 2.19 | 66 | 51 | 210792492
AMERICAN STANDARD | 4A6V8X60A1 | 4PX*DU60BS3 | S8V2D120M5PDA | 54000 | 52000 | 18 | 11.7 | 8.2 | 1.83 | 95 | 76 | 211081501
AMERICAN STANDARD | 4A6V8X48A1 | 4TXCD010DS3 | S8V2D120M5PDA | 47000 | 43500 | 18 | 12 | 8.5 | 1.87 | 85 | 65 | 211081497
AMERICAN STANDARD | 4A6V8X60A1 | 4TXCC009DS3 | S8V2C100M5PDA | 54000 | 52000 | 18 | 11.7 | 8.2 | 1.78 | 96 | 77 | 211081502
AMERICAN STANDARD | 4A6V8X48A1 | 4TXCD010DS3 | S8V2C100M5PDA | 45500 | 42000 | 18 | 11.7 | 8.5 | 1.8 | 86 | 66 | 211081496
AMERICAN STANDARD | 4A6V8X48A1 | 4TXCD008DS3 | S8V2D120M5PDA | 46000 | 44000 | 18 | 11.7 | 8.5 | 1.84 | 85 | 65 | 211081495
AMERICAN STANDARD | 4A6V8X48A1 | 4TXCC009DS3 | S8V2C100M5PDA | 46500 | 43500 | 18 | 11.7 | 8.5 | 1.85 | 86 | 66 | 211081494
AMERICAN STANDARD | 4A6V8X48A1 | 4TXCC009DS3 | S8V2C080M5PDA | 46500 | 43000 | 18 | 11.7 | 8.5 | 1.84 | 86 | 66 | 211081493
AMERICAN STANDARD | 4A6V8X60A1 | 4PX*CU60BS3 | S8V2C100M5PDA | 54000 | 52000 | 18 | 11.7 | 8.2 | 1.78 | 96 | 77 | 211081498
AMERICAN STANDARD | 4A6V8X48A1 | 4PX*DU48BS3 | S8V2D120M5PDA | 46000 | 44000 | 18 | 11.7 | 8.5 | 1.84 | 85 | 65 | 211081486
AMERICAN STANDARD | 4A6V8X48A1 | 4PX*DU60BS3 | S8V2C100M5PDA | 45500 | 42000 | 18 | 11.7 | 8.5 | 1.8 | 86 | 66 | 211081488
AMERICAN STANDARD | 4A6V8X48A1 | 4PX*CU60BS3 | S8V2C100M5PDA | 46500 | 43500 | 18 | 11.7 | 8.5 | 1.85 | 86 | 66 | 211081483
AMERICAN STANDARD | 4A6V8X48A1 | 4PX*DU60BS3 | S8V2D120M5PDA | 47000 | 43500 | 18 | 12 | 8.5 | 1.87 | 85 | 65 | 211081487
AMERICAN STANDARD | 4A6V8X48A1 | 4PX*CU60BS3 | S8V2C080M5PDA | 46500 | 43000 | 18 | 11.7 | 8.5 | 1.84 | 86 | 66 | 211081482
AMERICAN STANDARD | 4A6V8X48A1 | 4PX*DD60BS3 | S8V2D120M5PDA | 46000 | 43500 | 18 | 11.7 | 8.5 | 1.82 | 85 | 65 | 211081484
AMERICAN STANDARD | 4A6V8X36A1 | 4TXCC005DS3 | S8V2C100M5PDA | 34000 | 31000 | 18 | 11.7 | 8.2 | 1.8 | 85 | 66 | 211081473
AMERICAN STANDARD | 4A6V8X48A1 | 4PX*CD60BS3 | S8V2C100M5PDA | 47000 | 43500 | 18 | 11.7 | 8.5 | 1.78 | 86 | 66 | 211081477
AMERICAN STANDARD | 4A6V8X48A1 | 4PX*CD60BS3 | S8V2C080M5PDA | 46500 | 43000 | 18 | 11.7 | 8.5 | 1.79 | 86 | 66 | 211081476
AMERICAN STANDARD | 4A6V8X36A1 | 4TXCC005DS3 | S8V2C080M5PDA | 33800 | 30800 | 18 | 11.7 | 8.2 | 1.78 | 85 | 66 | 211081472
AMERICAN STANDARD | 4A6V8X36A1 | 4TXCB006DS3 | S8V2A040M3PDA | 33600 | 30400 | 18 | 12 | 8.1 | 1.8 | 83 | 65 | 211081471
AMERICAN STANDARD | 4A6V8X36A1 | 4TXCB006DS3 | S8V2B080M4PDA | 35200 | 31800 | 18 | 12 | 8.2 | 1.85 | 84 | 65 | 211081470
AMERICAN STANDARD | 4A6V8X36A1 | 4TXCB004DS3 | S8V2B080M4PDA | 34200 | 31200 | 18 | 11.7 | 8.2 | 1.8 | 85 | 66 | 211081468
AMERICAN STANDARD | 4A6V8X36A1 | 4TXCB006DS3 | S8V2B060M4PDA | 35200 | 31600 | 18 | 12 | 8.2 | 1.85 | 84 | 65 | 211081469
AMERICAN STANDARD | 4A6V8X36A1 | 4PX*CU48BS3 | S8V2C100M5PDA | 35200 | 31600 | 18 | 12 | 8.2 | 1.85 | 84 | 65 | 211081465
AMERICAN STANDARD | 4A6V8X36A1 | 4TXCB004DS3 | S8V2B060M4PDA | 34200 | 31200 | 18 | 11.7 | 8.2 | 1.81 | 84 | 66 | 211081467
AMERICAN STANDARD | 4A6V8X36A1 | 4PX*CU42BS3 | S8V2C100M5PDA | 35200 | 32000 | 18 | 12 | 8.2 | 1.83 | 83 | 64 | 211081463
AMERICAN STANDARD | 4A6V8X36A1 | 4PX*CU48BS3 | S8V2C080M5PDA | 34800 | 31400 | 18 | 12 | 8.2 | 1.84 | 83 | 64 | 211081464
AMERICAN STANDARD | 4A6V8X36A1 | 4PX*CU42BS3 | S8V2C080M5PDA | 34800 | 31800 | 18 | 12 | 8.2 | 1.83 | 83 | 64 | 211081462
AMERICAN STANDARD | 4A6V8X36A1 | 4PX*CU36BS3 | S8V2C100M5PDA | 34000 | 31000 | 18 | 11.7 | 8.2 | 1.8 | 85 | 66 | 211081461
AMERICAN STANDARD | 4A6V8X36A1 | 4PX*BU42BS3 | S8V2B080M4PDA | 35200 | 32200 | 18 | 12 | 8.2 | 1.82 | 83 | 65 | 211081455
AMERICAN STANDARD | 4A6V8X36A1 | 4PX*CU36BS3 | S8V2C080M5PDA | 33800 | 30800 | 18 | 11.7 | 8.2 | 1.81 | 84 | 66 | 211081460
AMERICAN STANDARD | 4A6V8X36A1 | 4PX*BU42BS3 | S8V2B060M4PDA | 35200 | 32200 | 18 | 12 | 8.2 | 1.83 | 83 | 65 | 211081454
AMERICAN STANDARD | 4A6V8X36A1 | 4PX*BU42BS3 | S8V2A040M3PDA | 33600 | 31000 | 18 | 12 | 8.1 | 1.78 | 82 | 64 | 211081453
AMERICAN STANDARD | 4A6V8X36A1 | 4PX*BU36BS3 | S8V2B060M4PDA | 34200 | 31200 | 18 | 11.7 | 8.2 | 1.8 | 85 | 66 | 211081451
AMERICAN STANDARD | 4A6V8X36A1 | 4PX*BU36BS3 | S8V2B080M4PDA | 34200 | 31200 | 18 | 11.7 | 8.2 | 1.8 | 85 | 66 | 211081452
AMERICAN STANDARD | 4A6V0X60A1 | 4TXCD010DS3 | S8V2D120M5PDA | 54000 | 52000 | 19 | 11.7 | 8.2 | 1.83 | 95 | 76 | 211081440
AMERICAN STANDARD | 4A6V0X48A1 | 4TXCD010DS3 | S8V2C080M5PDA | 45000 | 41000 | 19 | 11.7 | 8.2 | 1.75 | 86 | 66 | 211081433
AMERICAN STANDARD | 4A6V0X60A1 | 4PX*DU60BS3 | S8V2D120M5PDA | 54000 | 52000 | 19 | 11.7 | 8.2 | 1.83 | 95 | 76 | 211081436
AMERICAN STANDARD | 4A6L5036N1 | TEM8A0C48V41+TDR |  | 36600 | 32000 | 16 | 12.6 | 8.1 | 2.1 | 63 | 47 | 210791257
AMERICAN STANDARD | 4A6L5036N1 | TEM8A0C42V41+TDR |  | 35000 | 32400 | 15.2 | 12.6 | 8.1 | 2.07 | 62 | 46 | 210791256
AMERICAN STANDARD | 4A6L5036N1 | TEM8A0C36V31+TDR |  | 35200 | 32400 | 15.4 | 12.6 | 8.1 | 2.07 | 62 | 46 | 210791255
AMERICAN STANDARD | 4A6L5036N1 | TEM6B0C60H51+TDR |  | 36800 | 32200 | 15.4 | 12.3 | 8.1 | 2.08 | 63 | 47 | 210791253
AMERICAN STANDARD | 4A6L5036N1 | TEM6A0D48H41+TDR |  | 34000 | 31000 | 15.2 | 12.3 | 8.1 | 2.08 | 64 | 48 | 210791252
AMERICAN STANDARD | 4A6L5036N1 | TEM6A0C48H41+TDR |  | 36800 | 32400 | 15.4 | 12.3 | 8.1 | 2.08 | 62 | 47 | 210791251
AMERICAN STANDARD | 4A6L5036N1 | TEM6A0C42H41+TDR |  | 35400 | 32400 | 15.4 | 12.3 | 8.1 | 2.07 | 62 | 46 | 210791250
AMERICAN STANDARD | 4A6L5036N1 | TEM6A0C36H31+TDR |  | 35400 | 32400 | 15.4 | 12.3 | 8.1 | 2.07 | 62 | 46 | 210791249
AMERICAN STANDARD | 4A6L5036N1 | TAM9A0C36V31 |  | 34800 | 32000 | 15.4 | 12.6 | 8.1 | 2.02 | 63 | 46 | 210791245
AMERICAN STANDARD | 4A6L5036N1 | GAM5B0C42M31 |  | 35600 | 31200 | 15.4 | 12.3 | 8.1 | 2.06 | 63 | 47 | 210791243
AMERICAN STANDARD | 4A6L5036N1 | 4TXCD008DS3 | S9V2D120U5VSA | 35400 | 32400 | 15.2 | 12 | 8.1 | 2.05 | 62 | 46 | 210791239
AMERICAN STANDARD | 4A6L5036N1 | 4TXCD008DS3 | *UD2D140ACV5 | 35200 | 32200 | 15.2 | 12 | 8.1 | 2.04 | 62 | 46 | 210791240
AMERICAN STANDARD | 4A6L5036N1 | 4TXCD008DS3 | S8X1D120M5PSC | 34800 | 32200 | 15.2 | 12 | 8.1 | 2.04 | 62 | 46 | 210791238
AMERICAN STANDARD | 4A6L5036N1 | 4TXCD008DS3 | *UHMD120ACV5 | 35600 | 32600 | 15.2 | 12 | 8.1 | 2.04 | 62 | 46 | 210791236
AMERICAN STANDARD | 4A6L5036N1 | 4TXCD008DS3 | S9X1D120U5PSB | 35600 | 32600 | 15.2 | 12 | 8.1 | 2.04 | 62 | 46 | 210791235
AMERICAN STANDARD | 4A6L5036N1 | 4TXCD008DS3 | *UD2D120ACV5 | 35000 | 32200 | 15.2 | 12 | 8.1 | 2.05 | 62 | 46 | 210791234
AMERICAN STANDARD | 4A6L5036N1 | 4TXCD008DS3 | S8X1D120M5PTC | 34800 | 32200 | 15.2 | 12 | 8.1 | 2.04 | 62 | 46 | 210791233
AMERICAN STANDARD | 4A6L5036N1 | 4TXCD008DS3 | S8X2D120M5PSC | 34800 | 32200 | 15.2 | 12 | 8.1 | 2.04 | 62 | 46 | 210791232
AMERICAN STANDARD | 4A6L5036N1 | 4TXCD008DS3 | S8X2D120M5PTC | 34800 | 32200 | 15.2 | 12 | 8.1 | 2.04 | 62 | 46 | 210791231
AMERICAN STANDARD | 4A6L5036N1 | 4TXCD008DS3 | S9X2D120U5PSB | 35600 | 32600 | 15.2 | 12 | 8.1 | 2.04 | 62 | 46 | 210791230
AMERICAN STANDARD | 4A6L5036N1 | 4TXCC009DS3 | *UD2C080ACV4 | 35600 | 31600 | 15.2 | 12 | 8.1 | 2.05 | 63 | 47 | 210791229
AMERICAN STANDARD | 4A6L5036N1 | 4TXCC009DS3 | S8X1C100M5PTC | 36400 | 32400 | 15.2 | 12 | 8.1 | 2 | 63 | 47 | 210791227
AMERICAN STANDARD | 4A6L5036N1 | 4TXCC009DS3 | S8X1C100M5PSC | 36400 | 32400 | 15.2 | 12 | 8.1 | 2 | 63 | 47 | 210791226
AMERICAN STANDARD | 4A6L5036N1 | 4TXCC009DS3 | S9V2C080U5PSB | 35600 | 31600 | 15.2 | 12 | 8.1 | 2.04 | 63 | 47 | 210791225
AMERICAN STANDARD | 4A6L5036N1 | 4TXCC009DS3 | S9V2C100U4VSA | 35400 | 31600 | 15.2 | 12 | 8.1 | 2.04 | 63 | 47 | 210791224
AMERICAN STANDARD | 4A6L5036N1 | 4TXCC009DS3 | S9V2C100U5PSB | 35600 | 31600 | 15.2 | 12 | 8.1 | 2.04 | 63 | 47 | 210791223
AMERICAN STANDARD | 4A6L5036N1 | 4TXCC009DS3 | S9X1C080U5PSB | 36400 | 32400 | 15.2 | 12 | 8.1 | 2.01 | 62 | 47 | 210791222
AMERICAN STANDARD | 4A6L5036N1 | 4TXCC009DS3 | S8X2C080M5PSC | 36200 | 32000 | 15.2 | 12 | 8.1 | 2.02 | 63 | 47 | 210791220
AMERICAN STANDARD | 4A6L5036N1 | 4TXCC009DS3 | S8X2C080M5PTC | 36200 | 32000 | 15.2 | 12 | 8.1 | 2.02 | 63 | 47 | 210791219
AMERICAN STANDARD | 4A6L5036N1 | 4TXCC009DS3 | S8X2C100M5PSC | 36400 | 32400 | 15.2 | 12 | 8.1 | 2 | 63 | 47 | 210791218
AMERICAN STANDARD | 4A6L5036N1 | 4TXCC009DS3 | S8X2C100M5PTC | 36400 | 32400 | 15.2 | 12 | 8.1 | 2 | 63 | 47 | 210791217
AMERICAN STANDARD | 4A6L5036N1 | 4TXCC009DS3 | S9X2C080U5PSB | 36400 | 32400 | 15.2 | 12 | 8.1 | 2.01 | 62 | 47 | 210791216
AMERICAN STANDARD | 4A6L5036N1 | 4TXCC009DS3 | S8X1C080M5PSC | 36200 | 32000 | 15.2 | 12 | 8.1 | 2.02 | 63 | 47 | 210791214
AMERICAN STANDARD | 4A6L5036N1 | 4TXCC009DS3 | *UHMC100ACV4 | 35600 | 31400 | 15.2 | 12 | 8.1 | 2.06 | 63 | 47 | 210791212
AMERICAN STANDARD | 4A6L5036N1 | 4TXCC009DS3 | *UD2C100ACV5 | 35800 | 31800 | 15.2 | 12 | 8.1 | 2.05 | 63 | 47 | 210791211
AMERICAN STANDARD | 4A6L5036N1 | 4TXCC009DS3 | S8X1C080M5PTC | 36200 | 32000 | 15.2 | 12 | 8.1 | 2.02 | 63 | 47 | 210791210
AMERICAN STANDARD | 4A6L5036N1 | 4TXCC007DS3 | *UD2C080ACV4 | 35000 | 32200 | 15.2 | 12 | 8.1 | 2.04 | 62 | 46 | 210791208
AMERICAN STANDARD | 4A6L5036N1 | 4TXCC007DS3 | *UHMC100ACV4 | 35600 | 32600 | 15.2 | 12 | 8.1 | 2.05 | 62 | 46 | 210791207
AMERICAN STANDARD | 4A6L5036N1 | 4TXCC007DS3 | S8X1C080M5PSC | 34800 | 32200 | 15.2 | 12 | 8.1 | 2.02 | 62 | 46 | 210791202
AMERICAN STANDARD | 4A6L5036N1 | 4TXCC007DS3 | S8X1C100M5PSC | 35200 | 32400 | 15.2 | 12 | 8.1 | 2.02 | 62 | 46 | 210791201
AMERICAN STANDARD | 4A6L5036N1 | 4TXCC007DS3 | S9V2C080U5PSB | 35800 | 32800 | 15.2 | 12 | 8.1 | 2.03 | 62 | 46 | 210791200
AMERICAN STANDARD | 4A6L5036N1 | 4TXCC007DS3 | S9V2C100U4VSA | 35600 | 32800 | 15.2 | 12 | 8.1 | 2.03 | 62 | 46 | 210791199
AMERICAN STANDARD | 4A6L5036N1 | 4TXCC007DS3 | S9V2C100U5PSB | 35200 | 32400 | 15.2 | 12 | 8.1 | 2.04 | 62 | 46 | 210791198
AMERICAN STANDARD | 4A6L5036N1 | 4TXCC007DS3 | S9X1C080U5PSB | 35400 | 32600 | 15.2 | 12 | 8.1 | 2.02 | 62 | 46 | 210791197
AMERICAN STANDARD | 4A6L5036N1 | 4TXCC007DS3 | S9X1C100U5PSB | 35400 | 32600 | 15.2 | 12 | 8.1 | 2.02 | 62 | 46 | 210791196
AMERICAN STANDARD | 4A6L5036N1 | 4TXCC007DS3 | *UD2C100ACV5 | 35400 | 32400 | 15.2 | 12 | 8.1 | 2.04 | 62 | 46 | 210791195
AMERICAN STANDARD | 4A6L5036N1 | 4TXCC007DS3 | S9X2C100U5PSB | 35400 | 32600 | 15.2 | 12 | 8.1 | 2.02 | 62 | 46 | 210791194
AMERICAN STANDARD | 4A6L5036N1 | 4TXCC007DS3 | S9X2C080U5PSB | 35400 | 32600 | 15.2 | 12 | 8.1 | 2.02 | 62 | 46 | 210791193
AMERICAN STANDARD | 4A6L5036N1 | 4TXCC007DS3 | S8X2C100M5PTC | 35200 | 32400 | 15.2 | 12 | 8.1 | 2.02 | 62 | 46 | 210791192
AMERICAN STANDARD | 4A6L5036N1 | 4TXCC007DS3 | S8X2C100M5PSC | 35200 | 32400 | 15.2 | 12 | 8.1 | 2.02 | 62 | 46 | 210791191
AMERICAN STANDARD | 4A6L5036N1 | 4TXCC007DS3 | S8X2C080M5PTC | 34800 | 32200 | 15.2 | 12 | 8.1 | 2.02 | 62 | 46 | 210791190
AMERICAN STANDARD | 4A6L5036N1 | 4TXCC007DS3 | S8X2C080M5PSC | 34800 | 32200 | 15.2 | 12 | 8.1 | 2.02 | 62 | 46 | 210791189
AMERICAN STANDARD | 4A6L5036N1 | 4TXCC007DS3 | S8X1C100M5PTC | 35200 | 32400 | 15.2 | 12 | 8.1 | 2.02 | 62 | 46 | 210791188
AMERICAN STANDARD | 4A6L5036N1 | 4TXCC007DS3 | S8X1C080M5PTC | 34800 | 32200 | 15.2 | 12 | 8.1 | 2.02 | 62 | 46 | 210791187
TRANE | 4TWL5036N1 | 4PX*BU48BS3 | S8X1B080M4PTC | 34600 | 32200 | 15.2 | 12 | 8.1 | 2.02 | 62 | 46 | 210790422
TRANE | 4TWL5036N1 | 4PX*BU48BS3 | S8X1B060M4PTC | 35000 | 32400 | 15.2 | 12 | 8.1 | 2.02 | 62 | 46 | 210790420
TRANE | 4TWL5036N1 | 4PX*BU48BS3 | S9X2B060U4PSB | 34800 | 32400 | 15.2 | 12 | 8.1 | 2.01 | 62 | 46 | 210790418
TRANE | 4TWL5036N1 | 4PX*BU48BS3 | S9X2B080U4PSB | 35000 | 32400 | 15.2 | 12 | 8.1 | 2.01 | 62 | 46 | 210790417
TRANE | 4TWL5036N1 | 4PX*BU48BS3 | S9X1B080U4PSB | 35000 | 32400 | 15.2 | 12 | 8.1 | 2.01 | 62 | 46 | 210790416
TRANE | 4TWL5036N1 | 4PX*BU48BS3 | S9X1B060U4PSB | 34800 | 32400 | 15.2 | 12 | 8.1 | 2.01 | 62 | 46 | 210790415
TRANE | 4TWL5036N1 | 4PX*BU48BS3 | S9V2B080U4VSA | 34600 | 32400 | 15.2 | 12 | 8.1 | 2.02 | 62 | 46 | 210790413
TRANE | 4TWL5036N1 | 4PX*BU48BS3 | S9V2B080U4PSB | 34600 | 32400 | 15.2 | 12 | 8.1 | 2.02 | 62 | 46 | 210790412
TRANE | 4TWL5036N1 | 4PX*BU48BS3 | S9V2B060U4PSB | 34600 | 32000 | 15.2 | 12 | 8.1 | 2.03 | 63 | 47 | 210790411
TRANE | 4TWL5036N1 | 4PX*BU48BS3 | S9V2B040U3VSA | 34400 | 32200 | 15.2 | 12 | 8.1 | 2.02 | 62 | 46 | 210790409
TRANE | 4TWL5036N1 | 4PX*BU48BS3 | S8X1B080M4PSC | 34600 | 32200 | 15.2 | 12 | 8.1 | 2.02 | 62 | 46 | 210790407
TRANE | 4TWL5036N1 | 4PX*BU48BS3 | S9V2B040U3PSB | 34400 | 32200 | 15.2 | 12 | 8.1 | 2.02 | 62 | 46 | 210790408
TRANE | 4TWL5036N1 | 4PX*BU48BS3 | S8X1B060M4PSC | 35000 | 32400 | 15.2 | 12 | 8.1 | 2.02 | 62 | 46 | 210790406
TRANE | 4TWL5036N1 | 4PX*BU48BS3 | S8X2B080M4PTC | 34600 | 32200 | 15.2 | 12 | 8.1 | 2.02 | 62 | 46 | 210790393
TRANE | 4TWL5036N1 | 4PX*BU48BS3 | *UHMB080ACV3 | 35000 | 32400 | 15.2 | 12 | 8.1 | 2.03 | 62 | 46 | 210790397
TRANE | 4TWL5036N1 | 4PX*BU48BS3 | *UHMB060ACV3 | 34800 | 32200 | 15.2 | 12 | 8.1 | 2.03 | 62 | 46 | 210790396
TRANE | 4TWL5036N1 | 4PX*BU48BS3 | *UD2B060ACV3 | 34400 | 32000 | 15.2 | 12 | 8.1 | 2.03 | 63 | 47 | 210790394
TRANE | 4TWL5036N1 | 4PX*BU48BS3 | S8X2B080M4PSC | 34600 | 32200 | 15.2 | 12 | 8.1 | 2.02 | 62 | 46 | 210790392
TRANE | 4TWL5036N1 | 4PX*BU48BS3 | S8X2B060M4PTC | 35000 | 32400 | 15.2 | 12 | 8.1 | 2.02 | 62 | 46 | 210790391
TRANE | 4TWL5036N1 | 4PX*BU48BS3 | S8X2B060M4PSC | 35000 | 32400 | 15.2 | 12 | 8.1 | 2.02 | 62 | 46 | 210790390
TRANE | 4TWL5036N1 | 4PX*BU42BS3 | S9X2B060U4PSB | 34800 | 32800 | 15.2 | 12 | 8.1 | 2 | 62 | 46 | 210790386
TRANE | 4TWL5036N1 | 4PX*BU42BS3 | S8X2B060M4PTC | 35000 | 32800 | 15.2 | 12 | 8.1 | 2 | 62 | 46 | 210790382
TRANE | 4TWL5036N1 | 4PX*BU42BS3 | S8X2B060M4PSC | 35000 | 32800 | 15.2 | 12 | 8.1 | 2 | 62 | 46 | 210790381
TRANE | 4TWL5036N1 | 4PX*BU42BS3 | S9X1B080U4PSB | 35000 | 32800 | 15.2 | 12 | 8.1 | 2 | 62 | 46 | 210790375
TRANE | 4TWL5036N1 | 4PX*BU42BS3 | S8X1B060M4PTC | 35000 | 32800 | 15.2 | 12 | 8.1 | 2 | 62 | 46 | 210790376
TRANE | 4TWL5036N1 | 4PX*BU42BS3 | S9X1B060U4PSB | 34800 | 32800 | 15.2 | 12 | 8.1 | 2 | 62 | 46 | 210790374
TRANE | 4TWL5036N1 | 4PX*BU42BS3 | S9V2B080U4VSA | 34600 | 32600 | 15.2 | 12 | 8.1 | 2.01 | 62 | 46 | 210790372
TRANE | 4TWL5036N1 | 4PX*BU42BS3 | S9V2B080U4PSB | 34600 | 32600 | 15.2 | 12 | 8.1 | 2.01 | 62 | 46 | 210790371
TRANE | 4TWL5036N1 | 4PX*BU42BS3 | S9V2B060U4PSB | 34400 | 32600 | 15.2 | 12 | 8.1 | 2.01 | 62 | 46 | 210790370
TRANE | 4TWL5036N1 | 4PX*BU42BS3 | S9V2B040U3VSA | 34200 | 32400 | 15.2 | 12 | 8.1 | 1.99 | 62 | 46 | 210790368
TRANE | 4TWL5036N1 | 4PX*BU42BS3 | S9V2B040U3PSB | 34200 | 32400 | 15.2 | 12 | 8.1 | 1.99 | 62 | 46 | 210790367
TRANE | 4TWL5036N1 | 4PX*BU42BS3 | S8X1B060M4PSC | 35000 | 32800 | 15.2 | 12 | 8.1 | 2 | 62 | 46 | 210790365
TRANE | 4TWL5036N1 | 4PX*BU42BS3 | *UHMB080ACV3 | 35000 | 32800 | 15.2 | 12 | 8.1 | 2.01 | 62 | 45 | 210790356
TRANE | 4TWL5036N1 | 4PX*BU42BS3 | *UHMB060ACV3 | 34800 | 32600 | 15.2 | 12 | 8.1 | 2.01 | 62 | 46 | 210790355
TRANE | 4TWL5036N1 | 4PX*BU42BS3 | S9X2B080U4PSB | 35000 | 32800 | 15.2 | 12 | 8.1 | 2 | 62 | 46 | 210790354
TRANE | 4TWL5036N1 | 4PX*BU42BS3 | *UD2B060ACV3 | 34400 | 32400 | 15.2 | 12 | 8.1 | 2.01 | 62 | 46 | 210790353
TRANE | 4TWX7024E1 | 4PX*BD42BS3 | S8V2B080M4PCA | 25600 | 23800 | 17 | 12.5 | 8.1 | 1.97 | 63 | 47 | 210688564
TRANE | 4TWL6036A1 | 4PX*CU42BS3 | *UD2C080ACV4 | 36400 | 33800 | 15.2 | 12 | 8.1 | 2.17 | 65 | 50 | 211214780
TRANE | 4TWL6036A1 | 4PX*DU48BS3 | *UD2D140ACV5 | 36400 | 33000 | 15.2 | 12 | 8.1 | 2.16 | 65 | 50 | 211214803
TRANE | 4TWL6036A1 | 4PX*DD60BS3 | S9X2D120D5PSB | 37200 | 33200 | 15.2 | 12 | 8.1 | 2.11 | 64 | 49 | 211214790
TRANE | 4TWL6036A1 | 4PX*DU48BS3 | S8X2D120M5PSC | 36000 | 32800 | 15.2 | 12 | 8.1 | 2.15 | 65 | 50 | 211214800
TRANE | 4TWL6036A1 | 4PX*DD60BS3 | S8X2D120M5PTC | 37400 | 33600 | 15.2 | 12 | 8.1 | 2.09 | 65 | 50 | 211214795
TRANE | 4TWL6036A1 | 4PX*DU48BS3 | S8X1D120M5PTC | 36000 | 32800 | 15.2 | 12 | 8.1 | 2.15 | 65 | 50 | 211214801
TRANE | 4TWL6036A1 | 4PX*DU48BS3 | S8X2D120M5PTC | 36000 | 32800 | 15.2 | 12 | 8.1 | 2.15 | 65 | 50 | 211214799
TRANE | 4TWL6036A1 | 4PX*DU48BS3 | S9X2D120U5PSB | 37200 | 33400 | 15.2 | 12 | 8.1 | 2.16 | 65 | 50 | 211214797
TRANE | 4TWL6036A1 | 4PX*CU48BS3 | S8X2C080M5PSC | 37000 | 33600 | 15.2 | 12 | 8.1 | 2.15 | 65 | 50 | 211214788
TRANE | 4TWL6036A1 | 4PX*DU48BS3 | *UD2D120ACV5 | 36200 | 33000 | 15.2 | 12 | 8.1 | 2.16 | 65 | 49 | 211214796
TRANE | 4TWL6036A1 | 4PX*DU48BS3 | S9X1D120U5PSB | 37200 | 33400 | 15.2 | 12 | 8.1 | 2.16 | 65 | 50 | 211214798
TRANE | 4TWL6036A1 | 4PX*DD60BS3 | S8X2D120M5PSC | 37400 | 33600 | 15.2 | 12 | 8.1 | 2.09 | 65 | 50 | 211214794
TRANE | 4TWL6036A1 | 4PX*DD60BS3 | S8X1D120M5PTC | 37400 | 33600 | 15.2 | 12 | 8.1 | 2.09 | 65 | 50 | 211214793
TRANE | 4TWL6036A1 | 4PX*DD60BS3 | S8X1D120M5PSC | 37400 | 33600 | 15.2 | 12 | 8.1 | 2.09 | 65 | 50 | 211214792
TRANE | 4TWL6036A1 | 4PX*DD60BS3 | S9X1D120D5PSB | 37200 | 33200 | 15.2 | 12 | 8.1 | 2.11 | 64 | 49 | 211214789
TRANE | 4TWL6036A1 | 4PX*DD60BS3 | *DD2D120ACV5 | 36600 | 33000 | 15.2 | 12 | 8.1 | 2.12 | 65 | 50 | 211214791
TRANE | 4TWL6036A1 | 4PX*CU48BS3 | *UD2C080ACV4 | 36400 | 33200 | 15.2 | 12 | 8.1 | 2.15 | 64 | 50 | 211214787
TRANE | 4TWL6036A1 | 4PX*CU48BS3 | *UD2C100ACV5 | 36600 | 33200 | 15.2 | 12 | 8.1 | 2.16 | 65 | 50 | 211214786
TRANE | 4TWL6036A1 | 4PX*CU48BS3 | S8X1C080M5PTC | 37000 | 33600 | 15.2 | 12 | 8.1 | 2.15 | 65 | 50 | 211214784
TRANE | 4TWL6036A1 | 4PX*CU48BS3 | S8X1C080M5PSC | 37000 | 33600 | 15.2 | 12 | 8.1 | 2.15 | 65 | 50 | 211214785
TRANE | 4TWL6036A1 | 4PX*CU48BS3 | S8X2C080M5PTC | 37000 | 33600 | 15.2 | 12 | 8.1 | 2.15 | 65 | 50 | 211214783
TRANE | 4TWL6036A1 | 4PX*CU42BS3 | *UD2C100ACV5 | 36600 | 34000 | 15.2 | 12 | 8.1 | 2.17 | 64 | 49 | 211214779
TRANE | 4TWL6036A1 | 4PX*CU42BS3 | S8X2C080M5PTC | 37000 | 34400 | 15.2 | 12 | 8.1 | 2.14 | 64 | 49 | 211214773
TRANE | 4TWL6036A1 | 4PX*CU42BS3 | S8X1C080M5PTC | 37000 | 34400 | 15.2 | 12 | 8.1 | 2.14 | 64 | 49 | 211214775
TRANE | 4TWL6036A1 | 4PX*CU42BS3 | S8X1C080M5PSC | 37000 | 34400 | 15.2 | 12 | 8.1 | 2.14 | 64 | 49 | 211214776
TRANE | 4TWL6036A1 | 4PX*CU42BS3 | S8X2C080M5PSC | 37000 | 34400 | 15.2 | 12 | 8.1 | 2.14 | 64 | 49 | 211214774
TRANE | 4TWL6036A1 | 4PX*CU36BS3 | *UD2C100ACV5 | 35600 | 32200 | 15.2 | 12 | 8.1 | 2.12 | 66 | 52 | 211214765
TRANE | 4TWL6036A1 | 4PX*CD36BS3+HORIZ-RT | *UD2C100ACV5 | 35600 | 33800 | 15.2 | 12 | 8.1 | 2.05 | 65 | 50 | 211214743
TRANE | 4TWL6036A1 | 4PX*BU48BS3 | S8X1B060M4PTC | 36600 | 33400 | 15.2 | 12 | 8.1 | 2.13 | 65 | 50 | 211214714
TRANE | 4TWL6036A1 | 4PX*CD36BS3+HORIZ-RT | *UD2C080ACV4 | 35400 | 33800 | 15.2 | 12 | 8.1 | 2.05 | 65 | 50 | 211214739
AMERICAN STANDARD | 4A6L5024N1 | TEM8A0B30V31+TDR |  | 25600 | 25600 | 15.4 | 12.6 | 8.1 | 2.25 | 73 | 56 | 210793124
AMERICAN STANDARD | 4A6L5024N1 | TEM8A0C36V31+TDR |  | 25600 | 25600 | 16 | 12.6 | 8.1 | 2.27 | 71 | 55 | 210793125
AMERICAN STANDARD | 4A6L5024N1 | TEM8A0B24V21+TDR |  | 25600 | 25600 | 15.4 | 12.6 | 8.1 | 2.24 | 73 | 56 | 210793123
AMERICAN STANDARD | 4A6L5024N1 | GAM5B0B30M21 |  | 25600 | 25600 | 16 | 12 | 8.1 | 2.21 | 72 | 56 | 210793113
AMERICAN STANDARD | 4A6L5024N1 | TEM6A0C36H31+TDR |  | 25600 | 25600 | 16 | 12.3 | 8.1 | 2.28 | 71 | 55 | 210793122
AMERICAN STANDARD | 4A6L5024N1 | TEM4B0B24M21+TDR |  | 25600 | 25600 | 15.2 | 12 | 8.1 | 2.27 | 73 | 57 | 210793119
AMERICAN STANDARD | 4A6L5024N1 | TEM6A0B30H21+TDR |  | 25600 | 25600 | 15.4 | 12.3 | 8.1 | 2.25 | 73 | 56 | 210793121
AMERICAN STANDARD | 4A6L5024N1 | TEM4A0B31M31+TDR |  | 25600 | 25600 | 15.2 | 12 | 8.1 | 2.25 | 73 | 56 | 210793118
AMERICAN STANDARD | 4A6L5024N1 | TAM9A0C36V31 |  | 25600 | 25600 | 16 | 12.6 | 8.1 | 2.23 | 71 | 55 | 210793117
AMERICAN STANDARD | 4A6L5024N1 | 4TXCB006DS3 | S8X1B080M4PSC | 25600 | 25600 | 16 | 12 | 8.1 | 2.22 | 72 | 56 | 210793095
AMERICAN STANDARD | 4A6L5024N1 | 4TXCB006DS3 | L8X1B060U3XSA | 25600 | 25600 | 16 | 12 | 8.1 | 2.22 | 71 | 55 | 210793083
AMERICAN STANDARD | 4A6L5024N1 | 4TXCB006DS3 | *UD2B060A9V3 | 25600 | 25600 | 15.2 | 12 | 8.1 | 2.22 | 71 | 55 | 210793068
AMERICAN STANDARD | 4A6L5024N1 | 4TXCB006DS3 | S8V2B060M4PCA | 25600 | 25600 | 16 | 12 | 8.1 | 2.23 | 72 | 55 | 210793089
AMERICAN STANDARD | 4A6L5024N1 | 4TXCB006DS3 | S9V2B060U3VSA | 25600 | 25600 | 16 | 12 | 8.1 | 2.23 | 71 | 55 | 210793104
AMERICAN STANDARD | 4A6L5024N1 | 4TXCB006DS3 | S9V2B040U3VSA | 25600 | 25600 | 16 | 12 | 8.1 | 2.23 | 71 | 55 | 210793103
AMERICAN STANDARD | 4A6L5024N1 | 4TXCB006DS3 | S8X2B060M4PTC | 25600 | 25600 | 16 | 12 | 8.1 | 2.23 | 71 | 55 | 210793100
AMERICAN STANDARD | 4A6L5024N1 | 4TXCB006DS3 | S8X2B080M4PTC | 25600 | 25600 | 16 | 12 | 8.1 | 2.22 | 72 | 56 | 210793102
AMERICAN STANDARD | 4A6L5024N1 | 4TXCB006DS3 | S8X2B080M4PSC | 25600 | 25600 | 16 | 12 | 8.1 | 2.22 | 72 | 56 | 210793101
AMERICAN STANDARD | 4A6L5024N1 | 4TXCB006DS3 | S8X2A040M3PTC | 25600 | 25600 | 16 | 12 | 8.1 | 2.19 | 70 | 55 | 210793098
AMERICAN STANDARD | 4A6L5024N1 | 4TXCB006DS3 | S8X2B060M4PSC | 25600 | 25600 | 16 | 12 | 8.1 | 2.23 | 71 | 55 | 210793099
AMERICAN STANDARD | 4A6L5030N1 | 4TXCB003DS3 | S8X1A040M3PSC | 27600 | 29000 | 15.2 | 12 | 8.1 | 2.09 | 65 | 50 | 210793550
AMERICAN STANDARD | 4A6L5024N1 | 4TXCB006DS3 | S8X2A040M3PSC | 25600 | 25600 | 16 | 12 | 8.1 | 2.19 | 70 | 55 | 210793097
AMERICAN STANDARD | 4A6L5024N1 | 4TXCB006DS3 | S8X1B060M4PTC | 25600 | 25600 | 16 | 12 | 8.1 | 2.23 | 71 | 55 | 210793094
AMERICAN STANDARD | 4A6L5024N1 | 4TXCB006DS3 | S8X1B080M4PTC | 25600 | 25600 | 16 | 12 | 8.1 | 2.22 | 72 | 56 | 210793096
AMERICAN STANDARD | 4A6L5024N1 | 4TXCB006DS3 | S8X1A040M3PTC | 25600 | 25600 | 16 | 12 | 8.1 | 2.19 | 70 | 55 | 210793092
AMERICAN STANDARD | 4A6L5024N1 | 4TXCB006DS3 | S8X1B060M4PSC | 25600 | 25600 | 16 | 12 | 8.1 | 2.23 | 71 | 55 | 210793093
AMERICAN STANDARD | 4A6L5024N1 | 4TXCB006DS3 | S8X1A040M3PSC | 25600 | 25600 | 16 | 12 | 8.1 | 2.19 | 70 | 55 | 210793091
AMERICAN STANDARD | 4A6L5024N1 | 4TXCB006DS3 | S8V2B080M4PCA | 25600 | 25600 | 16 | 12 | 8.1 | 2.22 | 72 | 55 | 210793090
AMERICAN STANDARD | 4A6L5024N1 | 4TXCB006DS3 | *UD2B060ACV3 | 25600 | 25600 | 16 | 12 | 8.1 | 2.23 | 71 | 55 | 210793069
AMERICAN STANDARD | 4A6L5024N1 | 4TXCB006DS3 | S8V2A040M3PCA | 25600 | 25600 | 16 | 12 | 8.1 | 2.19 | 70 | 54 | 210793088
AMERICAN STANDARD | 4A6L5024N1 | 4TXCB006DS3 | L8V1B080U4VSA | 25600 | 25600 | 16 | 12 | 8.1 | 2.23 | 71 | 55 | 210793081
AMERICAN STANDARD | 4A6L5030N1 | 4TXCB003DS3 | S8X1A040M3PTC | 27600 | 29000 | 15.2 | 12 | 8.1 | 2.09 | 65 | 50 | 210793549
AMERICAN STANDARD | 4A6L5024N1 | 4TXCB006DS3 | L8V1A060U3VSA | 25600 | 25600 | 16 | 12 | 8.1 | 2.18 | 71 | 55 | 210793080
AMERICAN STANDARD | 4A6L5024N1 | 4TXCB006DS3 | L8V1A040U3VSA | 25600 | 25600 | 15.2 | 12 | 8.1 | 2.18 | 71 | 55 | 210793079
AMERICAN STANDARD | 4A6L5024N1 | 4TXCB006DS3 | *UHMB080ACV3 | 25600 | 25600 | 16 | 12 | 8.1 | 2.26 | 71 | 55 | 210793078
AMERICAN STANDARD | 4A6L5024N1 | 4TXCB006DS3 | *UD2B080ACV3 | 25600 | 25600 | 16 | 12 | 8.1 | 2.23 | 71 | 55 | 210793076
AMERICAN STANDARD | 4A6L5024N1 | 4TXCB006DS3 | *UHMB060ACV3 | 25600 | 25600 | 16 | 12 | 8.1 | 2.26 | 71 | 55 | 210793077
AMERICAN STANDARD | 4A6L5024N1 | 4TXCB006DS3 | *UD2B080A9V3 | 25600 | 25600 | 15.2 | 12 | 8.1 | 2.21 | 71 | 55 | 210793075
AMERICAN STANDARD | 4A6L5024N1 | 4TXCB006DS3 | S9V2B080U4PSB | 25600 | 25600 | 16 | 12 | 8.1 | 2.23 | 71 | 55 | 210793073
AMERICAN STANDARD | 4A6L5024N1 | 4TXCB006DS3 | S9V2B060U4PSB | 25600 | 25600 | 16 | 12 | 8.1 | 2.24 | 71 | 55 | 210793074
AMERICAN STANDARD | 4A6L5024N1 | 4TXCB006DS3 | S9V2B080U4VSA | 25600 | 25600 | 16 | 12 | 8.1 | 2.23 | 71 | 55 | 210793072
AMERICAN STANDARD | 4A6L5024N1 | 4TXCB006DS3 | S9X2B060U4PSB | 25600 | 25600 | 16 | 12 | 8.1 | 2.22 | 72 | 56 | 210793070
AMERICAN STANDARD | 4A6L5024N1 | 4TXCB006DS3 | S9X1B060U4PSB | 25600 | 25600 | 16 | 12 | 8.1 | 2.22 | 72 | 56 | 210793071
AMERICAN STANDARD | 4A6V0X48A1 | 4PX*DU60BS3 | S8V2D120M5PDA | 47000 | 42000 | 19.5 | 11.7 | 8.5 | 1.82 | 87 | 67 | 211089189
AMERICAN STANDARD | 4A6V0X48A1 | 4TXCD010DS3 | S8V2D120M5PDA | 47000 | 42000 | 19.5 | 11.7 | 8.5 | 1.82 | 87 | 67 | 211089196
AMERICAN STANDARD | 4A6V0X48A1 | 4PX*DU60BS3 | S8V2C100M5PDA | 45000 | 41000 | 19 | 11.7 | 8.2 | 1.75 | 86 | 66 | 211089190
AMERICAN STANDARD | 4A6V0X48A1 | 4TXCC009DS3 | S8V2C080M5PDA | 46000 | 42000 | 19 | 11.7 | 8.5 | 1.8 | 86 | 66 | 211089193
AMERICAN STANDARD | 4A6V0X48A1 | 4PX*CU60BS3 | S8V2C080M5PDA | 46000 | 42000 | 19 | 11.7 | 8.5 | 1.8 | 86 | 66 | 211089184
AMERICAN STANDARD | 4A6V8X48A1 | 4TXCD010DS3 | S8V2C080M5PDA | 45000 | 41500 | 18 | 11.7 | 8.5 | 1.8 | 86 | 66 | 211089210
TRANE | 4TWL5030N1 | 4PX*BU30BS3 | S8X1B080M4PSC | 29200 | 29600 | 15.2 | 12 | 8.1 | 2.12 | 66 | 50 | 210792084
TRANE | 4TWL5030N1 | 4PX*BD36BS3 | S8X1B060M4PTC | 29600 | 28600 | 15.2 | 12 | 8.1 | 2.13 | 66 | 51 | 210792036
TRANE | 4TWL5030N1 | 4PX*BD36BS3 | S8X1B040M2PTC | 29200 | 28400 | 15.2 | 12 | 8.1 | 2.13 | 66 | 51 | 210792034
TRANE | 4TWL5030N1 | 4PX*BD36BS3+HORIZ-RT | *UD2B060ACV3 | 29600 | 28400 | 15.2 | 12 | 8.1 | 2.14 | 66 | 51 | 210792046
TRANE | 4TWL5030N1 | 4PX*BD36BS3 | S9V2B040D3PSB | 29400 | 28400 | 15.2 | 12 | 8.1 | 2.12 | 66 | 51 | 210792045
TRANE | 4TWL5030N1 | 4PX*BD36BS3 | S8X2B080M4PTC | 29600 | 28600 | 15.2 | 12 | 8.1 | 2.12 | 66 | 51 | 210792044
TRANE | 4TWL5030N1 | 4PX*BD36BS3 | S8X2B080M4PSC | 29600 | 28600 | 15.2 | 12 | 8.1 | 2.12 | 66 | 51 | 210792043
TRANE | 4TWL5030N1 | 4PX*BD36BS3 | S8X2B060M4PTC | 29600 | 28600 | 15.2 | 12 | 8.1 | 2.13 | 66 | 51 | 210792042
TRANE | 4TWL5030N1 | 4PX*BD36BS3 | L8X1B080U4XSA | 30200 | 28800 | 15.2 | 12 | 8.1 | 2.11 | 66 | 51 | 210792024
TRANE | 4TWL5030N1 | 4PX*BD36BS3 | S8X2B060M4PSC | 29600 | 28600 | 15.2 | 12 | 8.1 | 2.13 | 66 | 51 | 210792041
TRANE | 4TWL5030N1 | 4PX*BD36BS3 | S8X1B080M4PSC | 29600 | 28600 | 15.2 | 12 | 8.1 | 2.12 | 66 | 51 | 210792037
TRANE | 4TWL5030N1 | 4PX*BD36BS3 | S8X2A040M3PTC | 28600 | 28000 | 15.2 | 12 | 8.1 | 2.09 | 66 | 51 | 210792040
TRANE | 4TWL5030N1 | 4PX*BD36BS3 | S8X1B080M4PTC | 29600 | 28600 | 15.2 | 12 | 8.1 | 2.12 | 66 | 51 | 210792038
TRANE | 4TWL5030N1 | 4PX*BD36BS3 | S8X2A040M3PSC | 28600 | 28000 | 15.2 | 12 | 8.1 | 2.09 | 66 | 51 | 210792039
TRANE | 4TWL5030N1 | 4PX*BD36BS3 | S8X1B060M4PSC | 29600 | 28600 | 15.2 | 12 | 8.1 | 2.13 | 66 | 51 | 210792035
TRANE | 4TWL5030N1 | 4PX*BD36BS3 | S8X1B040M2PSC | 29200 | 28400 | 15.2 | 12 | 8.1 | 2.13 | 66 | 51 | 210792033
TRANE | 4TWL5030N1 | 4PX*BD36BS3 | *DHMB060BCV3 | 29200 | 28400 | 15.2 | 12 | 8.1 | 2.13 | 66 | 51 | 210792021
TRANE | 4TWL5030N1 | 4PX*BD36BS3 | S9V2B080D4PSB | 29600 | 28400 | 15.2 | 12 | 8.1 | 2.13 | 66 | 51 | 210792015
TRANE | 4TWL5030N1 | 4PX*BD36BS3 | S8X1A040M3PTC | 28600 | 28000 | 15.2 | 12 | 8.1 | 2.09 | 66 | 51 | 210792032
TRANE | 4TWL5030N1 | 4PX*BD36BS3 | S8X1A040M3PSC | 28600 | 28000 | 15.2 | 12 | 8.1 | 2.09 | 66 | 51 | 210792031
TRANE | 4TWL5030N1 | 4PX*BD36BS3 | S8V2B060M4PCA | 29800 | 28600 | 15.2 | 12 | 8.1 | 2.13 | 66 | 51 | 210792029
TRANE | 4TWL5030N1 | 4PX*BD36BS3 | S8V2B080M4PCA | 29600 | 28600 | 15.2 | 12 | 8.1 | 2.12 | 66 | 51 | 210792030
TRANE | 4TWL5030N1 | 4PX*BD36BS3 | S8V2A040M3PCA | 28200 | 28000 | 15.2 | 12 | 8.1 | 2.1 | 66 | 51 | 210792028
TRANE | 4TWL5030N1 | 4PX*BD36BS3 | L8X1B060U3XSA | 29200 | 28400 | 15.2 | 12 | 8.1 | 2.12 | 66 | 51 | 210792023
TRANE | 4TWL5030N1 | 4PX*BD36BS3 | *DHMB080ACV3 | 29400 | 28400 | 15.2 | 12 | 8.1 | 2.12 | 66 | 51 | 210792022
TRANE | 4TWL5030N1 | 4PX*BD36BS3 | S9V2B060D3PSB | 29800 | 28600 | 15.2 | 12 | 8.1 | 2.13 | 66 | 51 | 210792018
TRANE | 4TWL5030N1 | 4PX*BD36BS3 | *DD2B060ACV3 | 29600 | 28400 | 16 | 12 | 8.1 | 2.15 | 66 | 51 | 210792019
TRANE | 4TWL5030N1 | 4PX*BD36BS3 | *DD2B080ACV3 | 29400 | 28400 | 16 | 12 | 8.1 | 2.14 | 65 | 50 | 210792020
TRANE | 4TWL5024N1 | TAM9A0B30V31 |  | 25600 | 25600 | 16 | 12.6 | 8.1 | 2.27 | 72 | 55 | 210791969
TRANE | 4TWL5030N1 | 4PX*BD36BS3 | S9X1B080D4PSB | 29200 | 28400 | 15.2 | 12 | 8.1 | 2.12 | 66 | 51 | 210792013
TRANE | 4TWL5030N1 | 4PX*BD36BS3 | S9V2B080D4VSA | 29600 | 28400 | 15.2 | 12 | 8.1 | 2.13 | 66 | 51 | 210792016
TRANE | 4TWL5030N1 | 4PX*BD36BS3 | S9X1B060D3PSB | 29200 | 28400 | 15.2 | 12 | 8.1 | 2.13 | 66 | 51 | 210792014
TRANE | 4TWL5030N1 | 4PX*BD36BS3 | S9X2B060D3PSB | 29200 | 28400 | 15.2 | 12 | 8.1 | 2.13 | 66 | 51 | 210792011
TRANE | 4TWL5030N1 | 4PX*BD36BS3 | S9X2B080D4PSB | 29200 | 28400 | 15.2 | 12 | 8.1 | 2.12 | 66 | 51 | 210792010
TRANE | 4TWL9036A1 | TEM8A0D48V41+TDR |  | 36400 | 33600 | 17.5 | 11.7 | 9 | 2.4 | 70 | 55 | 201921882
TRANE | 4TWL9036A1 | 4PX*CU60BS3 | *UD2C080ACV4 | 37600 | 33000 | 18 | 12 | 8.7 | 2.34 | 70 | 55 | 201921770
TRANE | 4TWL9036A1 | 4PX*CU42BS3 | *UD2C080ACV4 | 37000 | 34000 | 17 | 11.7 | 8.7 | 2.31 | 69 | 54 | 201921732
TRANE | 4TWL9036A1 | 4PX*CU60BS3 | *UD2C100ACV5 | 37800 | 33200 | 18 | 11.7 | 8.7 | 2.32 | 70 | 55 | 201921763
TRANE | 4TWL9036A1 | 4PX*CU48BS3 | *UHMC100ACV4 | 37200 | 33600 | 18 | 11.7 | 8.7 | 2.35 | 70 | 55 | 201921746
TRANE | 4TWL9036A1 | 4PX*CU48BS3 | S9V2C100U4PSB+RP | 36600 | 33600 | 17.5 | 11.7 | 8.7 | 2.34 | 69 | 55 | 201921758
TRANE | 4TWL9036A1 | 4PX*CU48BS3 | *UD2C080ACV4 | 37000 | 33400 | 17.5 | 11.7 | 8.7 | 2.34 | 70 | 55 | 201921741
AMERICAN STANDARD | 4A6L9036A1 | 4PX*CD42BS3 | S9V2C100D4PSB+RP | 37000 | 34000 | 17 | 12 | 8.2 | 2.17 | 69 | 54 | 201922348
TRANE | 4TWV8X36A1 | 4TXCC005DS3 | S9V2C100U4VSA+RP | 34200 | 31000 | 18 | 11.7 | 8.2 | 1.82 | 83 | 66 | 207526476
AMERICAN STANDARD | 4A6L9036A1 | 4PX*CD42BS3 | *DD2C100ACV5 | 37200 | 34200 | 17 | 11.7 | 8.2 | 2.16 | 69 | 54 | 201922346
AMERICAN STANDARD | 4A6L9036A1 | 4PX*CD60BS3+HORIZ-RT | *UD2C100ACV5 | 37800 | 33200 | 18 | 11.7 | 8.5 | 2.27 | 69 | 55 | 201922371
AMERICAN STANDARD | 4A6L9036A1 | 4PX*CD60BS3 | *DD2C100ACV5 | 37400 | 33200 | 18 | 11.7 | 8.5 | 2.27 | 69 | 55 | 201922370
AMERICAN STANDARD | 4A6L9036A1 | 4PX*CD60BS3+HORIZ-RT | *UD2C080ACV4 | 37600 | 33000 | 18 | 12 | 8.5 | 2.29 | 70 | 55 | 201922372
AMERICAN STANDARD | 4A6L9036A1 | 4PX*CD60BS3 | *DHMC100ACV4 | 37400 | 33200 | 18 | 11.7 | 8.5 | 2.26 | 70 | 55 | 201922369
AMERICAN STANDARD | 4A6L9036A1 | 4PX*CU48BS3 | *UHMC100ACV4 | 37200 | 33600 | 18 | 11.7 | 8.7 | 2.35 | 70 | 55 | 201922400
AMERICAN STANDARD | 4A6L9036A1 | 4PX*CU60BS3 | *UD2C100ACV5 | 37800 | 33200 | 18 | 11.7 | 8.7 | 2.32 | 70 | 55 | 201922407
AMERICAN STANDARD | 4A6V8X48A1 | 4PX*DD60BS3 | S8V2D120M5PCA | 46000 | 43500 | 18 | 11.7 | 8.5 | 1.82 | 85 | 65 | 210692124
AMERICAN STANDARD | 4A6V8X48A1 | 4PX*CU60BS3 | S8V2C100M5PCA | 46500 | 43500 | 18 | 11.7 | 8.5 | 1.85 | 86 | 66 | 210692122
AMERICAN STANDARD | 4A6V8X48A1 | 4PX*DU48BS3 | S8V2D120M5PCA | 46000 | 44000 | 18 | 11.7 | 8.5 | 1.84 | 85 | 65 | 210692125
AMERICAN STANDARD | 4A6V8X48A1 | 4PX*CU60BS3 | S8V2C080M5PCA | 46500 | 43000 | 18 | 11.7 | 8.5 | 1.84 | 86 | 66 | 210692121
AMERICAN STANDARD | 4A6V8X36A1 | 4TXCC005DS3 | S8V2C080M5PCA | 33800 | 30800 | 18 | 11.7 | 8.2 | 1.78 | 85 | 66 | 210692111
AMERICAN STANDARD | 4A6V8X36A1 | 4TXCB006DS3 | S8V2B080M4PCA | 35200 | 31800 | 18 | 12 | 8.2 | 1.85 | 84 | 65 | 210692110
AMERICAN STANDARD | 4A6V8X36A1 | 4TXCB006DS3 | S8V2B060M4PCA | 35200 | 31600 | 18 | 12 | 8.2 | 1.85 | 84 | 65 | 210692109
AMERICAN STANDARD | 4A6V8X36A1 | 4TXCB004DS3 | S8V2B080M4PCA | 34200 | 31200 | 18 | 11.7 | 8.2 | 1.8 | 85 | 66 | 210692106
AMERICAN STANDARD | 4A6V8X48A1 | 4PX*CD60BS3 | S8V2C100M5PCA | 47000 | 43500 | 18 | 11.7 | 8.5 | 1.78 | 86 | 66 | 210692116
AMERICAN STANDARD | 4A6V8X48A1 | 4PX*CD60BS3 | S8V2C080M5PCA | 46500 | 43000 | 18 | 11.7 | 8.5 | 1.79 | 86 | 66 | 210692115
AMERICAN STANDARD | 4A6V8X36A1 | 4TXCC005DS3 | S8V2C100M5PCA | 34000 | 31000 | 18 | 11.7 | 8.2 | 1.8 | 85 | 66 | 210692112
AMERICAN STANDARD | 4A6V8X36A1 | 4TXCB006DS3 | S8V2A040M3PCA | 33600 | 30400 | 18 | 12 | 8.1 | 1.8 | 83 | 65 | 210692108
AMERICAN STANDARD | 4A6V8X36A1 | 4TXCB004DS3 | S8V2B060M4PCA | 34200 | 31200 | 18 | 11.7 | 8.2 | 1.81 | 84 | 66 | 210692105
AMERICAN STANDARD | 4A6V8X36A1 | 4PX*CU48BS3 | S8V2C100M5PCA | 35200 | 31600 | 18 | 12 | 8.2 | 1.85 | 84 | 65 | 210692103
AMERICAN STANDARD | 4A6V8X36A1 | 4PX*CU48BS3 | S8V2C080M5PCA | 34800 | 31400 | 18 | 12 | 8.2 | 1.84 | 83 | 64 | 210692104
AMERICAN STANDARD | 4A6V8X36A1 | 4PX*CU42BS3 | S8V2C100M5PCA | 35200 | 32000 | 18 | 12 | 8.2 | 1.83 | 83 | 64 | 210692102
AMERICAN STANDARD | 4A6V8X36A1 | 4PX*CU36BS3 | S8V2C100M5PCA | 34000 | 31000 | 18 | 11.7 | 8.2 | 1.8 | 85 | 66 | 210692099
AMERICAN STANDARD | 4A6V8X36A1 | 4PX*BU42BS3 | S8V2A040M3PCA | 33600 | 31000 | 18 | 12 | 8.1 | 1.78 | 82 | 64 | 210692092
AMERICAN STANDARD | 4A6V8X36A1 | 4PX*CU42BS3 | S8V2C080M5PCA | 34800 | 31800 | 18 | 12 | 8.2 | 1.83 | 83 | 64 | 210692101
AMERICAN STANDARD | 4A6V8X36A1 | 4PX*CU36BS3 | S8V2C080M5PCA | 33800 | 30800 | 18 | 11.7 | 8.2 | 1.81 | 84 | 66 | 210692100
AMERICAN STANDARD | 4A6V8X36A1 | 4PX*BU42BS3 | S8V2B080M4PCA | 35200 | 32200 | 18 | 12 | 8.2 | 1.82 | 83 | 65 | 210692094
AMERICAN STANDARD | 4A6V8X36A1 | 4PX*BU42BS3 | S8V2B060M4PCA | 35200 | 32200 | 18 | 12 | 8.2 | 1.83 | 83 | 65 | 210692093
AMERICAN STANDARD | 4A6V8X36A1 | 4PX*BU36BS3 | S8V2B080M4PCA | 34200 | 31200 | 18 | 11.7 | 8.2 | 1.8 | 85 | 66 | 210692091
AMERICAN STANDARD | 4A6V8X36A1 | 4PX*BU36BS3 | S8V2B060M4PCA | 34200 | 31200 | 18 | 11.7 | 8.2 | 1.8 | 85 | 66 | 210692089
AMERICAN STANDARD | 4A6V0X48A1 | 4PX*DU60BS3 | S8V2C080M5PCA | 45000 | 41000 | 19 | 11.7 | 8.2 | 1.75 | 86 | 66 | 210692065
AMERICAN STANDARD | 4A6V0X60A1 | 4TXCD010DS3 | S8V2D120M5PCA | 54000 | 52000 | 19 | 11.7 | 8.2 | 1.83 | 95 | 76 | 210692079
AMERICAN STANDARD | 4A6V0X60A1 | 4PX*DU60BS3 | S8V2D120M5PCA | 54000 | 52000 | 19 | 11.7 | 8.2 | 1.83 | 95 | 76 | 210692076
AMERICAN STANDARD | 4A6V0X48A1 | 4TXCD010DS3 | S8V2C080M5PCA | 45000 | 41000 | 19 | 11.7 | 8.2 | 1.75 | 86 | 66 | 210692072
AMERICAN STANDARD | 4A6V0X36A1 | 4PX*CU42BS3 | S8V2C100M5PCA | 35400 | 32600 | 20 | 12.5 | 8.5 | 1.8 | 83 | 63 | 210692048
AMERICAN STANDARD | 4A6V0X36A1 | 4TXCC005DS3 | S8V2C080M5PCA | 34000 | 31400 | 19.5 | 12 | 8.5 | 1.79 | 84 | 65 | 210692056
AMERICAN STANDARD | 4A6V0X36A1 | 4PX*BU42BS3 | S8V2B080M4PCA | 35600 | 32800 | 20 | 12.5 | 8.5 | 1.8 | 84 | 63 | 210692041
AMERICAN STANDARD | 4A6V0X36A1 | 4TXCC005DS3 | S8V2C100M5PCA | 34400 | 31400 | 19.5 | 12 | 8.5 | 1.78 | 85 | 65 | 210692055
AMERICAN STANDARD | 4A6L5036N1 | 4PX*CU48BS3 | L8V1C100U5VSA | 35400 | 32400 | 15.2 | 12 | 8.1 | 2.04 | 62 | 46 | 210796319
AMERICAN STANDARD | 4A6L5036N1 | 4PX*CU42BS3 | L8V1C100U5VSA | 35400 | 32800 | 15.2 | 12 | 8.1 | 2.02 | 62 | 45 | 210796318
TRANE | 4TWR6036H1 | TEM6A0C42H41+TDR |  | 34800 | 32600 | 15.2 | 12 | 8.1 | 2.2 | 67 | 52 | 7562982
AMERICAN STANDARD | 4A6H6030H1 | TEM6A0C36H31+TDR |  | 29400 | 27400 | 15.2 | 12 | 8.1 | 2.2 | 65 | 49 | 7560468
AMERICAN STANDARD | 4A6H7048A1 | TEM6A0D48H41+TDR |  | 45500 | 48000 | 16 | 12 | 8.1 | 2.1 | 65 | 50 | 7559635
TRANE | 4TWX7048E1 | 4TXCD010DS3+P0V0D000M50SC |  | 48000 | 48000 | 17 | 12.5 | 8.1 | 2.09 | 65 | 49 | 211597255
AMERICAN STANDARD | 4A6V7X48A1 | 4PX*DD60BS3 | S8V2D120M5PCB | 46000 | 44500 | 17 | 11.7 | 8.2 | 1.8 | 83 | 64 | 214639780
TRANE | 4TWV7X48A1 | 4PX*DD60BS3 | S8V2D120M5PCB | 46000 | 44500 | 17 | 11.7 | 8.2 | 1.8 | 83 | 64 | 214639779
AMERICAN STANDARD | 4A6V7X48A1 | 4PX*DD60BS3 | S8V2D120M5PDB | 46000 | 44500 | 17 | 11.7 | 8.2 | 1.8 | 83 | 64 | 214639778
TRANE | 4TWV7X48A1 | 4PX*DD60BS3 | S8V2D120M5PDB | 46000 | 44500 | 17 | 11.7 | 8.2 | 1.8 | 83 | 64 | 214639777
AMERICAN STANDARD | 4A6V7X48A1 | 4PX*CU60BS3 | S8V2C100M5PCB | 46500 | 44500 | 17 | 11.7 | 8.2 | 1.8 | 84 | 64 | 214639776
TRANE | 4TWV7X48A1 | 4PX*CU60BS3 | S8V2C100M5PCB | 46500 | 44500 | 17 | 11.7 | 8.2 | 1.8 | 84 | 64 | 214639775
AMERICAN STANDARD | 4A6V7X48A1 | 4PX*CU60BS3 | S8V2C080M5PDB | 46500 | 44500 | 17 | 11.7 | 8.2 | 1.8 | 83 | 64 | 214639774
TRANE | 4TWV7X48A1 | 4PX*CU60BS3 | S8V2C080M5PDB | 46500 | 44500 | 17 | 11.7 | 8.2 | 1.8 | 83 | 64 | 214639773
AMERICAN STANDARD | 4A6V7X48A1 | 4PX*CU60BS3 | S8V2C080M5PCB | 46500 | 44500 | 17 | 11.7 | 8.2 | 1.8 | 83 | 64 | 214639772
TRANE | 4TWV7X48A1 | 4PX*CU60BS3 | S8V2C080M5PCB | 46500 | 44500 | 17 | 11.7 | 8.2 | 1.8 | 83 | 64 | 214639771
AMERICAN STANDARD | 4A6V7X36A1 | 4TXCB006DS3 | S8V2B080M4PCB | 35200 | 32600 | 17 | 12 | 8.2 | 1.8 | 82 | 64 | 214639716
TRANE | 4TWV7X36A1 | 4TXCB006DS3 | S8V2B080M4PCB | 35200 | 32600 | 17 | 12 | 8.2 | 1.8 | 82 | 64 | 214639715
AMERICAN STANDARD | 4A6V7X36A1 | 4TXCB006DS3 | S8V2B060M4PCB | 35200 | 32400 | 17 | 12 | 8.2 | 1.8 | 82 | 64 | 214639714
TRANE | 4TWV7X36A1 | 4TXCB006DS3 | S8V2B060M4PCB | 35200 | 32400 | 17 | 12 | 8.2 | 1.8 | 82 | 64 | 214639713
AMERICAN STANDARD | 4A6L9036A1 | 4PX*BU42BS3+P0V0B000M40SC+RP |  | 34800 | 33400 | 16 | 12 | 8.7 | 2.33 | 69 | 54 | 207805197
AMERICAN STANDARD | 4A6L9036A1 | 4PX*BU48BS3+P0V0A000M30SC+RP |  | 33600 | 31800 | 16.5 | 11.7 | 8.2 | 2.23 | 69 | 55 | 207805198
AMERICAN STANDARD | 4A6L9036A1 | 4PX*BU36BS3+P0V0B000M40SC+RP |  | 33800 | 33200 | 16 | 11.7 | 8.5 | 2.24 | 69 | 54 | 207805195
AMERICAN STANDARD | 4A6L9036A1 | 4PX*BU42BS3+P0V0A000M30SC+RP |  | 33600 | 32600 | 16 | 11.7 | 8.2 | 2.24 | 68 | 54 | 207805196
AMERICAN STANDARD | 4A6L9036A1 | 4PX*BD42BS3+P0V0B000M40SC+RP |  | 35200 | 33200 | 16.5 | 12 | 8.1 | 2.15 | 69 | 54 | 207805189
AMERICAN STANDARD | 4A6L9036A1 | 4TXCB004DS3+P0V0B000M40SC+RP |  | 33800 | 33200 | 16 | 11.7 | 8.5 | 2.24 | 69 | 54 | 207805201
AMERICAN STANDARD | 4A6L9036A1 | 4TXCB006DS3+P0V0A000M30SC+RP |  | 33600 | 31800 | 16.5 | 11.7 | 8.2 | 2.23 | 69 | 55 | 207805202
AMERICAN STANDARD | 4A6L9036A1 | 4TXCB006DS3+P0V0B000M40SC+RP |  | 34800 | 32600 | 16.5 | 12 | 8.5 | 2.34 | 69 | 55 | 207805203
AMERICAN STANDARD | 4A6L9048A1 | 4PX*CD60BS3+P0V0C000M50SC+RP |  | 49000 | 43500 | 19 | 12 | 8.7 | 2.25 | 72 | 58 | 207805207
AMERICAN STANDARD | 4A6L9048A1 | 4PX*CU42BS3+P0V0C000M50SC+RP |  | 48000 | 44500 | 19 | 11.7 | 9 | 2.25 | 73 | 58 | 207805209
AMERICAN STANDARD | 4A6L9048A1 | 4PX*CU48BS3+P0V0C000M50SC+RP |  | 48000 | 44000 | 19 | 11.7 | 9 | 2.31 | 73 | 58 | 207805210
AMERICAN STANDARD | 4A6L9048A1 | 4PX*CU60BS3+P0V0C000M50SC+RP |  | 49000 | 43000 | 19 | 12 | 9 | 2.32 | 73 | 59 | 207805211
AMERICAN STANDARD | 4A6L9048A1 | 4PX*DD60BS3+P0V0D000M50SC+RP |  | 48000 | 43000 | 19 | 12 | 9 | 2.3 | 73 | 58 | 207805216
AMERICAN STANDARD | 4A6L9048A1 | 4PX*DD60BS3+P0V0C000M50SC+RP |  | 46500 | 42000 | 19 | 12 | 8.7 | 2.21 | 73 | 58 | 207805217
AMERICAN STANDARD | 4A6L9048A1 | 4PX*DU48BS3+P0V0C000M50SC+RP |  | 46500 | 42500 | 19 | 12 | 8.7 | 2.24 | 73 | 58 | 207805220
AMERICAN STANDARD | 4A6L9048A1 | 4PX*DU48BS3+P0V0D000M50SC+RP |  | 48000 | 43500 | 19 | 12 | 9 | 2.32 | 73 | 58 | 207805221
AMERICAN STANDARD | 4A6L9048A1 | 4PX*DU60BS3+P0V0C000M50SC+RP |  | 47500 | 42000 | 19 | 12 | 8.7 | 2.26 | 73 | 58 | 207805222
AMERICAN STANDARD | 4A6L9048A1 | 4PX*DU60BS3+P0V0D000M50SC+RP |  | 49000 | 43000 | 19 | 12 | 9 | 2.34 | 73 | 58 | 207805223
AMERICAN STANDARD | 4A6L9048A1 | 4TXCC007DS3+P0V0C000M50SC+RP |  | 48000 | 44000 | 19 | 11.7 | 9 | 2.29 | 72 | 58 | 207805225
AMERICAN STANDARD | 4A6L9048A1 | 4TXCC009DS3+P0V0C000M50SC+RP |  | 49000 | 43000 | 19 | 12 | 9 | 2.32 | 73 | 59 | 207805226
AMERICAN STANDARD | 4A6L9048A1 | 4TXCD008DS3+P0V0C000M50SC+RP |  | 46500 | 42500 | 19 | 12 | 8.7 | 2.24 | 73 | 58 | 207805227
AMERICAN STANDARD | 4A6L9048A1 | 4TXCD008DS3+P0V0D000M50SC+RP |  | 48000 | 43500 | 19 | 12 | 9 | 2.32 | 74 | 58 | 207805228
AMERICAN STANDARD | 4A6L9048A1 | 4TXCD010DS3+P0V0C000M50SC+RP |  | 47500 | 42000 | 19 | 12 | 8.7 | 2.26 | 73 | 58 | 207805229
AMERICAN STANDARD | 4A6L9048A1 | 4TXCD010DS3+P0V0D000M50SC+RP |  | 49000 | 43000 | 19 | 12 | 9 | 2.34 | 73 | 58 | 207805230
AMERICAN STANDARD | 4A6L9048A1 | 4TXCC009DS3 | S8V2C080M5PDA+RP | 48500 | 43000 | 19 | 11.7 | 8.7 | 2.28 | 74 | 59 | 212944957
AMERICAN STANDARD | 4A6L9048A1 | 4TXCC009DS3 | S8V2C100M5PDA+RP | 48500 | 43500 | 19 | 11.7 | 8.7 | 2.26 | 74 | 59 | 212944958
AMERICAN STANDARD | 4A6L9048A1 | 4TXCD008DS3 | S8V2D120M5PDA+RP | 48000 | 44000 | 19 | 11.7 | 9 | 2.27 | 73 | 59 | 212944959
AMERICAN STANDARD | 4A6L9048A1 | 4TXCD010DS3 | S8V2D120M5PDA+RP | 49000 | 43500 | 19 | 11.7 | 9 | 2.29 | 73 | 59 | 212944960
AMERICAN STANDARD | 4A6L9048A1 | 4TXCD010DS3 | S8V2C080M5PDA+RP | 47000 | 42000 | 19 | 11.7 | 8.7 | 2.22 | 73 | 59 | 212944961
TRANE | 4TWL9024A1 | 4PX*BD30BS3 | S8V2A040M3PDA+RP | 22400 | 20600 | 17 | 12 | 8.5 | 2.2 | 67 | 52 | 212944985
TRANE | 4TWL9024A1 | 4PX*BU30BS3 | S8V2A040M3PDA+RP | 22600 | 20600 | 17 | 12 | 8.7 | 2.26 | 67 | 52 | 212944990
TRANE | 4TWL9024A1 | 4PX*BU42BS3 | S8V2A040M3PDA+RP | 23200 | 19800 | 17.5 | 12.5 | 8.5 | 2.29 | 68 | 53 | 212944991
TRANE | 4TWL9024A1 | 4TXCB003DS3 | S8V2A040M3PDA+RP | 22600 | 20600 | 17 | 12 | 8.7 | 2.27 | 67 | 52 | 212944992
TRANE | 4TWL9048A1 | 4PX*DU48BS3 | S8V2C080M5PDA+RP | 46000 | 42500 | 19 | 11.7 | 8.7 | 2.2 | 73 | 59 | 212944996
TRANE | 4TWL9048A1 | 4PX*DU60BS3 | S8V2C100M5PDA+RP | 47000 | 42000 | 19 | 11.7 | 8.7 | 2.21 | 73 | 59 | 212944997
TRANE | 4TWL9048A1 | 4TXCD008DS3 | S8V2C080M5PDA+RP | 46000 | 42500 | 19 | 11.7 | 8.7 | 2.2 | 73 | 59 | 212944999
TRANE | 4TWL9048A1 | 4TXCD010DS3 | S8V2C100M5PDA+RP | 47000 | 42000 | 19 | 11.7 | 8.7 | 2.2 | 74 | 59 | 212945000
AMERICAN STANDARD | 4A6L9024A1 | 4PX*BD30BS3 | S8V2A040M3PDA+RP | 22400 | 20600 | 17 | 12 | 8.5 | 2.2 | 67 | 52 | 212945002
AMERICAN STANDARD | 4A6L9024A1 | 4PX*BU30BS3 | S8V2A040M3PDA+RP | 22600 | 20600 | 17 | 12 | 8.7 | 2.26 | 67 | 52 | 212945007
AMERICAN STANDARD | 4A6L9024A1 | 4PX*BU42BS3 | S8V2A040M3PDA+RP | 23200 | 19800 | 17.5 | 12.5 | 8.5 | 2.29 | 68 | 53 | 212945008
AMERICAN STANDARD | 4A6L9024A1 | 4TXCB003DS3 | S8V2A040M3PDA+RP | 22600 | 20600 | 17 | 12 | 8.7 | 2.27 | 67 | 52 | 212945009
AMERICAN STANDARD | 4A6L9048A1 | 4PX*DU48BS3 | S8V2C080M5PDA+RP | 46000 | 42500 | 19 | 11.7 | 8.7 | 2.2 | 73 | 59 | 212945013
AMERICAN STANDARD | 4A6L9048A1 | 4PX*DU60BS3 | S8V2C100M5PDA+RP | 47000 | 42000 | 19 | 11.7 | 8.7 | 2.21 | 73 | 59 | 212945014
AMERICAN STANDARD | 4A6L9048A1 | 4TXCD008DS3 | S8V2C080M5PDA+RP | 46000 | 42500 | 19 | 11.7 | 8.7 | 2.2 | 73 | 59 | 212945016
AMERICAN STANDARD | 4A6L9048A1 | 4TXCD010DS3 | S8V2C100M5PDA+RP | 47000 | 42000 | 19 | 11.7 | 8.7 | 2.2 | 74 | 59 | 212945017
AMERICAN STANDARD | 4A6L9036A1 | 4PX*BU48BS3+P0V0B000M40SC+RP |  | 34800 | 32600 | 16.5 | 12 | 8.7 | 2.33 | 69 | 55 | 207805199
TRANE | 4TWL9036A1 | 4TXCC009DS3 | *UD2C080ACV4 | 37600 | 33000 | 18 | 12 | 8.7 | 2.34 | 70 | 55 | 201921850
TRANE | 4TWL9024A1 | 4TXCB003DS3 | *UHMB080ACV3 | 23600 | 21200 | 18 | 12.5 | 9 | 2.36 | 67 | 51 | 201921636
TRANE | 4TWL9024A1 | 4TXCB003DS3 | *UHMB060ACV3 | 23600 | 21200 | 18 | 12 | 9 | 2.36 | 67 | 52 | 201921635
AMERICAN STANDARD | 4A6H6042H1 | TEM8A0D60V51+TDR |  | 39000 | 38000 | 15.2 | 12 | 8.1 | 2.2 | 65 | 50 | 211220329
AMERICAN STANDARD | 4A6L6036A1 | 4PX*CD36BS3 | *DD2C100A9V5 | 35400 | 33800 | 15.2 | 12 | 8.1 | 2 | 64 | 50 | 10602353
TRANE | 4TWR6036H1 | TEM4A0C42S41+TDR |  | 35800 | 33600 | 15.2 | 12 | 8.1 | 2.2 | 66 | 51 | 8939543
TRANE | 4TWX6036H1 | TEM4A0C42S41+TDR |  | 35800 | 33600 | 15.2 | 12 | 8.1 | 2.2 | 66 | 51 | 8939542
TRANE | 4TWX6048H1 | TEM6A0D60H51+TDR |  | 44500 | 44000 | 15.2 | 12 | 8.1 | 2.2 | 65 | 50 | 7565424
TRANE | 4TWX6042H1 | TEM6A0D48H41+TDR |  | 40000 | 39000 | 15.2 | 12 | 8.1 | 2.2 | 64 | 49 | 7565113
TRANE | 4TWX6036H1 | TEM6A0C42H41+TDR |  | 34800 | 32600 | 15.2 | 12 | 8.1 | 2.2 | 67 | 52 | 7564820
TRANE | 4TWX6030H1 | TEM6A0C36H31+TDR |  | 29400 | 27400 | 15.2 | 12 | 8.1 | 2.2 | 65 | 49 | 7564275
TRANE | 4TWR6048H1 | TEM6A0D60H51+TDR |  | 44500 | 44000 | 15.2 | 12 | 8.1 | 2.2 | 65 | 50 | 7563628
TRANE | 4TWR6042H1 | TEM6A0D48H41+TDR |  | 40000 | 39000 | 15.2 | 12 | 8.1 | 2.2 | 64 | 49 | 7563303
AMERICAN STANDARD | 4A6H6036H1 | TEM6A0C42H41+TDR |  | 34800 | 32600 | 15.2 | 12 | 8.1 | 2.2 | 67 | 52 | 7561113
AMERICAN STANDARD | 4A6H6048H1 | TEM6A0D60H51+TDR |  | 44500 | 44000 | 15.2 | 12 | 8.1 | 2.2 | 65 | 50 | 7561720
AMERICAN STANDARD | 4A6H6042H1 | TEM6A0D48H41+TDR |  | 40000 | 39000 | 15.2 | 12 | 8.1 | 2.2 | 64 | 49 | 7561406
TRANE | 4TWR6030H1 | TEM6A0C36H31+TDR |  | 29400 | 27400 | 15.2 | 12 | 8.1 | 2.2 | 65 | 49 | 7562381
TRANE | 4TWR6030H1 | TAMXB0B30V31 |  | 29000 | 27600 | 15.2 | 12 | 8.1 | 2.15 | 64 | 49 | 211220867
TRANE | 4TWR6030H1 | TEM4B0C37M31+TDR |  | 29600 | 27400 | 15.2 | 12 | 8.1 | 2.18 | 65 | 49 | 211220870
TRANE | 4TWR6030H1 | TEM6A0C42H41+TDR |  | 29400 | 27400 | 15.2 | 12 | 8.1 | 2.21 | 65 | 49 | 211220871
TRANE | 4TWR6030H1 | TEM6B0C60H51+TDR |  | 29800 | 27000 | 15.2 | 12 | 8.1 | 2.24 | 65 | 50 | 211220872
TRANE | 4TWR6030H1 | TEM8A0C42V41+TDR |  | 29000 | 27400 | 15.2 | 12 | 8.1 | 2.21 | 64 | 49 | 211220874
TRANE | 4TWR6030H1 | TEM8B0C60V51+TDR |  | 30200 | 27200 | 15.2 | 12 | 8.1 | 2.25 | 65 | 49 | 211220875
AMERICAN STANDARD | 4A6L9024A1 | 4PX*BD30BS3+P0V0A000M30SC+RP |  | 21600 | 20000 | 16 | 12 | 8.1 | 2.18 | 67 | 53 | 207805180
AMERICAN STANDARD | 4A6L9024A1 | 4PX*BU30BS3+P0V0A000M30SC+RP |  | 21800 | 19800 | 15.5 | 12 | 8.1 | 2.24 | 67 | 53 | 207805182
AMERICAN STANDARD | 4A6L9024A1 | 4TXCB003DS3+P0V0A000M30SC+RP |  | 21800 | 19800 | 15.5 | 12 | 8.1 | 2.24 | 67 | 53 | 207805184
AMERICAN STANDARD | 4A6L9036A1 | 4PX*BD36BS3+P0V0B000M40SC+RP |  | 33800 | 33800 | 16.5 | 11.7 | 8.1 | 2.12 | 68 | 54 | 207805186
AMERICAN STANDARD | 4A6V7X60A1 | TEM8B0C60V51+TDR+LRP |  | 54000 | 52000 | 17.1 | 12 | 8.5 | 1.8 | 93 | 73 | 214671759
TRANE | 4TWV7X60A1 | TEM8B0C60V51+TDR+LRP |  | 54000 | 52000 | 17.1 | 12 | 8.5 | 1.8 | 93 | 73 | 214671756
AMERICAN STANDARD | 4A6V7X60A1 | TEM8A0C48V41+TDR+LRP |  | 54000 | 52000 | 17.1 | 12 | 8.5 | 1.8 | 93 | 73 | 214671752
TRANE | 4TWV7X60A1 | TEM8A0C48V41+TDR+LRP |  | 54000 | 52000 | 17.1 | 12 | 8.5 | 1.8 | 93 | 73 | 214671749
AMERICAN STANDARD | 4A6V7X48A1 | TEM8B0C60V51+TDR+LRP |  | 47000 | 44000 | 17.1 | 12 | 8.5 | 1.9 | 83 | 65 | 214671746
TRANE | 4TWV7X48A1 | TEM8B0C60V51+TDR+LRP |  | 47000 | 44000 | 17.1 | 12 | 8.5 | 1.9 | 83 | 65 | 214671744
AMERICAN STANDARD | 4A6V7X48A1 | TEM8A0C48V41+TDR+LRP |  | 47000 | 44000 | 17.1 | 12 | 8.5 | 1.9 | 83 | 65 | 214671741
TRANE | 4TWV7X48A1 | TEM8A0C48V41+TDR+LRP |  | 47000 | 44000 | 17.1 | 12 | 8.5 | 1.9 | 83 | 65 | 214671738
AMERICAN STANDARD | 4A6V7X36A1 | TEM8A0C42V41+TDR+LRP |  | 34800 | 32400 | 17.1 | 12 | 8.5 | 1.9 | 81 | 63 | 214671730
TRANE | 4TWV7X36A1 | TEM8A0C42V41+TDR+LRP |  | 34800 | 32400 | 17.1 | 12 | 8.5 | 1.9 | 81 | 63 | 214671728
AMERICAN STANDARD | 4A6V7X36A1 | TEM8A0C36V31+TDR+LRP |  | 34800 | 32400 | 17.1 | 12 | 8.5 | 1.9 | 81 | 63 | 214671725
TRANE | 4TWV7X36A1 | TEM8A0C36V31+TDR+LRP |  | 34800 | 32400 | 17.1 | 12 | 8.5 | 1.9 | 81 | 63 | 214671722
AMERICAN STANDARD | 4A6V7X24A1 | TEM8A0B30V31+TDR+LRP |  | 23800 | 22000 | 17.1 | 12 | 8.5 | 1.9 | 80 | 60 | 214671713
TRANE | 4TWV7X24A1 | TEM8A0B30V31+TDR+LRP |  | 23800 | 22000 | 17.1 | 12 | 8.5 | 1.9 | 80 | 60 | 214671712
AMERICAN STANDARD | 4A6V7X24A1 | TEM8A0B24V21+TDR+LRP |  | 23600 | 22000 | 17.1 | 12 | 8.5 | 1.9 | 80 | 60 | 214671711
TRANE | 4TWV7X24A1 | TEM8A0B24V21+TDR+LRP |  | 23600 | 22000 | 17.1 | 12 | 8.5 | 1.9 | 80 | 60 | 214671709
AMERICAN STANDARD | 4A6V7X36A1 | 4TXCB006DS3 | S8V2B060M4PDB | 35200 | 32400 | 17 | 12 | 8.2 | 1.8 | 82 | 64 | 214660535
TRANE | 4TWV7X36A1 | 4TXCB006DS3 | S8V2B060M4PDB | 35200 | 32400 | 17 | 12 | 8.2 | 1.8 | 82 | 64 | 214660534
AMERICAN STANDARD | 4A6V0X36A1 | 4TXCC009DS3 | *UD2C080ACV4 | 36000 | 34200 | 20.5 | 12.7 | 8.7 | 1.9 | 82 | 63 | 214655474
TRANE | 4TWV0X36A1 | 4TXCC009DS3 | *UD2C080ACV4 | 36000 | 34200 | 20.5 | 12.7 | 8.7 | 1.9 | 82 | 63 | 214655473
AMERISTAR | A4HP5024D1 | A4AH6V24A1B3+TSTAT |  | 23200 | 22800 | 15.2 | 12 | 8.1 | 2.1 | 65 | 50 | 214640124
RUNTRU | A4HP5024D1 | A4AH6V24A1B3+TSTAT |  | 23200 | 22800 | 15.2 | 12 | 8.1 | 2.1 | 65 | 50 | 214640123
AMERICAN STANDARD | 4A6V8X48A1 | 4TXCD010DS3 | S9V2C100U5PSC+RP | 45500 | 43000 | 18 | 12 | 8.5 | 1.8 | 83 | 64 | 214640080
TRANE | 4TWV8X48A1 | 4TXCD010DS3 | S9V2C100U5PSC+RP | 45500 | 43000 | 18 | 12 | 8.5 | 1.8 | 83 | 64 | 214640079
TRANE | 4TWL6042A1 | 4TXCD010DS3+P0V0D000M50SC |  | 42000 | 38500 | 15.2 | 12 | 8.1 | 2.2 | 67 | 53 | 207821624
TRANE | 4TWL6042A1 | 4TXCD008DS3+P0V0D000M50SC |  | 42000 | 39000 | 15.2 | 12 | 8.1 | 2.2 | 67 | 53 | 207821623
TRANE | 4TWL6042A1 | 4TXCC009DS3+P0V0C000M50SC |  | 42000 | 38500 | 15.2 | 12 | 8.1 | 2.2 | 68 | 53 | 207821622
TRANE | 4TWL6036A1 | 4TXCC007DS3+P0V0C000M50SC |  | 37200 | 33600 | 15.2 | 12 | 8.1 | 2.1 | 64 | 49 | 207821618
TRANE | 4TWL6036A1 | 4TXCC005DS3+P0V0C000M50SC |  | 36000 | 32400 | 15.2 | 12 | 8.1 | 2.1 | 66 | 52 | 207821617
TRANE | 4TWL6036A1 | 4TXCB006DS3+P0V0B000M40SC |  | 36400 | 33000 | 15.2 | 12 | 8.1 | 2.1 | 65 | 50 | 207821616
TRANE | 4TWL6030A1 | 4TXCB006DS3+P0V0B000M40SC |  | 30400 | 27600 | 15.2 | 12 | 8.1 | 2 | 66 | 50 | 207821615
AMERICAN STANDARD | 4A6L6042A1 | 4TXCD010DS3+P0V0D000M50SC |  | 42000 | 38500 | 15.2 | 12 | 8.1 | 2.2 | 67 | 53 | 207821539
AMERICAN STANDARD | 4A6L6042A1 | 4TXCD008DS3+P0V0D000M50SC |  | 42000 | 39000 | 15.2 | 12 | 8.1 | 2.2 | 67 | 53 | 207821538
AMERICAN STANDARD | 4A6L6042A1 | 4TXCC009DS3+P0V0C000M50SC |  | 42000 | 38500 | 15.2 | 12 | 8.1 | 2.2 | 68 | 53 | 207821537
TRANE | 4TWR6042H1 | TEM8A0D60V51+TDR |  | 39000 | 38000 | 15.2 | 12 | 8.1 | 2.2 | 65 | 50 | 211221344
TRANE | 4TWV8X36A1 | 4TXCB004DS3 | *UHMB060ACV3 | 34000 | 31000 | 18 | 11.7 | 8.2 | 1.82 | 84 | 66 | 207526281
TRANE | 4TWV8X36A1 | 4TXCB004DS3 | *UHMB080ACV3 | 34000 | 29000 | 18 | 11.7 | 8.2 | 1.81 | 89 | 70 | 207526280
TRANE | 4TWV8X24A1 | 4TXCB004DS3 | *UHMB060ACV3 | 23800 | 18100 | 18 | 12.5 | 8.5 | 1.8 | 93 | 70 | 207526278
TRANE | 4TWV8X48A1 | 4PX*DU60BS3 | *UHMD120ACV5 | 46500 | 43000 | 18 | 12 | 8.5 | 1.87 | 85 | 66 | 207526274
TRANE | 4TWV8X48A1 | 4PX*DU60BS3 | *UD2D120ACV5 | 46500 | 43500 | 18 | 11.7 | 8.5 | 1.84 | 85 | 65 | 207526273
TRANE | 4TWV8X48A1 | 4PX*CU60BS3 | *UHMC100ACV4 | 46500 | 43500 | 18 | 12 | 8.5 | 2 | 84 | 67 | 207526271
TRANE | 4TWV8X48A1 | 4PX*CU60BS3 | *UD2C080ACV4 | 46500 | 43000 | 18 | 11.7 | 8.5 | 1.87 | 85 | 67 | 207526270
TRANE | 4TWV8X48A1 | 4PX*CU60BS3 | *UD2C100ACV5 | 47000 | 43500 | 18 | 11.7 | 8.5 | 1.84 | 86 | 67 | 207526269
TRANE | 4TWV8X48A1 | 4PX*CU48BS3 | *UD2C080ACV4 | 45500 | 43500 | 18 | 11.7 | 8.5 | 1.84 | 86 | 67 | 207526267
TRANE | 4TWV8X48A1 | 4PX*CU48BS3 | *UHMC100ACV4 | 45500 | 44000 | 18 | 11.7 | 8.5 | 1.9 | 84 | 67 | 207526266
TRANE | 4TWV8X36A1 | 4PX*CU48BS3 | *UD2C100ACV5 | 35400 | 31600 | 18 | 12 | 8.5 | 1.86 | 84 | 65 | 207526260
TRANE | 4TWV8X36A1 | 4PX*CU48BS3 | *UD2C080ACV4 | 35200 | 31400 | 18 | 12 | 8.5 | 1.87 | 83 | 64 | 207526257
TRANE | 4TWV8X36A1 | 4PX*CU36BS3 | *UD2C100ACV5 | 34200 | 31000 | 18 | 11.7 | 8.2 | 1.82 | 84 | 65 | 207526256
TRANE | 4TWV8X36A1 | 4PX*CU36BS3 | *UD2C080ACV4 | 34200 | 30800 | 18 | 12 | 8.2 | 1.83 | 83 | 65 | 207526255
TRANE | 4TWV8X36A1 | 4PX*CU36BS3 | *UHMC100ACV4 | 34200 | 30800 | 18 | 12 | 8.2 | 1.8 | 84 | 66 | 207526253
TRANE | 4TWV8X36A1 | 4PX*BU36BS3 | *UHMB060ACV3 | 34000 | 31000 | 18 | 11.7 | 8.2 | 1.82 | 84 | 66 | 207526244
TRANE | 4TWV8X36A1 | 4PX*BU36BS3 | *UHMB080ACV3 | 34000 | 31000 | 18 | 11.7 | 8.2 | 1.8 | 84 | 66 | 207526241
TRANE | 4TWV8X24A1 | 4PX*BU36BS3 | *UHMB080ACV3 | 23800 | 20200 | 18 | 12.5 | 8.5 | 1.91 | 83 | 63 | 207526234
TRANE | 4TWV8X24A1 | 4PX*BU36BS3 | *UHMB060ACV3 | 23800 | 20200 | 18 | 12.5 | 8.5 | 1.8 | 83 | 63 | 207526233
TRANE | 4TWV8X24A1 | 4TXFH024CZ3 | *DD2B060ACV3 | 23400 | 20000 | 18 | 12.5 | 8.5 | 1.87 | 84 | 64 | 207526219
TRANE | 4TWV8X24A1 | 4TXFH024CZ3 | *UHMB060ACV3 | 23200 | 20000 | 18 | 12.5 | 8.2 | 1.8 | 83 | 64 | 207526218
TRANE | 4TWV8X36A1 | 4PX*CU42BS3 | *UD2C080ACV4 | 35200 | 31800 | 18 | 12 | 8.5 | 1.85 | 82 | 64 | 211596931
TRANE | 4TWV8X36A1 | 4PX*BU42BS3 | *UD2B080ACV3 | 35000 | 32200 | 18 | 11.7 | 8.2 | 1.84 | 82 | 64 | 211596927
TRANE | 4TWV8X36A1 | 4PX*BU42BS3 | *UD2B060ACV3 | 35200 | 32200 | 18 | 12 | 8.2 | 1.85 | 82 | 65 | 211596926
TRANE | 4TWV8X24A1 | TEM8A0B24V21+TDR |  | 23600 | 21600 | 18 | 12.5 | 8.5 | 1.95 | 81 | 61 | 211596920
TRANE | 4TWV8X24A1 | 4TXCB004DS3 | *UHMB080ACV3 | 23800 | 20200 | 18 | 12.5 | 8.5 | 1.91 | 83 | 63 | 211596919
TRANE | 4TWV8X24A1 | 4PX*BU36BS3 | S9V2B060U3PSB+RP | 23600 | 20200 | 18 | 12.5 | 8.5 | 1.91 | 84 | 64 | 211596917
TRANE | 4TWV0X48A1 | 4TXCD010DS3 | *UD2C080ACV4 | 45000 | 41000 | 19 | 11.7 | 8.2 | 1.77 | 85 | 66 | 211596916
TRANE | 4TWV0X48A1 | 4TXCD010DS3 | *UD2D120B9V5+RP | 46500 | 42000 | 19 | 11.7 | 8.5 | 1.81 | 86 | 67 | 211596915
TRANE | 4TWV0X48A1 | 4TXCD008DS3 | *UD2D120B9V5+RP | 44500 | 42000 | 19 | 11.7 | 8.1 | 1.75 | 86 | 67 | 211596914
TRANE | 4TWV0X48A1 | 4PX*DU60BS3 | *UD2D120B9V5+RP | 46500 | 42000 | 19 | 11.7 | 8.5 | 1.81 | 86 | 67 | 211596912
TRANE | 4TWV0X48A1 | 4PX*DU60BS3 | *UD2C080ACV4 | 45000 | 41000 | 19 | 11.7 | 8.2 | 1.77 | 85 | 66 | 211596911
TRANE | 4TWV0X36A1 | 4PX*CU48BS3 | *DD2C100ACV5 | 33200 | 31000 | 18.5 | 11.7 | 8.5 | 1.84 | 82 | 65 | 211596902
TRANE | 4TWV0X36A1 | 4PX*CU42BS3 | *UD2C080ACV4 | 35600 | 32400 | 20.5 | 12.7 | 8.7 | 1.83 | 82 | 62 | 211596901
TRANE | 4TWV0X36A1 | 4PX*CD42BS3+HORIZ-RT | *UD2C080ACV4 | 35800 | 31000 | 20.5 | 12.7 | 8.2 | 1.75 | 84 | 65 | 211596900
TRANE | 4TWV0X36A1 | 4PX*BU48BS3 | *DD2B060ACV3 | 33400 | 31200 | 18.5 | 11.7 | 8.5 | 1.79 | 85 | 65 | 211596898
TRANE | 4TWV0X36A1 | 4PX*BU42BS3 | *UD2B080ACV3 | 35400 | 32800 | 19.5 | 12 | 8.5 | 1.82 | 80 | 62 | 211596897
TRANE | 4TWV0X36A1 | 4PX*BU42BS3 | *UD2B060ACV3 | 35600 | 32800 | 20 | 12 | 8.5 | 1.83 | 81 | 62 | 211596896
TRANE | 4TWV0X36A1 | 4PX*BD42BS3+HORIZ-RT | *UD2B060ACV3 | 35800 | 31400 | 20 | 12.5 | 8.1 | 1.75 | 82 | 64 | 211596893
TRANE | 4TWV0X24A1 | 4PX*BU36BS3 | *UHMB080ACV3 | 23800 | 20200 | 19.5 | 12.7 | 8.5 | 1.8 | 83 | 63 | 207558946
TRANE | 4TWV0X24A1 | 4TXFH024CZ3 | *UHMB060ACV3 | 23200 | 20000 | 18 | 12.5 | 8.2 | 1.8 | 84 | 64 | 207558929
TRANE | 4TWV8X48A1 | 4TXCD010DS3 | L8V1C100U5VSA+RP | 45500 | 42000 | 18 | 12 | 8.5 | 1.81 | 85 | 65 | 207526904
TRANE | 4TWV8X48A1 | 4TXCC007DS3 | L8V1C100U5VSA+RP | 46000 | 43500 | 18 | 11.7 | 8.5 | 1.84 | 86 | 66 | 207526903
TRANE | 4TWV8X48A1 | 4PX*DU60BS3 | L8V1C100U5VSA+RP | 45500 | 42000 | 18 | 12 | 8.5 | 1.81 | 85 | 65 | 207526902
TRANE | 4TWV8X48A1 | 4PX*CU60BS3 | L8V1C100U5VSA+RP | 47000 | 43000 | 18 | 12 | 8.5 | 1.86 | 86 | 66 | 207526901
TRANE | 4TWV8X48A1 | 4PX*CU48BS3 | L8V1C100U5VSA+RP | 46000 | 43500 | 18 | 11.7 | 8.5 | 1.84 | 86 | 66 | 207526900
TRANE | 4TWV0X48A1 | 4TXFH064AZ3 | *UHMC100ACV4 | 46000 | 41500 | 19.5 | 11.7 | 8.2 | 1.8 | 86 | 68 | 207526558
TRANE | 4TWV0X36A1 | 4PX*CU42BS3 | *DD2C100ACV5 | 33800 | 31200 | 19 | 12 | 8.2 | 1.79 | 82 | 64 | 207526551
TRANE | 4TWV0X36A1 | 4PX*CD42BS3 | *DD2C100ACV5 | 35800 | 31200 | 20.5 | 12.7 | 8.1 | 1.78 | 82 | 65 | 207526539
TRANE | 4TWV0X36A1 | 4PX*BU48BS3 | *DD2B080ACV3 | 33200 | 31200 | 18.5 | 11.7 | 8.5 | 1.8 | 83 | 64 | 207526533
TRANE | 4TWV8X36A1 | 4TXCB006DS3 | S9V2B040U3VSA+RP | 35200 | 31800 | 18 | 12 | 8.2 | 1.8 | 82 | 65 | 207526475
TRANE | 4TWV8X36A1 | 4TXCB006DS3 | S9V2B080U3VSA+RP | 35000 | 31600 | 18 | 11.7 | 8.2 | 1.8 | 82 | 65 | 207526474
TRANE | 4TWV8X36A1 | 4TXCB006DS3 | S9V2B060U3VSA+RP | 35000 | 31600 | 18 | 12 | 8.2 | 1.8 | 82 | 65 | 207526473
TRANE | 4TWV8X24A1 | 4TXCB004DS3 | S9V2B080U3VSA+RP | 23800 | 20200 | 18 | 12.5 | 8.2 | 1.8 | 84 | 64 | 207526457
TRANE | 4TWV8X24A1 | 4TXCB004DS3 | S9V2B060U3VSA+RP | 23800 | 20200 | 18 | 12.5 | 8.2 | 1.8 | 84 | 64 | 207526456
TRANE | 4TWV8X24A1 | 4TXCB004DS3 | S9V2B040U3VSA+RP | 24000 | 20400 | 18 | 12.5 | 8.5 | 1.8 | 83 | 64 | 207526455
TRANE | 4TWV8X24A1 | 4PX*BU36BS3 | S9V2B080U3VSA+RP | 23800 | 20200 | 18 | 12.5 | 8.2 | 1.8 | 84 | 64 | 207526454
TRANE | 4TWV8X24A1 | 4PX*BU36BS3 | S9V2B060U3VSA+RP | 23600 | 20200 | 18 | 12.5 | 8.5 | 1.9 | 82 | 64 | 207526453
TRANE | 4TWV8X24A1 | 4PX*BU36BS3 | S9V2B040U3VSA+RP | 24000 | 20400 | 18 | 12.5 | 8.5 | 1.8 | 83 | 64 | 207526452
TRANE | 4TWV0X36A1 | 4PX*BU36BS3 | S9V2B080U3VSA+RP | 34200 | 31600 | 19.5 | 12 | 8.2 | 1.8 | 82 | 64 | 207526414
TRANE | 4TWV0X24A1 | 4TXCB004DS3 | S9V2B040U3VSA+RP | 24000 | 20400 | 19 | 12.5 | 8.5 | 1.8 | 83 | 64 | 207526409
TRANE | 4TWV0X24A1 | 4TXCB004DS3 | S9V2B080U3VSA+RP | 23800 | 20200 | 19 | 12.5 | 8.2 | 1.8 | 84 | 64 | 207526408
TRANE | 4TWV0X24A1 | 4TXCB004DS3 | S9V2B060U3VSA+RP | 23800 | 20200 | 19 | 12.5 | 8.2 | 1.8 | 84 | 64 | 207526407
TRANE | 4TWV0X24A1 | 4PX*BU36BS3 | S9V2B080U3VSA+RP | 23800 | 20200 | 19 | 12.5 | 8.2 | 1.8 | 84 | 64 | 207526406
TRANE | 4TWV8X36A1 | 4TXCB006DS3 | S9V2B080U3PSB+RP | 35000 | 31600 | 18 | 11.7 | 8.2 | 1.8 | 82 | 65 | 207526400
TRANE | 4TWV8X24A1 | 4TXCB004DS3 | S9V2B080U3PSB+RP | 23800 | 20200 | 18 | 12.5 | 8.2 | 1.8 | 84 | 64 | 207526394
TRANE | 4TWV8X24A1 | 4PX*BU36BS3 | S9V2B080U3PSB+RP | 23800 | 20200 | 18 | 12.5 | 8.2 | 1.8 | 84 | 64 | 207526393
TRANE | 4TWV8X24A1 | 4PX*BU36BS3 | S9V2B040U3PSB+RP | 23800 | 20400 | 18 | 12.5 | 8.5 | 1.91 | 83 | 64 | 207526392
TRANE | 4TWV0X36A1 | 4TXCB004DS3 | S9V2B080U3PSB+RP | 34200 | 31600 | 19.5 | 12 | 8.2 | 1.8 | 82 | 64 | 207526386
TRANE | 4TWV0X36A1 | 4PX*BU36BS3 | S9V2B080U3PSB+RP | 34200 | 31600 | 19.5 | 12 | 8.2 | 1.8 | 82 | 64 | 207526381
TRANE | 4TWV0X24A1 | 4TXCB004DS3 | S9V2B060U3PSB+RP | 23800 | 20200 | 19 | 12.5 | 8.2 | 1.8 | 84 | 64 | 207526371
TRANE | 4TWV0X24A1 | 4TXCB004DS3 | S9V2B080U3PSB+RP | 23800 | 20200 | 19 | 12.5 | 8.2 | 1.8 | 84 | 64 | 207526370
TRANE | 4TWV0X24A1 | 4PX*BU36BS3 | S9V2B080U3PSB+RP | 23800 | 20200 | 19 | 12.5 | 8.2 | 1.8 | 84 | 64 | 207526369
TRANE | 4TWV8X60A1 | TEM8A0C60V51+TDR |  | 53000 | 51000 | 18 | 11.7 | 8.5 | 1.8 | 96 | 75 | 207526362
TRANE | 4TWV8X48A1 | TEM8A0C60V51+TDR |  | 46000 | 43000 | 18 | 11.7 | 8.5 | 1.9 | 85 | 66 | 207526359
TRANE | 4TWV0X60A1 | TEM8A0C60V51+TDR |  | 53000 | 51000 | 19.5 | 11.7 | 8.5 | 1.8 | 96 | 75 | 207526348
TRANE | 4TWV0X48A1 | TEM8A0C60V51+TDR |  | 46000 | 42000 | 19.5 | 11.7 | 8.7 | 1.8 | 86 | 66 | 207526345
TRANE | 4TWV8X48A1 | TAM9A0C60V51 |  | 46000 | 41000 | 18 | 12 | 8.5 | 1.8 | 87 | 68 | 207526335
TRANE | 4TWV8X24A1 | TAM9A0B30V31 |  | 23800 | 20600 | 18 | 12.5 | 8.5 | 1.9 | 83 | 63 | 207526329
TRANE | 4TWV8X48A1 | 4PX*DD60BS3 | *DD2D120ACV5 | 45000 | 43000 | 18 | 11.7 | 8.5 | 1.84 | 85 | 66 | 207526314
TRANE | 4TWV8X60A1 | 4TXCD010DS3 | *UHMD120ACV5 | 53500 | 51000 | 18 | 11.7 | 8.2 | 1.8 | 96 | 76 | 207526308
TRANE | 4TWV8X48A1 | 4TXCD010DS3 | *UHMD120ACV5 | 46500 | 43000 | 18 | 12 | 8.5 | 1.87 | 85 | 66 | 207526303
TRANE | 4TWV8X48A1 | 4TXCD010DS3 | *UD2D120ACV5 | 46500 | 43500 | 18 | 11.7 | 8.5 | 1.84 | 85 | 65 | 207526300
TRANE | 4TWV8X48A1 | 4TXCC009DS3 | *UD2C100ACV5 | 47000 | 43500 | 18 | 11.7 | 8.5 | 1.84 | 86 | 67 | 207526298
TRANE | 4TWV8X48A1 | 4TXCC009DS3 | *UHMC100ACV4 | 46500 | 41000 | 18 | 12 | 8.5 | 2 | 89 | 71 | 207526297
TRANE | 4TWV8X48A1 | 4TXCC009DS3 | *UD2C080ACV4 | 46500 | 43000 | 18 | 11.7 | 8.5 | 1.87 | 85 | 67 | 207526295
TRANE | 4TWV8X48A1 | 4TXCC007DS3 | *UD2C080ACV4 | 45500 | 43500 | 18 | 11.7 | 8.5 | 1.84 | 86 | 67 | 207526294
TRANE | 4TWV8X48A1 | 4TXCC007DS3 | *UHMC100ACV4 | 45500 | 44000 | 18 | 11.7 | 8.5 | 1.9 | 84 | 67 | 207526293
TRANE | 4TWV8X36A1 | 4TXCC005DS3 | *UHMC100ACV4 | 34200 | 30800 | 18 | 12 | 8.2 | 1.8 | 84 | 66 | 207526290
TRANE | 4TWV8X36A1 | 4TXCC005DS3 | *UD2C100ACV5 | 34200 | 31000 | 18 | 11.7 | 8.2 | 1.79 | 85 | 66 | 207526288
TRANE | 4TWV8X36A1 | 4TXCC005DS3 | *UD2C080ACV4 | 34200 | 30800 | 18 | 12 | 8.2 | 1.8 | 84 | 66 | 207526286
TRANE | 4TWR6048H1 | TEM8B0C60V51+TDR |  | 47000 | 44500 | 15.2 | 12 | 8.1 | 2.24 | 65 | 49 | 211221484
TRANE | 4TWR6048H1 | TEM8A0D60V51+TDR |  | 44000 | 44000 | 15.2 | 12 | 8.1 | 2.21 | 65 | 50 | 211221483
TRANE | 4TWR6048H1 | TEM8A0D48V41+TDR |  | 45000 | 44500 | 15.2 | 12 | 8.1 | 2.25 | 65 | 50 | 211221482
AMERICAN STANDARD | 4A6V8X36A1 | 4TXCB006DS3 | *UD2B080ACV3 | 35000 | 31600 | 18 | 11.7 | 8.2 | 1.86 | 82 | 65 | 209459222
TRANE | 4TWV8X36A1 | 4TXCB006DS3 | *UD2B080ACV3 | 35000 | 31600 | 18 | 11.7 | 8.2 | 1.86 | 82 | 65 | 209459221
TRANE | 4TWL9024A1 | 4PX*BD36BS3 | S8V2A040M3PCA+RP | 22800 | 19700 | 18 | 12 | 8.2 | 2.21 | 68 | 53 | 212944559
TRANE | 4TWR7024A1 | TEM8B0C60V51+TDR |  | 25600 | 24400 | 16 | 12 | 8.1 | 2.16 | 63 | 47 | 211221586
TRANE | 4TWR7024A1 | TEM8A0C48V41+TDR |  | 25600 | 24400 | 16 | 12 | 8.1 | 2.16 | 63 | 47 | 211221585
TRANE | 4TWR7024A1 | TEM8A0C42V41+TDR |  | 25400 | 24800 | 16 | 12 | 8.1 | 2.11 | 63 | 47 | 211221584
TRANE | 4TWR7024A1 | TEM8A0C36V31+TDR |  | 25400 | 24800 | 16 | 12 | 8.1 | 2.11 | 63 | 47 | 211221583
TRANE | 4TWR7024A1 | TAMXB0C36V31 |  | 25200 | 24600 | 16 | 12 | 8.1 | 2.05 | 63 | 47 | 211221581
TRANE | 4TWR7024A1 | TAMXB0B30V31 |  | 25000 | 24800 | 16 | 12 | 8.1 | 2.06 | 63 | 46 | 211221580
TRANE | 4TWR7024A1 | 4PX*BD42BS3+HORIZ-RT | S8V2B080M4PCA | 25600 | 23800 | 16 | 12 | 8.1 | 1.97 | 63 | 47 | 211221549
TRANE | 4TWL9048A1 | 4TXCD010DS3 | S8V2C080M5PCA+RP | 47000 | 42000 | 19 | 11.7 | 8.7 | 2.22 | 73 | 59 | 212944633
TRANE | 4TWL9048A1 | 4TXCD010DS3 | S8V2D120M5PCA+RP | 49000 | 43500 | 19 | 11.7 | 9 | 2.29 | 73 | 59 | 212944632
TRANE | 4TWL9048A1 | 4TXCD008DS3 | S8V2D120M5PCA+RP | 48000 | 44000 | 19 | 11.7 | 9 | 2.27 | 73 | 59 | 212944631
TRANE | 4TWL9048A1 | 4TXCC009DS3 | S8V2C100M5PCA+RP | 48500 | 43500 | 19 | 11.7 | 8.7 | 2.26 | 74 | 59 | 212944630
TRANE | 4TWL9048A1 | 4TXCC009DS3 | S8V2C080M5PCA+RP | 48500 | 43000 | 19 | 11.7 | 8.7 | 2.28 | 74 | 59 | 212944629
TRANE | 4TWL9048A1 | 4PX*DU60BS3 | S8V2D120M5PCA+RP | 49000 | 43500 | 19 | 11.7 | 9 | 2.29 | 73 | 59 | 212944623
TRANE | 4TWL9048A1 | 4PX*DU60BS3 | S8V2C080M5PCA+RP | 47000 | 42000 | 19 | 11.7 | 8.7 | 2.22 | 73 | 59 | 212944622
TRANE | 4TWL9048A1 | 4PX*DU48BS3 | S8V2D120M5PCA+RP | 48000 | 44000 | 19 | 11.7 | 9 | 2.27 | 74 | 59 | 212944621
TRANE | 4TWL9048A1 | 4PX*CU60BS3 | S8V2C100M5PCA+RP | 48500 | 43500 | 19 | 11.7 | 8.7 | 2.26 | 74 | 59 | 212944618
TRANE | 4TWL9048A1 | 4PX*CU60BS3 | S8V2C080M5PCA+RP | 48500 | 43000 | 19 | 11.7 | 8.7 | 2.28 | 74 | 59 | 212944617
TRANE | 4TWL9048A1 | 4PX*CD60BS3 | S8V2C080M5PCA+RP | 48500 | 43500 | 19 | 11.7 | 8.7 | 2.22 | 73 | 58 | 212944612
TRANE | 4TWL9036A1 | 4TXCD010DS3 | S8V2D120M5PCA+RP | 38000 | 33200 | 18 | 12 | 8.7 | 2.34 | 70 | 55 | 212944608
TRANE | 4TWL9036A1 | 4TXCD008DS3 | S8V2D120M5PCA+RP | 37400 | 33600 | 17.5 | 11.7 | 8.7 | 2.33 | 70 | 55 | 212944607
TRANE | 4TWL9036A1 | 4TXCC009DS3 | S8V2C100M5PCA+RP | 37600 | 33200 | 17.5 | 11.7 | 8.7 | 2.32 | 70 | 55 | 212944606
TRANE | 4TWL9036A1 | 4TXCC009DS3 | S8V2C080M5PCA+RP | 37400 | 33200 | 17.5 | 11.7 | 8.7 | 2.33 | 70 | 55 | 212944605
TRANE | 4TWL9036A1 | 4TXCC007DS3 | S8V2C100M5PCA+RP | 37200 | 33600 | 17.5 | 11.7 | 8.7 | 2.32 | 70 | 55 | 212944604
TRANE | 4TWL9036A1 | 4TXCC007DS3 | S8V2C080M5PCA+RP | 37000 | 33600 | 17.5 | 11.7 | 8.7 | 2.32 | 70 | 55 | 212944603
TRANE | 4TWL9036A1 | 4PX*DU60BS3 | S8V2D120M5PCA+RP | 38000 | 33200 | 18 | 12 | 8.7 | 2.34 | 70 | 55 | 212944594
TRANE | 4TWL9036A1 | 4PX*DU48BS3 | S8V2D120M5PCA+RP | 37400 | 33600 | 17.5 | 11.7 | 8.7 | 2.34 | 70 | 55 | 212944593
TRANE | 4TWL9036A1 | 4PX*DD60BS3 | S8V2D120M5PCA+RP | 37200 | 33200 | 17.5 | 11.7 | 8.7 | 2.31 | 70 | 55 | 212944592
TRANE | 4TWL9036A1 | 4PX*CU60BS3 | S8V2C100M5PCA+RP | 37600 | 33200 | 17.5 | 11.7 | 8.7 | 2.32 | 70 | 55 | 212944591
TRANE | 4TWL9036A1 | 4PX*CU60BS3 | S8V2C080M5PCA+RP | 37400 | 33200 | 17.5 | 11.7 | 8.7 | 2.33 | 70 | 55 | 212944590
TRANE | 4TWL9036A1 | 4PX*CU48BS3 | S8V2C100M5PCA+RP | 37200 | 33600 | 17.5 | 11.7 | 8.7 | 2.32 | 70 | 55 | 212944589
TRANE | 4TWL9036A1 | 4PX*CU48BS3 | S8V2C080M5PCA+RP | 37000 | 33600 | 17.5 | 11.7 | 8.7 | 2.33 | 70 | 55 | 212944588
TRANE | 4TWL9036A1 | 4PX*CU42BS3 | S8V2C080M5PCA+RP | 36800 | 34000 | 17 | 11.7 | 8.7 | 2.32 | 69 | 54 | 212944586
TRANE | 4TWL9036A1 | 4PX*CD60BS3 | S8V2C100M5PCA+RP | 37600 | 33200 | 17.5 | 11.7 | 8.5 | 2.27 | 70 | 55 | 212944583
TRANE | 4TWL9036A1 | 4PX*CD60BS3 | S8V2C080M5PCA+RP | 37400 | 33000 | 17.5 | 11.7 | 8.5 | 2.28 | 70 | 55 | 212944582
TRANE | 4TWL9036A1 | 4PX*CD42BS3 | S8V2C100M5PCA+RP | 37400 | 34000 | 17 | 11.7 | 8.2 | 2.16 | 69 | 55 | 212944581
TRANE | 4TWL9036A1 | 4PX*CD42BS3 | S8V2C080M5PCA+RP | 37200 | 34000 | 17 | 11.7 | 8.2 | 2.16 | 69 | 54 | 212944580
AMERICAN STANDARD | 4A6V8X36A1 | 4TXCB006DS3 | S9V2B080U3PSB+RP | 35000 | 31600 | 18 | 11.7 | 8.2 | 1.8 | 82 | 65 | 207590114
AMERICAN STANDARD | 4A6V8X24A1 | 4TXCB004DS3 | S9V2B080U3PSB+RP | 23800 | 20200 | 18 | 12.5 | 8.2 | 1.8 | 84 | 64 | 207590108
AMERICAN STANDARD | 4A6V8X24A1 | 4PX*BU36BS3 | S9V2B080U3PSB+RP | 23800 | 20200 | 18 | 12.5 | 8.2 | 1.8 | 84 | 64 | 207590107
AMERICAN STANDARD | 4A6V8X24A1 | 4PX*BU36BS3 | S9V2B040U3PSB+RP | 23800 | 20400 | 18 | 12.5 | 8.5 | 1.91 | 83 | 64 | 207590106
AMERICAN STANDARD | 4A6V0X36A1 | 4TXCB004DS3 | S9V2B080U3PSB+RP | 34200 | 31600 | 19.5 | 12 | 8.2 | 1.8 | 82 | 64 | 207590100
AMERICAN STANDARD | 4A6V0X36A1 | 4PX*BU36BS3 | S9V2B080U3PSB+RP | 34200 | 31600 | 19.5 | 12 | 8.2 | 1.8 | 82 | 64 | 207590095
AMERICAN STANDARD | 4A6V0X24A1 | 4TXCB004DS3 | S9V2B060U3PSB+RP | 23800 | 20200 | 19 | 12.5 | 8.2 | 1.8 | 84 | 64 | 207590085
AMERICAN STANDARD | 4A6V0X24A1 | 4TXCB004DS3 | S9V2B080U3PSB+RP | 23800 | 20200 | 19 | 12.5 | 8.2 | 1.8 | 84 | 64 | 207590084
AMERICAN STANDARD | 4A6V0X24A1 | 4PX*BU36BS3 | S9V2B080U3PSB+RP | 23800 | 20200 | 19 | 12.5 | 8.2 | 1.8 | 84 | 64 | 207590083
AMERICAN STANDARD | 4A6V8X60A1 | TEM8A0C60V51+TDR |  | 53000 | 51000 | 18 | 11.7 | 8.5 | 1.8 | 96 | 75 | 207590076
AMERICAN STANDARD | 4A6V8X48A1 | TEM8A0C60V51+TDR |  | 46000 | 43000 | 18 | 11.7 | 8.5 | 1.9 | 85 | 66 | 207590073
AMERICAN STANDARD | 4A6V8X24A1 | TEM8A0B30V31+TDR |  | 23800 | 21600 | 18 | 12.5 | 8.5 | 1.94 | 81 | 61 | 207590065
AMERICAN STANDARD | 4A6V0X60A1 | TEM8A0C60V51+TDR |  | 53000 | 51000 | 19.5 | 11.7 | 8.5 | 1.8 | 96 | 75 | 207590062
AMERICAN STANDARD | 4A6V0X48A1 | TEM8A0C60V51+TDR |  | 46000 | 42000 | 19.5 | 11.7 | 8.7 | 1.8 | 86 | 66 | 207590059
AMERICAN STANDARD | 4A6V8X48A1 | TAM9A0C60V51 |  | 46000 | 41000 | 18 | 12 | 8.5 | 1.8 | 87 | 68 | 207590049
AMERICAN STANDARD | 4A6V8X24A1 | TAM9A0B30V31 |  | 23800 | 20600 | 18 | 12.5 | 8.5 | 1.9 | 83 | 63 | 207590045
AMERICAN STANDARD | 4A6L9036A1 | TEM8A0C48V41+TDR |  | 37800 | 33000 | 18 | 12 | 9 | 2.42 | 70 | 55 | 201922495
AMERICAN STANDARD | 4A6L9036A1 | TAM9A0C42V41 |  | 37000 | 33000 | 17.5 | 11.7 | 8.7 | 2.19 | 69 | 55 | 201922492
AMERICAN STANDARD | 4A6L9036A1 | 4TXCC009DS3 | *UHMC100ACV4 | 37600 | 33000 | 18.5 | 12 | 8.7 | 2.35 | 70 | 55 | 201922466
AMERICAN STANDARD | 4A6L9036A1 | 4TXCC009DS3 | *UD2C080ACV4 | 37600 | 33000 | 18 | 12 | 8.7 | 2.34 | 70 | 55 | 201922464
AMERICAN STANDARD | 4A6L9024A1 | 4TXCB003DS3 | *UHMB080ACV3 | 23600 | 21200 | 18 | 12.5 | 9 | 2.36 | 67 | 51 | 201922297
AMERICAN STANDARD | 4A6L9024A1 | 4TXCB003DS3 | *UHMB060ACV3 | 23600 | 21200 | 18 | 12 | 9 | 2.36 | 67 | 52 | 201922296
TRANE | 4TWL9048A1 | TEM8A0C48V41+TDR |  | 48500 | 43000 | 19 | 12 | 9 | 2.38 | 73 | 58 | 201922157
TRANE | 4TWL9048A1 | 4TXCD010DS3 | S9V2C100U5PSB+RP | 47000 | 42000 | 18.5 | 11.7 | 8.7 | 2.21 | 74 | 59 | 201922140
TRANE | 4TWL9036A1 | TEM8A0C48V41+TDR |  | 37800 | 33000 | 18 | 12 | 9 | 2.42 | 70 | 55 | 201921881
TRANE | 4TWL9036A1 | TAM9A0C42V41 |  | 37000 | 33000 | 17.5 | 11.7 | 8.7 | 2.19 | 69 | 55 | 201921878
TRANE | 4TWL9036A1 | 4TXCC009DS3 | *UHMC100ACV4 | 37600 | 33000 | 18.5 | 12 | 8.7 | 2.35 | 70 | 55 | 201921852
AMERICAN STANDARD | 4A6H6048H1 | TEM8B0C60V51+TDR |  | 47000 | 44500 | 15.2 | 12 | 8.1 | 2.24 | 65 | 49 | 211220469
AMERICAN STANDARD | 4A6H6048H1 | TEM8A0D60V51+TDR |  | 44000 | 44000 | 15.2 | 12 | 8.1 | 2.21 | 65 | 50 | 211220468
AMERICAN STANDARD | 4A6H6048H1 | TEM8A0D48V41+TDR |  | 45000 | 44500 | 15.2 | 12 | 8.1 | 2.25 | 65 | 50 | 211220467
TRANE | 4TWR6030H1 | TAM9A0B30V31 |  | 29000 | 27600 | 15.2 | 12 | 8.1 | 2.1 | 64 | 49 | 10093528
TRANE | 4TWX6030H1 | TAM9A0B30V31 |  | 29000 | 27600 | 15.2 | 12 | 8.1 | 2.1 | 64 | 49 | 10093527
TRANE | 4TWV0048A1 | TAM9A0C60V51 |  | 46000 | 40500 | 19.5 | 11.7 | 8.5 | 1.8 | 87 | 68 | 10093500
TRANE | 4TWV0048A1 | TAM9A0C48V41 |  | 45500 | 41000 | 19.5 | 11.7 | 8.5 | 1.8 | 86 | 67 | 10093499
TRANE | 4TWV0036A1 | TAM9A0C36V31 |  | 35000 | 31600 | 19.5 | 12.7 | 8.7 | 1.8 | 82 | 63 | 10093496
TRANE | 4TWV0036A1 | TAM9A0B30V31 |  | 34400 | 32000 | 20 | 12.5 | 8.7 | 1.8 | 83 | 64 | 10093495
TRANE | 4TWV0024A1 | TAM9A0B30V31 |  | 23800 | 20600 | 19.5 | 12.7 | 8.7 | 1.9 | 83 | 63 | 10093494
AMERICAN STANDARD | 4A6H6030H1 | TAM9A0B30V31 |  | 29000 | 27600 | 15.2 | 12 | 8.1 | 2.1 | 64 | 49 | 10093474
AMERICAN STANDARD | 4A6V0048A1 | TAM9A0C60V51 |  | 46000 | 40500 | 19.5 | 11.7 | 8.5 | 1.8 | 87 | 68 | 10093452
AMERICAN STANDARD | 4A6V0048A1 | TAM9A0C48V41 |  | 45500 | 41000 | 19.5 | 11.7 | 8.5 | 1.8 | 86 | 67 | 10093451
AMERICAN STANDARD | 4A6V0036A1 | TAM9A0C36V31 |  | 35000 | 31600 | 19.5 | 12.7 | 8.7 | 1.8 | 82 | 63 | 10093448
AMERICAN STANDARD | 4A6V0036A1 | TAM9A0B30V31 |  | 34400 | 32000 | 20 | 12.5 | 8.7 | 1.8 | 83 | 64 | 10093447
AMERICAN STANDARD | 4A6V0024A1 | TAM9A0B30V31 |  | 23800 | 20600 | 19.5 | 12.7 | 8.7 | 1.9 | 83 | 63 | 10093446
TRANE | 4TWV0X60A1 | 4TXCD010DS3 | *UHMD120ACV5 | 53500 | 51000 | 19 | 11.7 | 8.2 | 1.8 | 96 | 76 | 207559016
TRANE | 4TWV0X48A1 | 4TXCD010DS3 | *UHMC100ACV4 | 45000 | 41000 | 19.5 | 11.7 | 8.2 | 1.8 | 85 | 66 | 207559011
TRANE | 4TWV0X48A1 | 4TXCC009DS3 | *UHMC100ACV4 | 46500 | 42000 | 19.5 | 11.7 | 8.5 | 1.9 | 85 | 67 | 207559007
TRANE | 4TWV0X48A1 | 4TXCC009DS3 | *UD2C080ACV4 | 46500 | 42000 | 19.5 | 11.7 | 8.5 | 1.82 | 86 | 67 | 207559005
TRANE | 4TWV0X36A1 | 4TXCC005DS3 | *UD2C100ACV5 | 34600 | 31600 | 20 | 12 | 8.5 | 1.78 | 85 | 65 | 207559001
TRANE | 4TWV0X36A1 | 4TXCC005DS3 | *UD2C080ACV4 | 34400 | 31200 | 20 | 12 | 8.5 | 1.81 | 83 | 65 | 207559000
TRANE | 4TWV0X36A1 | 4TXCC005DS3 | *UHMC100ACV4 | 34400 | 31400 | 20 | 12 | 8.5 | 1.8 | 83 | 64 | 207558998
TRANE | 4TWV0X36A1 | 4TXCB004DS3 | *UD2B060ACV3 | 34400 | 31600 | 19.5 | 12 | 8.2 | 1.82 | 82 | 65 | 207558996
TRANE | 4TWV0X36A1 | 4TXCB004DS3 | *UD2B080ACV3 | 34200 | 31600 | 19.5 | 11.7 | 8.2 | 1.81 | 81 | 64 | 207558995
TRANE | 4TWV0X48A1 | 4PX*DU60BS3 | *UHMC100ACV4 | 45000 | 41000 | 19.5 | 11.7 | 8.2 | 1.8 | 85 | 66 | 207558984
TRANE | 4TWV0X48A1 | 4PX*CU60BS3 | *UD2C080ACV4 | 46500 | 42000 | 19.5 | 11.7 | 8.5 | 1.82 | 86 | 67 | 207558983
TRANE | 4TWV0X48A1 | 4PX*CU60BS3 | *UHMC100ACV4 | 46500 | 42000 | 19.5 | 11.7 | 8.5 | 1.9 | 85 | 67 | 207558982
TRANE | 4TWV0X36A1 | 4PX*CU48BS3 | *UD2C100ACV5 | 35600 | 32200 | 20.5 | 12.7 | 8.7 | 1.84 | 83 | 63 | 207558974
TRANE | 4TWV0X36A1 | 4PX*CU48BS3 | *UD2C080ACV4 | 35600 | 32000 | 20.5 | 12.7 | 8.7 | 1.85 | 83 | 63 | 207558973
TRANE | 4TWV0X36A1 | 4PX*CU36BS3 | *UD2C080ACV4 | 34400 | 31200 | 20 | 12 | 8.5 | 1.82 | 83 | 65 | 207558971
TRANE | 4TWV0X36A1 | 4PX*CU36BS3 | *UHMC100ACV4 | 34400 | 31400 | 20 | 12 | 8.5 | 1.8 | 83 | 64 | 207558970
TRANE | 4TWV0X36A1 | 4PX*CU36BS3 | *UD2C100ACV5 | 34600 | 31600 | 20 | 12 | 8.5 | 1.81 | 84 | 65 | 207558969
TRANE | 4TWV0X36A1 | 4PX*BU36BS3 | *UD2B060ACV3 | 34400 | 31600 | 19.5 | 12 | 8.2 | 1.83 | 81 | 64 | 207558959
TRANE | 4TWV0X36A1 | 4PX*BU36BS3 | *UD2B080ACV3 | 34200 | 31600 | 19.5 | 11.7 | 8.2 | 1.81 | 81 | 64 | 207558957
TRANE | 4TWR7048A1 | TEM8B0C60V51+TDR |  | 47500 | 48500 | 16 | 12 | 8.1 | 2.16 | 64 | 49 | 211221624
TRANE | 4TWR7048A1 | TAMXB0C48V41 |  | 46000 | 47000 | 16 | 12 | 8.1 | 2.12 | 65 | 50 | 211221622
AMERICAN STANDARD | 4A6L9048A1 | 4TXCC009DS3 | S8V2C100M5PCA+RP | 48500 | 43500 | 19 | 11.7 | 8.7 | 2.26 | 74 | 59 | 212944728
AMERICAN STANDARD | 4A6L9048A1 | 4TXCC009DS3 | S8V2C080M5PCA+RP | 48500 | 43000 | 19 | 11.7 | 8.7 | 2.28 | 74 | 59 | 212944727
AMERICAN STANDARD | 4A6L9048A1 | 4PX*DU60BS3 | S8V2D120M5PCA+RP | 49000 | 43500 | 19 | 11.7 | 9 | 2.29 | 73 | 59 | 212944721
AMERICAN STANDARD | 4A6L9048A1 | 4PX*DU60BS3 | S8V2C080M5PCA+RP | 47000 | 42000 | 19 | 11.7 | 8.7 | 2.22 | 73 | 59 | 212944720
AMERICAN STANDARD | 4A6L9048A1 | 4PX*DU48BS3 | S8V2D120M5PCA+RP | 48000 | 44000 | 19 | 11.7 | 9 | 2.27 | 74 | 59 | 212944719
AMERICAN STANDARD | 4A6L9048A1 | 4PX*CU60BS3 | S8V2C100M5PCA+RP | 48500 | 43500 | 19 | 11.7 | 8.7 | 2.26 | 74 | 59 | 212944716
AMERICAN STANDARD | 4A6L9048A1 | 4PX*CU60BS3 | S8V2C080M5PCA+RP | 48500 | 43000 | 19 | 11.7 | 8.7 | 2.28 | 74 | 59 | 212944715
AMERICAN STANDARD | 4A6L9048A1 | 4PX*CD60BS3 | S8V2C080M5PCA+RP | 48500 | 43500 | 19 | 11.7 | 8.7 | 2.22 | 73 | 58 | 212944710
AMERICAN STANDARD | 4A6L9036A1 | 4TXCD010DS3 | S8V2D120M5PCA+RP | 38000 | 33200 | 18 | 12 | 8.7 | 2.34 | 70 | 55 | 212944706
AMERICAN STANDARD | 4A6L9036A1 | 4TXCD008DS3 | S8V2D120M5PCA+RP | 37400 | 33600 | 17.5 | 11.7 | 8.7 | 2.33 | 70 | 55 | 212944705
AMERICAN STANDARD | 4A6L9036A1 | 4TXCC009DS3 | S8V2C100M5PCA+RP | 37600 | 33200 | 17.5 | 11.7 | 8.7 | 2.32 | 70 | 55 | 212944704
AMERICAN STANDARD | 4A6L9036A1 | 4TXCC009DS3 | S8V2C080M5PCA+RP | 37400 | 33200 | 17.5 | 11.7 | 8.7 | 2.33 | 70 | 55 | 212944703
AMERICAN STANDARD | 4A6L9036A1 | 4TXCC007DS3 | S8V2C100M5PCA+RP | 37200 | 33600 | 17.5 | 11.7 | 8.7 | 2.32 | 70 | 55 | 212944702
AMERICAN STANDARD | 4A6L9036A1 | 4TXCC007DS3 | S8V2C080M5PCA+RP | 37000 | 33600 | 17.5 | 11.7 | 8.7 | 2.32 | 70 | 55 | 212944701
AMERICAN STANDARD | 4A6L9036A1 | 4PX*DU60BS3 | S8V2D120M5PCA+RP | 38000 | 33200 | 18 | 12 | 8.7 | 2.34 | 70 | 55 | 212944692
AMERICAN STANDARD | 4A6L9036A1 | 4PX*DU48BS3 | S8V2D120M5PCA+RP | 37400 | 33600 | 17.5 | 11.7 | 8.7 | 2.34 | 70 | 55 | 212944691
AMERICAN STANDARD | 4A6L9036A1 | 4PX*DD60BS3 | S8V2D120M5PCA+RP | 37200 | 33200 | 17.5 | 11.7 | 8.7 | 2.31 | 70 | 55 | 212944690
AMERICAN STANDARD | 4A6L9036A1 | 4PX*CU60BS3 | S8V2C100M5PCA+RP | 37600 | 33200 | 17.5 | 11.7 | 8.7 | 2.32 | 70 | 55 | 212944689
AMERICAN STANDARD | 4A6L9036A1 | 4PX*CU60BS3 | S8V2C080M5PCA+RP | 37400 | 33200 | 17.5 | 11.7 | 8.7 | 2.33 | 70 | 55 | 212944688
AMERICAN STANDARD | 4A6L9036A1 | 4PX*CU48BS3 | S8V2C100M5PCA+RP | 37200 | 33600 | 17.5 | 11.7 | 8.7 | 2.32 | 70 | 55 | 212944687
AMERICAN STANDARD | 4A6L9036A1 | 4PX*CU48BS3 | S8V2C080M5PCA+RP | 37000 | 33600 | 17.5 | 11.7 | 8.7 | 2.33 | 70 | 55 | 212944686
AMERICAN STANDARD | 4A6L9036A1 | 4PX*CU42BS3 | S8V2C080M5PCA+RP | 36800 | 34000 | 17 | 11.7 | 8.7 | 2.32 | 69 | 54 | 212944684
AMERICAN STANDARD | 4A6L9036A1 | 4PX*CD60BS3 | S8V2C100M5PCA+RP | 37600 | 33200 | 17.5 | 11.7 | 8.5 | 2.27 | 70 | 55 | 212944681
AMERICAN STANDARD | 4A6L9036A1 | 4PX*CD60BS3 | S8V2C080M5PCA+RP | 37400 | 33000 | 17.5 | 11.7 | 8.5 | 2.28 | 70 | 55 | 212944680
AMERICAN STANDARD | 4A6L9036A1 | 4PX*CD42BS3 | S8V2C100M5PCA+RP | 37400 | 34000 | 17 | 11.7 | 8.2 | 2.16 | 69 | 55 | 212944679
AMERICAN STANDARD | 4A6L9036A1 | 4PX*CD42BS3 | S8V2C080M5PCA+RP | 37200 | 34000 | 17 | 11.7 | 8.2 | 2.16 | 69 | 54 | 212944678
AMERICAN STANDARD | 4A6L9024A1 | 4PX*BD36BS3 | S8V2A040M3PCA+RP | 22800 | 19700 | 18 | 12 | 8.2 | 2.21 | 68 | 53 | 212944657
AMERICAN STANDARD | 4A6V0X60A1 | 4TXCD010DS3 | *UHMD120ACV5 | 53500 | 51000 | 19 | 11.7 | 8.2 | 1.8 | 96 | 76 | 207590695
AMERICAN STANDARD | 4A6V0X48A1 | 4TXCD010DS3 | *UHMC100ACV4 | 45000 | 41000 | 19.5 | 11.7 | 8.2 | 1.8 | 85 | 66 | 207590691
AMERICAN STANDARD | 4A6V0X48A1 | 4TXCC009DS3 | *UHMC100ACV4 | 46500 | 42000 | 19.5 | 11.7 | 8.5 | 1.9 | 85 | 67 | 207590688
AMERICAN STANDARD | 4A6V0X48A1 | 4TXCC009DS3 | *UD2C080ACV4 | 46500 | 42000 | 19.5 | 11.7 | 8.5 | 1.82 | 86 | 67 | 207590686
AMERICAN STANDARD | 4A6V0X36A1 | 4TXCC005DS3 | *UD2C100ACV5 | 34600 | 31600 | 20 | 12 | 8.5 | 1.78 | 85 | 65 | 207590683
AMERICAN STANDARD | 4A6V0X36A1 | 4TXCC005DS3 | *UD2C080ACV4 | 34400 | 31200 | 20 | 12 | 8.5 | 1.81 | 83 | 65 | 207590682
AMERICAN STANDARD | 4A6V0X36A1 | 4TXCC005DS3 | *UHMC100ACV4 | 34400 | 31400 | 20 | 12 | 8.5 | 1.8 | 83 | 64 | 207590681
AMERICAN STANDARD | 4A6V0X36A1 | 4TXCB004DS3 | *UD2B060ACV3 | 34400 | 31600 | 19.5 | 12 | 8.2 | 1.82 | 82 | 65 | 207590679
AMERICAN STANDARD | 4A6V0X36A1 | 4TXCB004DS3 | *UD2B080ACV3 | 34200 | 31600 | 19.5 | 11.7 | 8.2 | 1.81 | 81 | 64 | 207590678
AMERICAN STANDARD | 4A6V0X48A1 | 4PX*DU60BS3 | *UHMC100ACV4 | 45000 | 41000 | 19.5 | 11.7 | 8.2 | 1.8 | 85 | 66 | 207590670
AMERICAN STANDARD | 4A6V0X48A1 | 4PX*CU60BS3 | *UD2C080ACV4 | 46500 | 42000 | 19.5 | 11.7 | 8.5 | 1.82 | 86 | 67 | 207590669
AMERICAN STANDARD | 4A6V0X48A1 | 4PX*CU60BS3 | *UHMC100ACV4 | 46500 | 42000 | 19.5 | 11.7 | 8.5 | 1.9 | 85 | 67 | 207590668
AMERICAN STANDARD | 4A6V0X36A1 | 4PX*CU48BS3 | *UD2C100ACV5 | 35600 | 32200 | 20.5 | 12.7 | 8.7 | 1.84 | 83 | 63 | 207590662
AMERICAN STANDARD | 4A6V0X36A1 | 4PX*CU48BS3 | *UD2C080ACV4 | 35600 | 32000 | 20.5 | 12.7 | 8.7 | 1.85 | 83 | 63 | 207590661
AMERICAN STANDARD | 4A6V0X36A1 | 4PX*CU36BS3 | *UD2C080ACV4 | 34400 | 31200 | 20 | 12 | 8.5 | 1.82 | 83 | 65 | 207590660
AMERICAN STANDARD | 4A6V0X36A1 | 4PX*CU36BS3 | *UHMC100ACV4 | 34400 | 31400 | 20 | 12 | 8.5 | 1.8 | 83 | 64 | 207590659
AMERICAN STANDARD | 4A6V0X36A1 | 4PX*CU36BS3 | *UD2C100ACV5 | 34600 | 31600 | 20 | 12 | 8.5 | 1.81 | 84 | 65 | 207590658
AMERICAN STANDARD | 4A6V0X36A1 | 4PX*BU36BS3 | *UD2B060ACV3 | 34400 | 31600 | 19.5 | 12 | 8.2 | 1.83 | 81 | 64 | 207590650
AMERICAN STANDARD | 4A6V0X36A1 | 4PX*BU36BS3 | *UD2B080ACV3 | 34200 | 31600 | 19.5 | 11.7 | 8.2 | 1.81 | 81 | 64 | 207590649
AMERICAN STANDARD | 4A6V0X24A1 | 4PX*BU36BS3 | *UHMB080ACV3 | 23800 | 20200 | 19.5 | 12.7 | 8.5 | 1.8 | 83 | 63 | 207590640
AMERICAN STANDARD | 4A6V0X24A1 | 4TXFH024CZ3 | *UHMB060ACV3 | 23200 | 20000 | 18 | 12.5 | 8.2 | 1.8 | 84 | 64 | 207590627
AMERICAN STANDARD | 4A6V8X48A1 | 4TXCD010DS3 | L8V1C100U5VSA+RP | 45500 | 42000 | 18 | 12 | 8.5 | 1.81 | 85 | 65 | 207590618
AMERICAN STANDARD | 4A6V8X48A1 | 4TXCC007DS3 | L8V1C100U5VSA+RP | 46000 | 43500 | 18 | 11.7 | 8.5 | 1.84 | 86 | 66 | 207590617
AMERICAN STANDARD | 4A6V8X48A1 | 4PX*DU60BS3 | L8V1C100U5VSA+RP | 45500 | 42000 | 18 | 12 | 8.5 | 1.81 | 85 | 65 | 207590616
AMERICAN STANDARD | 4A6V8X48A1 | 4PX*CU60BS3 | L8V1C100U5VSA+RP | 47000 | 43000 | 18 | 12 | 8.5 | 1.86 | 86 | 66 | 207590615
AMERICAN STANDARD | 4A6V8X48A1 | 4PX*CU48BS3 | L8V1C100U5VSA+RP | 46000 | 43500 | 18 | 11.7 | 8.5 | 1.84 | 86 | 66 | 207590614
AMERICAN STANDARD | 4A6V0X48A1 | 4TXFH064AZ3 | *UHMC100ACV4 | 46000 | 41500 | 19.5 | 11.7 | 8.2 | 1.8 | 86 | 68 | 207590272
AMERICAN STANDARD | 4A6V0X36A1 | 4PX*CU42BS3 | *DD2C100ACV5 | 33800 | 31200 | 19 | 12 | 8.2 | 1.79 | 82 | 64 | 207590265
AMERICAN STANDARD | 4A6V0X36A1 | 4PX*CD42BS3 | *DD2C100ACV5 | 35800 | 31200 | 20.5 | 12.7 | 8.1 | 1.78 | 82 | 65 | 207590253
AMERICAN STANDARD | 4A6V0X36A1 | 4PX*BU48BS3 | *DD2B080ACV3 | 33200 | 31200 | 18.5 | 11.7 | 8.5 | 1.8 | 83 | 64 | 207590247
AMERICAN STANDARD | 4A6V8X36A1 | 4TXCB006DS3 | S9V2B040U3VSA+RP | 35200 | 31800 | 18 | 12 | 8.2 | 1.8 | 82 | 65 | 207590189
AMERICAN STANDARD | 4A6V8X36A1 | 4TXCB006DS3 | S9V2B080U3VSA+RP | 35000 | 31600 | 18 | 11.7 | 8.2 | 1.8 | 82 | 65 | 207590188
AMERICAN STANDARD | 4A6V8X36A1 | 4TXCB006DS3 | S9V2B060U3VSA+RP | 35000 | 31600 | 18 | 12 | 8.2 | 1.8 | 82 | 65 | 207590187
AMERICAN STANDARD | 4A6V8X24A1 | 4TXCB004DS3 | S9V2B080U3VSA+RP | 23800 | 20200 | 18 | 12.5 | 8.2 | 1.8 | 84 | 64 | 207590171
AMERICAN STANDARD | 4A6V8X24A1 | 4TXCB004DS3 | S9V2B060U3VSA+RP | 23800 | 20200 | 18 | 12.5 | 8.2 | 1.8 | 84 | 64 | 207590170
AMERICAN STANDARD | 4A6V8X24A1 | 4TXCB004DS3 | S9V2B040U3VSA+RP | 24000 | 20400 | 18 | 12.5 | 8.5 | 1.8 | 83 | 64 | 207590169
AMERICAN STANDARD | 4A6V8X24A1 | 4PX*BU36BS3 | S9V2B080U3VSA+RP | 23800 | 20200 | 18 | 12.5 | 8.2 | 1.8 | 84 | 64 | 207590168
AMERICAN STANDARD | 4A6V8X24A1 | 4PX*BU36BS3 | S9V2B060U3VSA+RP | 23600 | 20200 | 18 | 12.5 | 8.5 | 1.9 | 82 | 64 | 207590167
AMERICAN STANDARD | 4A6V8X24A1 | 4PX*BU36BS3 | S9V2B040U3VSA+RP | 24000 | 20400 | 18 | 12.5 | 8.5 | 1.8 | 83 | 64 | 207590166
AMERICAN STANDARD | 4A6V0X36A1 | 4PX*BU36BS3 | S9V2B080U3VSA+RP | 34200 | 31600 | 19.5 | 12 | 8.2 | 1.8 | 82 | 64 | 207590128
AMERICAN STANDARD | 4A6V0X24A1 | 4TXCB004DS3 | S9V2B040U3VSA+RP | 24000 | 20400 | 19 | 12.5 | 8.5 | 1.8 | 83 | 64 | 207590123
AMERICAN STANDARD | 4A6V0X24A1 | 4TXCB004DS3 | S9V2B080U3VSA+RP | 23800 | 20200 | 19 | 12.5 | 8.2 | 1.8 | 84 | 64 | 207590122
AMERICAN STANDARD | 4A6V0X24A1 | 4TXCB004DS3 | S9V2B060U3VSA+RP | 23800 | 20200 | 19 | 12.5 | 8.2 | 1.8 | 84 | 64 | 207590121
AMERICAN STANDARD | 4A6V0X24A1 | 4PX*BU36BS3 | S9V2B080U3VSA+RP | 23800 | 20200 | 19 | 12.5 | 8.2 | 1.8 | 84 | 64 | 207590120
AMERICAN STANDARD | 4A6H7024A1 | TEM8B0C60V51+TDR |  | 25600 | 24400 | 16 | 12 | 8.1 | 2.16 | 63 | 47 | 211220571
AMERICAN STANDARD | 4A6H7024A1 | TEM8A0C48V41+TDR |  | 25600 | 24400 | 16 | 12 | 8.1 | 2.16 | 63 | 47 | 211220570
AMERICAN STANDARD | 4A6H7024A1 | TEM8A0C42V41+TDR |  | 25400 | 24800 | 16 | 12 | 8.1 | 2.11 | 63 | 47 | 211220569
AMERICAN STANDARD | 4A6H7024A1 | TEM8A0C36V31+TDR |  | 25400 | 24800 | 16 | 12 | 8.1 | 2.11 | 63 | 47 | 211220568
AMERICAN STANDARD | 4A6H7024A1 | TAMXB0C36V31 |  | 25200 | 24600 | 16 | 12 | 8.1 | 2.05 | 63 | 47 | 211220566
AMERICAN STANDARD | 4A6H7024A1 | TAMXB0B30V31 |  | 25000 | 24800 | 16 | 12 | 8.1 | 2.06 | 63 | 46 | 211220565
AMERICAN STANDARD | 4A6H7024A1 | 4PX*BD42BS3+HORIZ-RT | S8V2B080M4PCA | 25600 | 23800 | 16 | 12 | 8.1 | 1.97 | 63 | 47 | 211220534
TRANE | 4TWX6042H1 | TEM8A0D48V41+TDR |  | 39000 | 38500 | 15.2 | 12 | 8.1 | 2.2 | 64 | 49 | 10153775
TRANE | 4TWR6042H1 | TEM8A0C48V41+TDR |  | 41000 | 39000 | 15.2 | 12 | 8.1 | 2.2 | 64 | 48 | 10153771
TRANE | 4TWX6042H1 | TEM8A0C48V41+TDR |  | 41000 | 39000 | 15.2 | 12 | 8.1 | 2.2 | 64 | 48 | 10153770
TRANE | 4TWR6036H1 | TEM8A0C42V41+TDR |  | 34600 | 32600 | 15.2 | 12 | 8.1 | 2.2 | 67 | 52 | 10153763
TRANE | 4TWX6036H1 | TEM8A0C42V41+TDR |  | 34600 | 32600 | 15.2 | 12 | 8.1 | 2.2 | 67 | 52 | 10153762
TRANE | 4TWR6036H1 | TEM8A0C36V31+TDR |  | 34600 | 32600 | 15.2 | 12 | 8.1 | 2.2 | 67 | 52 | 10153760
TRANE | 4TWX6036H1 | TEM8A0C36V31+TDR |  | 34600 | 32600 | 15.2 | 12 | 8.1 | 2.2 | 67 | 52 | 10153759
TRANE | 4TWR6030H1 | TEM8A0C36V31+TDR |  | 29000 | 27400 | 15.2 | 12 | 8.1 | 2.2 | 64 | 49 | 10153755
TRANE | 4TWX6030H1 | TEM8A0C36V31+TDR |  | 29000 | 27400 | 15.2 | 12 | 8.1 | 2.2 | 64 | 49 | 10153753
AMERICAN STANDARD | 4A6H7048A1 | TEM8A0D48V41+TDR |  | 45000 | 47500 | 16 | 12 | 8.1 | 2.1 | 65 | 50 | 10153497
AMERICAN STANDARD | 4A6H7048A1 | TEM8A0C48V41+TDR |  | 47500 | 48500 | 16 | 12 | 8.1 | 2.1 | 64 | 49 | 10153496
AMERICAN STANDARD | 4A6H7048A1 | TEM8A0C42V41+TDR |  | 44500 | 48500 | 16 | 12 | 8.1 | 2 | 64 | 49 | 10153495
AMERICAN STANDARD | 4A6H6048H1 | TEM8A0C48V41+TDR |  | 47000 | 44500 | 15.2 | 12 | 8.1 | 2.2 | 65 | 49 | 10153489
AMERICAN STANDARD | 4A6H6042H1 | TEM8A0D48V41+TDR |  | 39000 | 38500 | 15.2 | 12 | 8.1 | 2.2 | 64 | 49 | 10153488
AMERICAN STANDARD | 4A6H6042H1 | TEM8A0C48V41+TDR |  | 41000 | 39000 | 15.2 | 12 | 8.1 | 2.2 | 64 | 48 | 10153486
AMERICAN STANDARD | 4A6H6036H1 | TEM8A0C42V41+TDR |  | 34600 | 32600 | 15.2 | 12 | 8.1 | 2.2 | 67 | 52 | 10153483
AMERICAN STANDARD | 4A6H6036H1 | TEM8A0C36V31+TDR |  | 34600 | 32600 | 15.2 | 12 | 8.1 | 2.2 | 67 | 52 | 10153482
AMERICAN STANDARD | 4A6H6030H1 | TEM8A0C36V31+TDR |  | 29000 | 27400 | 15.2 | 12 | 8.1 | 2.2 | 64 | 49 | 10153480
TRANE | 4TWV8X48A1 | 4TXCD010DS3 | *UD2C080ACV4 | 45000 | 42000 | 18 | 11.7 | 8.5 | 1.82 | 85 | 66 | 211596946
TRANE | 4TWV8X48A1 | 4TXCD010DS3 | *UD2D120B9V5+RP | 46500 | 43000 | 18 | 11.7 | 8.5 | 1.86 | 86 | 67 | 211596945
TRANE | 4TWV8X48A1 | 4TXCD008DS3 | *UD2D120B9V5+RP | 45500 | 43500 | 18 | 11.7 | 8.5 | 1.83 | 86 | 67 | 211596944
TRANE | 4TWV8X48A1 | 4PX*DU60BS3 | *UD2D120B9V5+RP | 46500 | 43000 | 18 | 11.7 | 8.5 | 1.86 | 86 | 67 | 211596943
TRANE | 4TWV8X48A1 | 4PX*DU60BS3 | *UD2C080ACV4 | 45000 | 42000 | 18 | 11.7 | 8.5 | 1.82 | 85 | 66 | 211596942
TRANE | 4TWV8X48A1 | 4PX*DU48BS3 | *UD2D120B9V5+RP | 45500 | 43500 | 18 | 11.7 | 8.5 | 1.83 | 86 | 67 | 211596941
TRANE | 4TWV8X48A1 | 4PX*DD60BS3+HORIZ-RT | *UD2D120B9V5+RP | 44500 | 42500 | 18 | 11.7 | 8.5 | 1.8 | 85 | 66 | 211596940
TRANE | 4TWV8X48A1 | 4PX*DD60BS3+HORIZ-RT | *UD2C080ACV4 | 44000 | 42000 | 18 | 11.7 | 8.2 | 1.77 | 84 | 66 | 211596939
TRANE | 4TWV8X48A1 | 4PX*CU42BS3 | *UD2C100ACV5 | 46000 | 44500 | 18 | 11.7 | 8.5 | 1.78 | 85 | 64 | 211596938
TRANE | 4TWV8X48A1 | 4PX*CU42BS3 | *UD2C080ACV4 | 45500 | 44500 | 18 | 11.7 | 8.5 | 1.81 | 84 | 65 | 211596937
TRANE | 4TWV8X48A1 | 4PX*CD60BS3+HORIZ-RT | *UD2C080ACV4 | 46500 | 43000 | 18 | 11.7 | 8.5 | 1.81 | 85 | 66 | 211596936
TRANE | 4TWV8X36A1 | 4TXCB006DS3 | *UD2B060ACV3 | 35200 | 31600 | 18 | 12 | 8.2 | 1.87 | 83 | 66 | 211596934
AMERICAN STANDARD | 4A6V7X24A1 | 4PX*BU42BS3 | S8V2A040M3PDB | 23400 | 20800 | 17 | 12 | 8.2 | 1.8 | 80 | 60 | 214639582
TRANE | 4TWV7X24A1 | 4PX*BU42BS3 | S8V2A040M3PDB | 23400 | 20800 | 17 | 12 | 8.2 | 1.8 | 80 | 60 | 214639581
AMERICAN STANDARD | 4A6V7X24A1 | 4PX*BU42BS3 | S8V2A040M3PCB | 23400 | 20800 | 17 | 12 | 8.2 | 1.8 | 80 | 60 | 214639580
TRANE | 4TWV7X24A1 | 4PX*BU42BS3 | S8V2A040M3PCB | 23400 | 20800 | 17 | 12 | 8.2 | 1.8 | 80 | 60 | 214639579
AMERICAN STANDARD | 4A6V7X24A1 | 4PX*BU36BS3 | S8V2A040M3PCB | 22800 | 20000 | 17 | 12 | 8.2 | 1.8 | 82 | 62 | 214639578
TRANE | 4TWV7X24A1 | 4PX*BU36BS3 | S8V2A040M3PCB | 22800 | 20000 | 17 | 12 | 8.2 | 1.8 | 82 | 62 | 214639577
AMERICAN STANDARD | 4A6L9036A1 | 4PX*CU42BS3 | S8V2C080M5PDA+RP | 36800 | 34000 | 17 | 11.7 | 8.7 | 2.32 | 69 | 54 | 212944914
AMERICAN STANDARD | 4A6L9036A1 | 4PX*CD60BS3 | S8V2C100M5PDA+RP | 37600 | 33200 | 17.5 | 11.7 | 8.5 | 2.27 | 70 | 55 | 212944911
AMERICAN STANDARD | 4A6L9036A1 | 4PX*CD60BS3 | S8V2C080M5PDA+RP | 37400 | 33000 | 17.5 | 11.7 | 8.5 | 2.28 | 70 | 55 | 212944910
AMERICAN STANDARD | 4A6L9036A1 | 4PX*CD42BS3 | S8V2C100M5PDA+RP | 37400 | 34000 | 17 | 11.7 | 8.2 | 2.16 | 69 | 55 | 212944909
AMERICAN STANDARD | 4A6L9036A1 | 4PX*CD42BS3 | S8V2C080M5PDA+RP | 37200 | 34000 | 17 | 11.7 | 8.2 | 2.16 | 69 | 54 | 212944908
AMERICAN STANDARD | 4A6L9024A1 | 4PX*BD36BS3 | S8V2A040M3PDA+RP | 22800 | 19700 | 18 | 12 | 8.2 | 2.21 | 68 | 53 | 212944887
TRANE | 4TWL9048A1 | 4TXCD010DS3+P0V0D000M50SC+RP |  | 49000 | 43000 | 19 | 12 | 9 | 2.34 | 73 | 58 | 207804963
TRANE | 4TWL9048A1 | 4TXCD010DS3+P0V0C000M50SC+RP |  | 47500 | 42000 | 19 | 12 | 8.7 | 2.26 | 73 | 58 | 207804962
TRANE | 4TWL9048A1 | 4TXCD008DS3+P0V0D000M50SC+RP |  | 48000 | 43500 | 19 | 12 | 9 | 2.32 | 74 | 58 | 207804961
TRANE | 4TWL9048A1 | 4TXCD008DS3+P0V0C000M50SC+RP |  | 46500 | 42500 | 19 | 12 | 8.7 | 2.24 | 73 | 58 | 207804960
TRANE | 4TWL9048A1 | 4TXCC009DS3+P0V0C000M50SC+RP |  | 49000 | 43000 | 19 | 12 | 9 | 2.32 | 73 | 59 | 207804959
TRANE | 4TWL9048A1 | 4TXCC007DS3+P0V0C000M50SC+RP |  | 48000 | 44000 | 19 | 11.7 | 9 | 2.29 | 72 | 58 | 207804958
TRANE | 4TWL9048A1 | 4PX*DU60BS3+P0V0D000M50SC+RP |  | 49000 | 43000 | 19 | 12 | 9 | 2.34 | 73 | 58 | 207804956
TRANE | 4TWL9048A1 | 4PX*DU60BS3+P0V0C000M50SC+RP |  | 47500 | 42000 | 19 | 12 | 8.7 | 2.26 | 73 | 58 | 207804955
TRANE | 4TWL9048A1 | 4PX*DU48BS3+P0V0D000M50SC+RP |  | 48000 | 43500 | 19 | 12 | 9 | 2.32 | 73 | 58 | 207804954
TRANE | 4TWL9048A1 | 4PX*DU48BS3+P0V0C000M50SC+RP |  | 46500 | 42500 | 19 | 12 | 8.7 | 2.24 | 73 | 58 | 207804953
TRANE | 4TWL9048A1 | 4PX*DD60BS3+P0V0C000M50SC+RP |  | 46500 | 42000 | 19 | 12 | 8.7 | 2.21 | 73 | 58 | 207804950
TRANE | 4TWL9048A1 | 4PX*DD60BS3+P0V0D000M50SC+RP |  | 48000 | 43000 | 19 | 12 | 9 | 2.3 | 73 | 58 | 207804949
TRANE | 4TWL9048A1 | 4PX*CU60BS3+P0V0C000M50SC+RP |  | 49000 | 43000 | 19 | 12 | 9 | 2.32 | 73 | 59 | 207804944
TRANE | 4TWL9048A1 | 4PX*CU48BS3+P0V0C000M50SC+RP |  | 48000 | 44000 | 19 | 11.7 | 9 | 2.31 | 73 | 58 | 207804943
TRANE | 4TWL9048A1 | 4PX*CU42BS3+P0V0C000M50SC+RP |  | 48000 | 44500 | 19 | 11.7 | 9 | 2.25 | 73 | 58 | 207804942
TRANE | 4TWL9048A1 | 4PX*CD60BS3+P0V0C000M50SC+RP |  | 49000 | 43500 | 19 | 12 | 8.7 | 2.25 | 72 | 58 | 207804940
TRANE | 4TWL9036A1 | 4TXCB006DS3+P0V0B000M40SC+RP |  | 34800 | 32600 | 16.5 | 12 | 8.5 | 2.34 | 69 | 55 | 207804936
TRANE | 4TWL9036A1 | 4TXCB006DS3+P0V0A000M30SC+RP |  | 33600 | 31800 | 16.5 | 11.7 | 8.2 | 2.23 | 69 | 55 | 207804935
TRANE | 4TWL9036A1 | 4TXCB004DS3+P0V0B000M40SC+RP |  | 33800 | 33200 | 16 | 11.7 | 8.5 | 2.24 | 69 | 54 | 207804934
TRANE | 4TWL9036A1 | 4PX*BU48BS3+P0V0B000M40SC+RP |  | 34800 | 32600 | 16.5 | 12 | 8.7 | 2.33 | 69 | 55 | 207804932
TRANE | 4TWL9036A1 | 4PX*BU48BS3+P0V0A000M30SC+RP |  | 33600 | 31800 | 16.5 | 11.7 | 8.2 | 2.23 | 69 | 55 | 207804931
TRANE | 4TWL9036A1 | 4PX*BU42BS3+P0V0B000M40SC+RP |  | 34800 | 33400 | 16 | 12 | 8.7 | 2.33 | 69 | 54 | 207804930
TRANE | 4TWL9036A1 | 4PX*BU42BS3+P0V0A000M30SC+RP |  | 33600 | 32600 | 16 | 11.7 | 8.2 | 2.24 | 68 | 54 | 207804929
TRANE | 4TWL9036A1 | 4PX*BU36BS3+P0V0B000M40SC+RP |  | 33800 | 33200 | 16 | 11.7 | 8.5 | 2.24 | 69 | 54 | 207804928
TRANE | 4TWL9036A1 | 4PX*BD42BS3+P0V0B000M40SC+RP |  | 35200 | 33200 | 16.5 | 12 | 8.1 | 2.15 | 69 | 54 | 207804922
TRANE | 4TWL9036A1 | 4PX*BD36BS3+P0V0B000M40SC+RP |  | 33800 | 33800 | 16.5 | 11.7 | 8.1 | 2.12 | 68 | 54 | 207804919
TRANE | 4TWL9024A1 | 4TXCB003DS3+P0V0A000M30SC+RP |  | 21800 | 19800 | 15.5 | 12 | 8.1 | 2.24 | 67 | 53 | 207804917
TRANE | 4TWL9024A1 | 4PX*BU30BS3+P0V0A000M30SC+RP |  | 21800 | 19800 | 15.5 | 12 | 8.1 | 2.24 | 67 | 53 | 207804915
TRANE | 4TWL9024A1 | 4PX*BD30BS3+P0V0A000M30SC+RP |  | 21600 | 20000 | 16 | 12 | 8.1 | 2.18 | 67 | 53 | 207804913
AMERICAN STANDARD | 4A6V8X24A1 | 4TXCB004DS3 | S9V2B060U4PSB+RP | 24000 | 20200 | 18 | 12.5 | 8.2 | 1.9 | 84 | 64 | 207782237
AMERICAN STANDARD | 4A6V0X24A1 | 4TXCB004DS3 | S9V2B060U4PSB+RP | 24000 | 20200 | 18.5 | 12.7 | 8.2 | 1.8 | 84 | 64 | 207782235
AMERICAN STANDARD | 4A6V8X36A1 | 4PX*BU36BS3 | S9V2B060U4PSB+RP | 34000 | 31000 | 18 | 11.7 | 8.2 | 1.8 | 83 | 66 | 207782230
AMERICAN STANDARD | 4A6V0X36A1 | 4TXCC005DS3 | S9V2C100U5PSB+RP | 34600 | 32200 | 16.5 | 12 | 8.5 | 1.8 | 82 | 63 | 207782222
AMERICAN STANDARD | 4A6V0X36A1 | 4PX*CU48BS3 | S9V2C100U5PSB+RP | 35600 | 33000 | 17.5 | 12.7 | 8.7 | 1.8 | 81 | 62 | 207782220
AMERICAN STANDARD | 4A6V0X36A1 | 4PX*CU36BS3 | S9V2C100U5PSB+RP | 34600 | 32200 | 16.5 | 12 | 8.5 | 1.8 | 82 | 63 | 207782218
AMERICAN STANDARD | 4A6V0X36A1 | 4PX*BU36BS3 | S9V2B060U4PSB+RP | 34200 | 31600 | 19.5 | 12 | 8.5 | 1.8 | 82 | 64 | 207782215
TRANE | 4TWV8X24A1 | 4TXCB004DS3 | S9V2B060U4PSB+RP | 24000 | 20200 | 18 | 12.5 | 8.2 | 1.9 | 84 | 64 | 207782214
TRANE | 4TWV0X24A1 | 4TXCB004DS3 | S9V2B060U4PSB+RP | 24000 | 20200 | 18.5 | 12.7 | 8.2 | 1.8 | 84 | 64 | 207782212
TRANE | 4TWV8X36A1 | 4PX*BU36BS3 | S9V2B060U4PSB+RP | 34000 | 31000 | 18 | 11.7 | 8.2 | 1.8 | 83 | 66 | 207782207
TRANE | 4TWL6042A1 | TEM8A0C48V41+TDR |  | 42500 | 39000 | 15.2 | 12 | 8.1 | 2.2 | 67 | 53 | 10593569
TRANE | 4TWL6036A1 | TEM8A0C48V41+TDR |  | 37800 | 33000 | 15.2 | 12 | 8.1 | 2.2 | 65 | 50 | 10593182
TRANE | 4TWL6036A1 | TEM8A0C42V41+TDR |  | 35800 | 33400 | 15.2 | 12 | 8.1 | 2.2 | 65 | 49 | 10593181
TRANE | 4TWL6036A1 | TEM8A0C36V31+TDR |  | 36000 | 33400 | 15.2 | 12 | 8.1 | 2.1 | 65 | 49 | 10593180
TRANE | 4TWL6036A1 | TEM6A0C42H41+TDR |  | 36400 | 33600 | 15.2 | 12 | 8.1 | 2.1 | 64 | 49 | 10593176
TRANE | 4TWL6036A1 | TEM6A0C36H31+TDR |  | 36400 | 33600 | 15.2 | 12 | 8.1 | 2.1 | 64 | 49 | 10593175
TRANE | 4TWL6036A1 | TAM9A0C36V31 |  | 36400 | 33000 | 15.2 | 12 | 8.1 | 2.1 | 65 | 50 | 10593172
TRANE | 4TWL6036A1 | TAM9A0B30V31 |  | 35600 | 33200 | 15.2 | 12 | 8.1 | 2.1 | 66 | 51 | 10593171
TRANE | 4TWL6036A1 | 4TXCD008DS3 | *UD2D120B9V5 | 37000 | 33600 | 15.2 | 12 | 8.1 | 2.1 | 65 | 50 | 10593003
TRANE | 4TWL6036A1 | 4TXCD008DS3 | *UD2D120A9V5 | 36400 | 33000 | 15.2 | 12 | 8.1 | 2.1 | 65 | 50 | 10593001
TRANE | 4TWL6036A1 | 4TXCC007DS3 | *UD2C080A9V4 | 36400 | 33200 | 15.2 | 12 | 8.1 | 2.1 | 65 | 50 | 10592997
TRANE | 4TWL6036A1 | 4TXCC007DS3 | *UD2C100B9V5 | 36000 | 33000 | 15.2 | 12 | 8.1 | 2.1 | 65 | 50 | 10592988
TRANE | 4TWL6036A1 | 4TXCC007DS3 | *UD2C100A9V5 | 36600 | 33400 | 15.2 | 12 | 8.1 | 2.1 | 65 | 50 | 10592982
TRANE | 4TWL6036A1 | 4TXCC007DS3 | *UD2C080B9V4 | 36200 | 33200 | 15.2 | 12 | 8.1 | 2.1 | 65 | 50 | 10592981
TRANE | 4TWL6030A1 | TAM9A0C36V31 |  | 29800 | 27400 | 15.2 | 12 | 8.1 | 2 | 65 | 50 | 10592584
TRANE | 4TWL6030A1 | TEM6A0C36H31+TDR |  | 29800 | 27800 | 15.2 | 12 | 8.1 | 2.1 | 65 | 50 | 10592586
TRANE | 4TWL6036A1 | 4PX*CD36BS3 | *DD2C100A9V5 | 35400 | 33800 | 15.2 | 12 | 8.1 | 2 | 65 | 50 | 10592770
TRANE | 4TWL6036A1 | 4PX*CU42BS3 | S9V2C100U5PSB | 36600 | 34000 | 15.2 | 12 | 8.1 | 2.1 | 65 | 49 | 10592828
TRANE | 4TWL6036A1 | 4PX*CU42BS3 | *UD2C100B9V5 | 36000 | 34000 | 15.2 | 12 | 8.1 | 2.1 | 65 | 49 | 10592832
TRANE | 4TWL6036A1 | 4PX*CU42BS3 | *UD2C080B9V4 | 36200 | 34000 | 15.2 | 12 | 8.1 | 2.1 | 65 | 50 | 10592834
TRANE | 4TWL6036A1 | 4PX*CU42BS3 | *UD2C080A9V4 | 36000 | 33800 | 15.2 | 12 | 8.1 | 2.1 | 65 | 50 | 10592835
TRANE | 4TWL6036A1 | 4PX*CU42BS3 | *UD2C100A9V5 | 36600 | 34000 | 15.2 | 12 | 8.1 | 2.1 | 65 | 50 | 10592839
TRANE | 4TWL6036A1 | 4PX*CU48BS3 | *UD2C080A9V4 | 36400 | 33200 | 15.2 | 12 | 8.1 | 2.1 | 65 | 50 | 10592842
TRANE | 4TWL6036A1 | 4PX*CU48BS3 | *UD2C100B9V5 | 36000 | 33000 | 15.2 | 12 | 8.1 | 2.1 | 65 | 50 | 10592849
TRANE | 4TWL6036A1 | 4PX*CU48BS3 | *UD2C080B9V4 | 36200 | 33200 | 15.2 | 12 | 8.1 | 2.1 | 65 | 50 | 10592851
TRANE | 4TWL6036A1 | 4PX*CU48BS3 | *UD2C100A9V5 | 36600 | 33400 | 15.2 | 12 | 8.1 | 2.1 | 65 | 50 | 10592852
TRANE | 4TWL6036A1 | 4PX*DU48BS3 | *UD2D120B9V5 | 37000 | 33600 | 15.2 | 12 | 8.1 | 2.1 | 65 | 50 | 10592859
TRANE | 4TWL6036A1 | 4PX*DU48BS3 | *UD2D120A9V5 | 36400 | 33000 | 15.2 | 12 | 8.1 | 2.1 | 65 | 50 | 10592860
AMERICAN STANDARD | 4A6V8X36A1 | TAMXA0B30V31 |  | 34000 | 31600 | 18 | 12 | 8.5 | 1.8 | 84 | 65 | 207690061
TRANE | 4TWL6042A1 | TEM6A0C48H41+TDR |  | 42000 | 38500 | 15.2 | 12 | 8.1 | 2.2 | 68 | 54 | 207708963
TRANE | 4TWX6048H1 | TEM6A0C48H41+TDR |  | 47000 | 44500 | 15.2 | 12 | 8.1 | 2.2 | 65 | 50 | 207708995
TRANE | 4TWX8048A1 | TEM6A0C48H41+TDR |  | 47500 | 48500 | 16 | 12 | 8.1 | 2.1 | 64 | 49 | 207708999
AMERICAN STANDARD | 4A6L6042A1 | TEM6A0C48H41+TDR |  | 42000 | 38500 | 15.2 | 12 | 8.1 | 2.2 | 68 | 54 | 207709002
AMERICAN STANDARD | 4A6H6048H1 | TEM6A0C48H41+TDR |  | 47000 | 44500 | 15.2 | 12 | 8.1 | 2.2 | 65 | 50 | 207709034
TRANE | 4TWR6048H1 | TEM6A0C48H41+TDR |  | 47000 | 44500 | 15.2 | 12 | 8.1 | 2.2 | 65 | 50 | 207709035
AMERICAN STANDARD | 4A6H7048A1 | TEM6A0C48H41+TDR |  | 47500 | 48500 | 16 | 12 | 8.1 | 2.1 | 64 | 49 | 207709042
TRANE | 4TWR7048A1 | TEM6A0C48H41+TDR |  | 47500 | 48500 | 16 | 12 | 8.1 | 2.1 | 64 | 49 | 207709043
TRANE | 4TWV0X36A1 | 4PX*BU36BS3 | S9V2B060U4PSB+RP | 34200 | 31600 | 19.5 | 12 | 8.5 | 1.8 | 82 | 64 | 207782192
TRANE | 4TWV0X36A1 | 4PX*CU36BS3 | S9V2C100U5PSB+RP | 34600 | 32200 | 16.5 | 12 | 8.5 | 1.8 | 82 | 63 | 207782195
TRANE | 4TWV0X36A1 | 4PX*CU48BS3 | S9V2C100U5PSB+RP | 35600 | 33000 | 17.5 | 12.7 | 8.7 | 1.8 | 81 | 62 | 207782197
TRANE | 4TWV0X36A1 | 4TXCC005DS3 | S9V2C100U5PSB+RP | 34600 | 32200 | 16.5 | 12 | 8.5 | 1.8 | 82 | 63 | 207782199
TRANE | 4TWL9036A1 | 4PX*CD42BS3 | S8V2C080M5PDA+RP | 37200 | 34000 | 17 | 11.7 | 8.2 | 2.16 | 69 | 54 | 212944810
TRANE | 4TWL9036A1 | 4PX*CD42BS3 | S8V2C100M5PDA+RP | 37400 | 34000 | 17 | 11.7 | 8.2 | 2.16 | 69 | 55 | 212944811
TRANE | 4TWL9036A1 | 4PX*CD60BS3 | S8V2C080M5PDA+RP | 37400 | 33000 | 17.5 | 11.7 | 8.5 | 2.28 | 70 | 55 | 212944812
TRANE | 4TWL9036A1 | 4PX*CD60BS3 | S8V2C100M5PDA+RP | 37600 | 33200 | 17.5 | 11.7 | 8.5 | 2.27 | 70 | 55 | 212944813
TRANE | 4TWL9036A1 | 4PX*CU42BS3 | S8V2C080M5PDA+RP | 36800 | 34000 | 17 | 11.7 | 8.7 | 2.32 | 69 | 54 | 212944816
TRANE | 4TWL9036A1 | 4PX*CU48BS3 | S8V2C080M5PDA+RP | 37000 | 33600 | 17.5 | 11.7 | 8.7 | 2.33 | 70 | 55 | 212944818
TRANE | 4TWL9036A1 | 4PX*CU48BS3 | S8V2C100M5PDA+RP | 37200 | 33600 | 17.5 | 11.7 | 8.7 | 2.32 | 70 | 55 | 212944819
TRANE | 4TWL9036A1 | 4PX*CU60BS3 | S8V2C080M5PDA+RP | 37400 | 33200 | 17.5 | 11.7 | 8.7 | 2.33 | 70 | 55 | 212944820
TRANE | 4TWL9036A1 | 4PX*CU60BS3 | S8V2C100M5PDA+RP | 37600 | 33200 | 17.5 | 11.7 | 8.7 | 2.32 | 70 | 55 | 212944821
TRANE | 4TWL9036A1 | 4PX*DD60BS3 | S8V2D120M5PDA+RP | 37200 | 33200 | 17.5 | 11.7 | 8.7 | 2.31 | 70 | 55 | 212944822
TRANE | 4TWL9036A1 | 4PX*DU48BS3 | S8V2D120M5PDA+RP | 37400 | 33600 | 17.5 | 11.7 | 8.7 | 2.34 | 70 | 55 | 212944823
TRANE | 4TWL9036A1 | 4PX*DU60BS3 | S8V2D120M5PDA+RP | 38000 | 33200 | 18 | 12 | 8.7 | 2.34 | 70 | 55 | 212944824
TRANE | 4TWL9036A1 | 4TXCC007DS3 | S8V2C080M5PDA+RP | 37000 | 33600 | 17.5 | 11.7 | 8.7 | 2.32 | 70 | 55 | 212944833
TRANE | 4TWL9036A1 | 4TXCC007DS3 | S8V2C100M5PDA+RP | 37200 | 33600 | 17.5 | 11.7 | 8.7 | 2.32 | 70 | 55 | 212944834
TRANE | 4TWL9036A1 | 4TXCC009DS3 | S8V2C080M5PDA+RP | 37400 | 33200 | 17.5 | 11.7 | 8.7 | 2.33 | 70 | 55 | 212944835
TRANE | 4TWL9036A1 | 4TXCC009DS3 | S8V2C100M5PDA+RP | 37600 | 33200 | 17.5 | 11.7 | 8.7 | 2.32 | 70 | 55 | 212944836
TRANE | 4TWL9036A1 | 4TXCD008DS3 | S8V2D120M5PDA+RP | 37400 | 33600 | 17.5 | 11.7 | 8.7 | 2.33 | 70 | 55 | 212944837
TRANE | 4TWL9036A1 | 4TXCD010DS3 | S8V2D120M5PDA+RP | 38000 | 33200 | 18 | 12 | 8.7 | 2.34 | 70 | 55 | 212944838
TRANE | 4TWL9048A1 | 4PX*CD60BS3 | S8V2C080M5PDA+RP | 48500 | 43500 | 19 | 11.7 | 8.7 | 2.22 | 73 | 58 | 212944842
TRANE | 4TWL9048A1 | 4PX*CU60BS3 | S8V2C100M5PDA+RP | 48500 | 43500 | 19 | 11.7 | 8.7 | 2.26 | 74 | 59 | 212944847
TRANE | 4TWL9048A1 | 4PX*CU60BS3 | S8V2C080M5PDA+RP | 48500 | 43000 | 19 | 11.7 | 8.7 | 2.28 | 74 | 59 | 212944848
TRANE | 4TWL9048A1 | 4PX*DU48BS3 | S8V2D120M5PDA+RP | 48000 | 44000 | 19 | 11.7 | 9 | 2.27 | 74 | 59 | 212944851
TRANE | 4TWL9048A1 | 4PX*DU60BS3 | S8V2D120M5PDA+RP | 49000 | 43500 | 19 | 11.7 | 9 | 2.29 | 73 | 59 | 212944852
TRANE | 4TWL9048A1 | 4PX*DU60BS3 | S8V2C080M5PDA+RP | 47000 | 42000 | 19 | 11.7 | 8.7 | 2.22 | 73 | 59 | 212944853
TRANE | 4TWL9048A1 | 4TXCC009DS3 | S8V2C080M5PDA+RP | 48500 | 43000 | 19 | 11.7 | 8.7 | 2.28 | 74 | 59 | 212944859
TRANE | 4TWL9048A1 | 4TXCC009DS3 | S8V2C100M5PDA+RP | 48500 | 43500 | 19 | 11.7 | 8.7 | 2.26 | 74 | 59 | 212944860
TRANE | 4TWL9048A1 | 4TXCD008DS3 | S8V2D120M5PDA+RP | 48000 | 44000 | 19 | 11.7 | 9 | 2.27 | 73 | 59 | 212944861
TRANE | 4TWL9048A1 | 4TXCD010DS3 | S8V2D120M5PDA+RP | 49000 | 43500 | 19 | 11.7 | 9 | 2.29 | 73 | 59 | 212944862
TRANE | 4TWL9048A1 | 4TXCD010DS3 | S8V2C080M5PDA+RP | 47000 | 42000 | 19 | 11.7 | 8.7 | 2.22 | 73 | 59 | 212944863
AMERICAN STANDARD | 4A6H6030H1 | TAMXB0B30V31 |  | 29000 | 27600 | 15.2 | 12 | 8.1 | 2.15 | 64 | 49 | 211219855
AMERICAN STANDARD | 4A6H6030H1 | TEM4B0C37M31+TDR |  | 29600 | 27400 | 15.2 | 12 | 8.1 | 2.18 | 65 | 49 | 211219858
AMERICAN STANDARD | 4A6H6030H1 | TEM6A0C42H41+TDR |  | 29400 | 27400 | 15.2 | 12 | 8.1 | 2.21 | 65 | 49 | 211219859
AMERICAN STANDARD | 4A6H6030H1 | TEM6B0C60H51+TDR |  | 29800 | 27000 | 15.2 | 12 | 8.1 | 2.24 | 65 | 50 | 211219860
AMERICAN STANDARD | 4A6H6030H1 | TEM8A0C42V41+TDR |  | 29000 | 27400 | 15.2 | 12 | 8.1 | 2.21 | 64 | 49 | 211219862
AMERICAN STANDARD | 4A6H6030H1 | TEM8B0C60V51+TDR |  | 30200 | 27200 | 15.2 | 12 | 8.1 | 2.25 | 65 | 49 | 211219863
AMERICAN STANDARD | 4A6V7X36A1 | 4PX*CU48BS3 | S8V2C080M5PDB | 34800 | 32200 | 17 | 12 | 8.2 | 1.8 | 81 | 63 | 214639698
TRANE | 4TWV7X36A1 | 4PX*CU48BS3 | S8V2C080M5PDB | 34800 | 32200 | 17 | 12 | 8.2 | 1.8 | 81 | 63 | 214639697
AMERICAN STANDARD | 4A6V7X36A1 | 4PX*CU42BS3 | S8V2C100M5PCB | 35200 | 32800 | 17 | 12 | 8.2 | 1.8 | 81 | 62 | 214639696
TRANE | 4TWV7X36A1 | 4PX*CU42BS3 | S8V2C100M5PCB | 35200 | 32800 | 17 | 12 | 8.2 | 1.8 | 81 | 62 | 214639695
AMERICAN STANDARD | 4A6V7X36A1 | 4PX*CU42BS3 | S8V2C100M5PDB | 35200 | 32800 | 17 | 12 | 8.2 | 1.8 | 81 | 62 | 214639694
TRANE | 4TWV7X36A1 | 4PX*CU42BS3 | S8V2C100M5PDB | 35200 | 32800 | 17 | 12 | 8.2 | 1.8 | 81 | 62 | 214639693
AMERICAN STANDARD | 4A6V7X36A1 | 4PX*CU42BS3 | S8V2C080M5PDB | 34800 | 32800 | 17 | 12 | 8.2 | 1.8 | 80 | 62 | 214639692
TRANE | 4TWV7X36A1 | 4PX*CU42BS3 | S8V2C080M5PDB | 34800 | 32800 | 17 | 12 | 8.2 | 1.8 | 80 | 62 | 214639691
AMERICAN STANDARD | 4A6V7X36A1 | 4PX*CU42BS3 | S8V2C080M5PCB | 34800 | 32800 | 17 | 12 | 8.2 | 1.8 | 80 | 62 | 214639690
TRANE | 4TWV7X36A1 | 4PX*CU42BS3 | S8V2C080M5PCB | 34800 | 32800 | 17 | 12 | 8.2 | 1.8 | 80 | 62 | 214639689
AMERICAN STANDARD | 4A6V7X36A1 | 4PX*CU36BS3 | S8V2C100M5PDB | 34000 | 31800 | 17 | 11.7 | 8.2 | 1.8 | 82 | 64 | 214639688
TRANE | 4TWV7X36A1 | 4PX*CU36BS3 | S8V2C100M5PDB | 34000 | 31800 | 17 | 11.7 | 8.2 | 1.8 | 82 | 64 | 214639687
AMERICAN STANDARD | 4A6V7X36A1 | 4PX*CU36BS3 | S8V2C080M5PDB | 33800 | 31600 | 17 | 11.7 | 8.2 | 1.8 | 82 | 64 | 214639686
TRANE | 4TWV7X36A1 | 4PX*CU36BS3 | S8V2C080M5PDB | 33800 | 31600 | 17 | 11.7 | 8.2 | 1.8 | 82 | 64 | 214639685
AMERICAN STANDARD | 4A6V7X36A1 | 4PX*CU36BS3 | S8V2C080M5PCB | 33800 | 31600 | 17 | 11.7 | 8.2 | 1.8 | 82 | 64 | 214639684
TRANE | 4TWV7X36A1 | 4PX*CU36BS3 | S8V2C080M5PCB | 33800 | 31600 | 17 | 11.7 | 8.2 | 1.8 | 82 | 64 | 214639683
AMERICAN STANDARD | 4A6V7X36A1 | 4PX*BU42BS3 | S8V2B080M4PDB | 35200 | 33000 | 17 | 12 | 8.2 | 1.8 | 81 | 63 | 214639654
TRANE | 4TWV7X36A1 | 4PX*BU42BS3 | S8V2B080M4PDB | 35200 | 33000 | 17 | 12 | 8.2 | 1.8 | 81 | 63 | 214639653
AMERICAN STANDARD | 4A6V7X36A1 | 4PX*BU42BS3 | S8V2B080M4PCB | 35200 | 33000 | 17 | 12 | 8.2 | 1.8 | 81 | 63 | 214639652
TRANE | 4TWV7X36A1 | 4PX*BU42BS3 | S8V2B080M4PCB | 35200 | 33000 | 17 | 12 | 8.2 | 1.8 | 81 | 63 | 214639651
AMERICAN STANDARD | 4A6V7X36A1 | 4PX*BU42BS3 | S8V2B060M4PCB | 35200 | 33000 | 17 | 12 | 8.2 | 1.8 | 81 | 63 | 214639646
TRANE | 4TWV7X36A1 | 4PX*BU42BS3 | S8V2B060M4PCB | 35200 | 33000 | 17 | 12 | 8.2 | 1.8 | 81 | 63 | 214639645
AMERICAN STANDARD | 4A6V7X36A1 | 4PX*BU42BS3 | S8V2B060M4PDB | 35200 | 33000 | 17 | 12 | 8.2 | 1.8 | 81 | 63 | 214639644
TRANE | 4TWV7X36A1 | 4PX*BU42BS3 | S8V2B060M4PDB | 35200 | 33000 | 17 | 12 | 8.2 | 1.8 | 81 | 63 | 214639643
AMERICAN STANDARD | 4A6V7X36A1 | 4PX*BU36BS3 | S8V2B080M4PDB | 34200 | 32000 | 17 | 11.7 | 8.2 | 1.8 | 82 | 64 | 214639642
TRANE | 4TWV7X36A1 | 4PX*BU36BS3 | S8V2B080M4PDB | 34200 | 32000 | 17 | 11.7 | 8.2 | 1.8 | 82 | 64 | 214639641
AMERICAN STANDARD | 4A6V7X36A1 | 4PX*BU36BS3 | S8V2B060M4PCB | 34200 | 32000 | 17 | 11.7 | 8.2 | 1.8 | 83 | 64 | 214639634
TRANE | 4TWV7X36A1 | 4PX*BU36BS3 | S8V2B060M4PCB | 34200 | 32000 | 17 | 11.7 | 8.2 | 1.8 | 83 | 64 | 214639633
AMERICAN STANDARD | 4A6V7X36A1 | 4PX*BU36BS3 | S8V2B060M4PDB | 34200 | 32000 | 17 | 11.7 | 8.2 | 1.8 | 83 | 64 | 214639632
TRANE | 4TWV7X36A1 | 4PX*BU36BS3 | S8V2B060M4PDB | 34200 | 32000 | 17 | 11.7 | 8.2 | 1.8 | 83 | 64 | 214639631
AMERICAN STANDARD | 4A6L9048A1 | 4PX*DU60BS3 | S8V2C080M5PDA+RP | 47000 | 42000 | 19 | 11.7 | 8.7 | 2.22 | 73 | 59 | 212944951
AMERICAN STANDARD | 4A6L9048A1 | 4PX*DU60BS3 | S8V2D120M5PDA+RP | 49000 | 43500 | 19 | 11.7 | 9 | 2.29 | 73 | 59 | 212944950
AMERICAN STANDARD | 4A6L9048A1 | 4PX*DU48BS3 | S8V2D120M5PDA+RP | 48000 | 44000 | 19 | 11.7 | 9 | 2.27 | 74 | 59 | 212944949
AMERICAN STANDARD | 4A6L9048A1 | 4PX*CU60BS3 | S8V2C080M5PDA+RP | 48500 | 43000 | 19 | 11.7 | 8.7 | 2.28 | 74 | 59 | 212944946
AMERICAN STANDARD | 4A6L9048A1 | 4PX*CU60BS3 | S8V2C100M5PDA+RP | 48500 | 43500 | 19 | 11.7 | 8.7 | 2.26 | 74 | 59 | 212944945
AMERICAN STANDARD | 4A6L9048A1 | 4PX*CD60BS3 | S8V2C080M5PDA+RP | 48500 | 43500 | 19 | 11.7 | 8.7 | 2.22 | 73 | 58 | 212944940
AMERICAN STANDARD | 4A6L9036A1 | 4TXCD010DS3 | S8V2D120M5PDA+RP | 38000 | 33200 | 18 | 12 | 8.7 | 2.34 | 70 | 55 | 212944936
AMERICAN STANDARD | 4A6L9036A1 | 4TXCD008DS3 | S8V2D120M5PDA+RP | 37400 | 33600 | 17.5 | 11.7 | 8.7 | 2.33 | 70 | 55 | 212944935
AMERICAN STANDARD | 4A6L9036A1 | 4TXCC009DS3 | S8V2C100M5PDA+RP | 37600 | 33200 | 17.5 | 11.7 | 8.7 | 2.32 | 70 | 55 | 212944934
AMERICAN STANDARD | 4A6L9036A1 | 4TXCC009DS3 | S8V2C080M5PDA+RP | 37400 | 33200 | 17.5 | 11.7 | 8.7 | 2.33 | 70 | 55 | 212944933
AMERICAN STANDARD | 4A6L9036A1 | 4TXCC007DS3 | S8V2C100M5PDA+RP | 37200 | 33600 | 17.5 | 11.7 | 8.7 | 2.32 | 70 | 55 | 212944932
AMERICAN STANDARD | 4A6L9036A1 | 4TXCC007DS3 | S8V2C080M5PDA+RP | 37000 | 33600 | 17.5 | 11.7 | 8.7 | 2.32 | 70 | 55 | 212944931
AMERICAN STANDARD | 4A6L9036A1 | 4PX*DU60BS3 | S8V2D120M5PDA+RP | 38000 | 33200 | 18 | 12 | 8.7 | 2.34 | 70 | 55 | 212944922
AMERICAN STANDARD | 4A6L9036A1 | 4PX*DU48BS3 | S8V2D120M5PDA+RP | 37400 | 33600 | 17.5 | 11.7 | 8.7 | 2.34 | 70 | 55 | 212944921
AMERICAN STANDARD | 4A6L9036A1 | 4PX*DD60BS3 | S8V2D120M5PDA+RP | 37200 | 33200 | 17.5 | 11.7 | 8.7 | 2.31 | 70 | 55 | 212944920
AMERICAN STANDARD | 4A6L9036A1 | 4PX*CU60BS3 | S8V2C100M5PDA+RP | 37600 | 33200 | 17.5 | 11.7 | 8.7 | 2.32 | 70 | 55 | 212944919
AMERICAN STANDARD | 4A6L9036A1 | 4PX*CU60BS3 | S8V2C080M5PDA+RP | 37400 | 33200 | 17.5 | 11.7 | 8.7 | 2.33 | 70 | 55 | 212944918
AMERICAN STANDARD | 4A6L9036A1 | 4PX*CU48BS3 | S8V2C100M5PDA+RP | 37200 | 33600 | 17.5 | 11.7 | 8.7 | 2.32 | 70 | 55 | 212944917
AMERICAN STANDARD | 4A6L9036A1 | 4PX*CU48BS3 | S8V2C080M5PDA+RP | 37000 | 33600 | 17.5 | 11.7 | 8.7 | 2.33 | 70 | 55 | 212944916
AMERICAN STANDARD | 4A6L6036A1 | 4PX*CU48BS3 | *UD2C080A9V4 | 36400 | 33200 | 15.2 | 12 | 8.1 | 2.1 | 65 | 50 | 10602502
AMERICAN STANDARD | 4A6L6036A1 | 4PX*CU42BS3 | *UD2C100A9V5 | 36600 | 34000 | 15.2 | 12 | 8.1 | 2.1 | 64 | 50 | 10602496
AMERICAN STANDARD | 4A6L6036A1 | 4PX*CU42BS3 | *UD2C080A9V4 | 36000 | 33800 | 15.2 | 12 | 8.1 | 2.1 | 65 | 50 | 10602488
AMERICAN STANDARD | 4A6L6036A1 | 4PX*CU42BS3 | *UD2C080B9V4 | 36200 | 34000 | 15.2 | 12 | 8.1 | 2.1 | 65 | 50 | 10602486
AMERICAN STANDARD | 4A6L6036A1 | 4PX*CU42BS3 | *UD2C100B9V5 | 36000 | 34000 | 15.2 | 12 | 8.1 | 2.1 | 65 | 49 | 10602482
AMERICAN STANDARD | 4A6L6036A1 | 4PX*CU42BS3 | S9V2C100U5PSB | 36600 | 34000 | 15.2 | 12 | 8.1 | 2.1 | 65 | 49 | 10602474
TRANE | 4TWX8048A1 | TEM6A0C42H41+TDR |  | 44500 | 48000 | 16 | 12 | 8.1 | 2 | 65 | 49 | 8310248
AMERICAN STANDARD | 4A6H7048A1 | TEM6A0C42H41+TDR |  | 44500 | 48000 | 16 | 12 | 8.1 | 2 | 65 | 49 | 8310247
TRANE | 4TWR7048A1 | TEM6A0D48H41+TDR |  | 45500 | 48000 | 16 | 12 | 8.1 | 2.1 | 65 | 50 | 7793616
AMERICAN STANDARD | 4A6V7X48A1 | 4TXCD008DS3 | S8V2D120M5PCB | 46000 | 45000 | 17 | 11.7 | 8.2 | 1.8 | 84 | 64 | 214639854
TRANE | 4TWV7X48A1 | 4TXCD008DS3 | S8V2D120M5PCB | 46000 | 45000 | 17 | 11.7 | 8.2 | 1.8 | 84 | 64 | 214639853
AMERICAN STANDARD | 4A6V7X48A1 | 4TXCC009DS3 | S8V2C100M5PDB | 46500 | 44500 | 17 | 11.7 | 8.2 | 1.8 | 84 | 64 | 214639852
TRANE | 4TWV7X48A1 | 4TXCC009DS3 | S8V2C100M5PDB | 46500 | 44500 | 17 | 11.7 | 8.2 | 1.8 | 84 | 64 | 214639851
AMERICAN STANDARD | 4A6V7X48A1 | 4TXCC009DS3 | S8V2C100M5PCB | 46500 | 44500 | 17 | 11.7 | 8.2 | 1.8 | 84 | 64 | 214639850
TRANE | 4TWV7X48A1 | 4TXCC009DS3 | S8V2C100M5PCB | 46500 | 44500 | 17 | 11.7 | 8.2 | 1.8 | 84 | 64 | 214639849
AMERICAN STANDARD | 4A6V7X48A1 | 4TXCC009DS3 | S8V2C080M5PCB | 46500 | 44500 | 17 | 11.7 | 8.2 | 1.8 | 83 | 64 | 214639848
TRANE | 4TWV7X48A1 | 4TXCC009DS3 | S8V2C080M5PCB | 46500 | 44500 | 17 | 11.7 | 8.2 | 1.8 | 83 | 64 | 214639847
AMERICAN STANDARD | 4A6V7X48A1 | 4TXCC009DS3 | S8V2C080M5PDB | 46500 | 44500 | 17 | 11.7 | 8.2 | 1.8 | 83 | 64 | 214639846
TRANE | 4TWV7X48A1 | 4TXCC009DS3 | S8V2C080M5PDB | 46500 | 44500 | 17 | 11.7 | 8.2 | 1.8 | 83 | 64 | 214639845
AMERICAN STANDARD | 4A6V7X48A1 | 4PX*DU60BS3 | S8V2D120M5PDB | 47000 | 44500 | 17 | 12 | 8.2 | 1.8 | 83 | 64 | 214639822
TRANE | 4TWV7X48A1 | 4PX*DU60BS3 | S8V2D120M5PDB | 47000 | 44500 | 17 | 12 | 8.2 | 1.8 | 83 | 64 | 214639821
AMERICAN STANDARD | 4A6V7X48A1 | 4PX*DU60BS3 | S8V2C080M5PCB | 45000 | 43000 | 17 | 12 | 8.2 | 1.8 | 83 | 64 | 214639820
TRANE | 4TWV7X48A1 | 4PX*DU60BS3 | S8V2C080M5PCB | 45000 | 43000 | 17 | 12 | 8.2 | 1.8 | 83 | 64 | 214639819
AMERICAN STANDARD | 4A6V7X48A1 | 4PX*DU60BS3 | S8V2C080M5PDB | 45000 | 43000 | 17 | 12 | 8.2 | 1.8 | 83 | 64 | 214639818
TRANE | 4TWV7X48A1 | 4PX*DU60BS3 | S8V2C080M5PDB | 45000 | 43000 | 17 | 12 | 8.2 | 1.8 | 83 | 64 | 214639817
AMERICAN STANDARD | 4A6V7X48A1 | 4PX*DU60BS3 | S8V2C100M5PCB | 45500 | 43000 | 17 | 11.7 | 8.2 | 1.8 | 84 | 64 | 214639816
TRANE | 4TWV7X48A1 | 4PX*DU60BS3 | S8V2C100M5PCB | 45500 | 43000 | 17 | 11.7 | 8.2 | 1.8 | 84 | 64 | 214639815
AMERICAN STANDARD | 4A6V7X48A1 | 4PX*DU60BS3 | S8V2C100M5PDB | 45500 | 43000 | 17 | 11.7 | 8.2 | 1.8 | 84 | 64 | 214639814
TRANE | 4TWV7X48A1 | 4PX*DU60BS3 | S8V2C100M5PDB | 45500 | 43000 | 17 | 11.7 | 8.2 | 1.8 | 84 | 64 | 214639813
AMERICAN STANDARD | 4A6V7X48A1 | 4PX*DU60BS3 | S8V2D120M5PCB | 47000 | 44500 | 17 | 12 | 8.2 | 1.8 | 83 | 64 | 214639812
TRANE | 4TWV7X48A1 | 4PX*DU60BS3 | S8V2D120M5PCB | 47000 | 44500 | 17 | 12 | 8.2 | 1.8 | 83 | 64 | 214639811
AMERICAN STANDARD | 4A6V7X48A1 | 4PX*DU48BS3 | S8V2D120M5PCB | 46000 | 45000 | 17 | 11.7 | 8.2 | 1.8 | 84 | 64 | 214639804
TRANE | 4TWV7X48A1 | 4PX*DU48BS3 | S8V2D120M5PCB | 46000 | 45000 | 17 | 11.7 | 8.2 | 1.8 | 84 | 64 | 214639803
AMERICAN STANDARD | 4A6V7X48A1 | 4PX*DU48BS3 | S8V2D120M5PDB | 46000 | 45000 | 17 | 11.7 | 8.2 | 1.8 | 84 | 64 | 214639802
TRANE | 4TWV7X48A1 | 4PX*DU48BS3 | S8V2D120M5PDB | 46000 | 45000 | 17 | 11.7 | 8.2 | 1.8 | 84 | 64 | 214639801
AMERICAN STANDARD | 4A6V7X48A1 | 4PX*DD60BS3+HORIZ-RT | S8V2D120M5PDB | 46000 | 44500 | 17 | 11.7 | 8.2 | 1.8 | 83 | 64 | 214639796
TRANE | 4TWV7X48A1 | 4PX*DD60BS3+HORIZ-RT | S8V2D120M5PDB | 46000 | 44500 | 17 | 11.7 | 8.2 | 1.8 | 83 | 64 | 214639795
AMERICAN STANDARD | 4A6V7X48A1 | 4PX*DD60BS3+HORIZ-RT | S8V2D120M5PCB | 46000 | 44500 | 17 | 11.7 | 8.2 | 1.8 | 83 | 64 | 214639788
TRANE | 4TWV7X48A1 | 4PX*DD60BS3+HORIZ-RT | S8V2D120M5PCB | 46000 | 44500 | 17 | 11.7 | 8.2 | 1.8 | 83 | 64 | 214639787
TRANE | 4TWL5030N1 | 4TXCB003DS3 | *UD2B060A9V3 | 28600 | 29600 | 15.2 | 12 | 8.1 | 2.11 | 65 | 50 | 211596183
AMERICAN STANDARD | 4A6H6036H1 | TEM4A0C42S41+TDR |  | 35800 | 33600 | 15.2 | 12 | 8.1 | 2.2 | 66 | 51 | 8938609
TRANE | 4TWX7048E1 | 4PX*DU60BS3+P0V0D000M50SC |  | 48000 | 48000 | 17 | 12.5 | 8.1 | 2.09 | 65 | 49 | 211597250
AMERICAN STANDARD | 4A6V7X36A1 | 4PX*CU48BS3 | S8V2C100M5PDB | 35200 | 32400 | 17 | 12 | 8.2 | 1.8 | 81 | 63 | 214639700
TRANE | 4TWV7X36A1 | 4PX*CU48BS3 | S8V2C100M5PDB | 35200 | 32400 | 17 | 12 | 8.2 | 1.8 | 81 | 63 | 214639699
AMERICAN STANDARD | 4A6V8X24A1 | 4PX*BU36BS3 | S9V2B060U4PSC+RP | 24000 | 20800 | 18 | 12.5 | 8.5 | 1.8 | 81 | 62 | 214639934
TRANE | 4TWV8X24A1 | 4PX*BU36BS3 | S9V2B060U4PSC+RP | 24000 | 20800 | 18 | 12.5 | 8.5 | 1.8 | 81 | 62 | 214639933
AMERICAN STANDARD | 4A6V8X24A1 | 4PX*BU36BS3 | S9V2B080U4PSC+RP | 23800 | 20800 | 18 | 12.5 | 8.5 | 1.8 | 81 | 62 | 214639932
TRANE | 4TWV8X24A1 | 4PX*BU36BS3 | S9V2B080U4PSC+RP | 23800 | 20800 | 18 | 12.5 | 8.5 | 1.8 | 81 | 62 | 214639931
AMERICAN STANDARD | 4A6V7X48A1 | 4TXCD010DS3 | S8V2C080M5PCB | 45000 | 43000 | 17 | 12 | 8.2 | 1.8 | 83 | 64 | 214639870
TRANE | 4TWV7X48A1 | 4TXCD010DS3 | S8V2C080M5PCB | 45000 | 43000 | 17 | 12 | 8.2 | 1.8 | 83 | 64 | 214639869
AMERICAN STANDARD | 4A6V7X48A1 | 4TXCD010DS3 | S8V2D120M5PDB | 47000 | 44500 | 17 | 12 | 8.2 | 1.8 | 83 | 64 | 214639868
TRANE | 4TWV7X48A1 | 4TXCD010DS3 | S8V2D120M5PDB | 47000 | 44500 | 17 | 12 | 8.2 | 1.8 | 83 | 64 | 214639867
AMERICAN STANDARD | 4A6V7X48A1 | 4TXCD010DS3 | S8V2C100M5PCB | 45500 | 43000 | 17 | 11.7 | 8.2 | 1.8 | 84 | 64 | 214639866
TRANE | 4TWV7X48A1 | 4TXCD010DS3 | S8V2C100M5PCB | 45500 | 43000 | 17 | 11.7 | 8.2 | 1.8 | 84 | 64 | 214639865
AMERICAN STANDARD | 4A6V7X48A1 | 4TXCD010DS3 | S8V2C100M5PDB | 45500 | 43000 | 17 | 11.7 | 8.2 | 1.8 | 84 | 64 | 214639864
TRANE | 4TWV7X48A1 | 4TXCD010DS3 | S8V2C100M5PDB | 45500 | 43000 | 17 | 11.7 | 8.2 | 1.8 | 84 | 64 | 214639863
AMERICAN STANDARD | 4A6V7X48A1 | 4TXCD010DS3 | S8V2C080M5PDB | 45000 | 43000 | 17 | 12 | 8.2 | 1.8 | 83 | 64 | 214639862
TRANE | 4TWV7X48A1 | 4TXCD010DS3 | S8V2C080M5PDB | 45000 | 43000 | 17 | 12 | 8.2 | 1.8 | 83 | 64 | 214639861
TRANE | 4TWL5036N1 | 4TXCB006DS3 | S8V2B080M4PDA | 34600 | 32200 | 15.2 | 12 | 8.1 | 2.02 | 62 | 46 | 211596238
TRANE | 4TWL5036N1 | 4TXCB006DS3 | S8V2B060M4PDA | 34600 | 32200 | 15.2 | 12 | 8.1 | 2.02 | 62 | 46 | 211596237
TRANE | 4TWL5036N1 | 4PX*BU48BS3 | S8V2B060M4PDA | 34600 | 32200 | 15.2 | 12 | 8.1 | 2.02 | 62 | 46 | 211596223
TRANE | 4TWL5036N1 | 4PX*BU48BS3 | S8V2B080M4PDA | 34600 | 32200 | 15.2 | 12 | 8.1 | 2.02 | 62 | 46 | 211596222
TRANE | 4TWL5036N1 | 4PX*BU42BS3 | S8V2B080M4PDA | 34600 | 32600 | 15.2 | 12 | 8.1 | 2 | 62 | 46 | 211596220
TRANE | 4TWL5036N1 | 4PX*BU42BS3 | S8V2B060M4PDA | 34600 | 32600 | 15.2 | 12 | 8.1 | 2.01 | 62 | 46 | 211596218
TRANE | 4TWL5030N1 | 4TXFH036CZ3 | *DD2B060A9V3 | 29600 | 26800 | 15.2 | 12 | 8.1 | 2.17 | 68 | 53 | 211596204
TRANE | 4TWL5030N1 | 4TXFH036CZ3 | *DD2B080A9V3 | 29600 | 26800 | 15.2 | 12 | 8.1 | 2.17 | 67 | 53 | 211596203
TRANE | 4TWV8X36A1 | 4TXCB004DS3+P0V0B000M40SC+RP |  | 32800 | 30000 | 17.5 | 11.7 | 8.1 | 1.78 | 83 | 65 | 207805599
TRANE | 4TWV8X36A1 | 4PX*BU42BS3+P0V0B000M40SC+RP |  | 33800 | 31200 | 18 | 12 | 8.2 | 1.81 | 81 | 63 | 207805596
TRANE | 4TWV8X36A1 | 4PX*BU36BS3+P0V0B000M40SC+RP |  | 32800 | 30000 | 17.5 | 11.7 | 8.1 | 1.78 | 83 | 65 | 207805595
TRANE | 4TWV0X60A1 | 4TXCD010DS3+P0V0D000M50SC+RP |  | 54000 | 51500 | 19.5 | 12 | 8.2 | 1.75 | 96 | 76 | 207805591
TRANE | 4TWV0X60A1 | 4PX*DU60BS3+P0V0D000M50SC+RP |  | 54000 | 51500 | 19.5 | 12 | 8.2 | 1.75 | 96 | 76 | 207805585
TRANE | 4TWV0X48A1 | 4TXCD010DS3+P0V0D000M50SC+RP |  | 47000 | 42000 | 20 | 12 | 8.5 | 1.85 | 85 | 66 | 207805579
TRANE | 4TWV0X48A1 | 4TXCD010DS3+P0V0C000M50SC+RP |  | 45500 | 41000 | 19.5 | 12 | 8.2 | 1.78 | 85 | 66 | 207805578
TRANE | 4TWV0X48A1 | 4TXCD008DS3+P0V0D000M50SC+RP |  | 46000 | 42500 | 19.5 | 12 | 8.5 | 1.8 | 85 | 66 | 207805576
TRANE | 4TWV0X48A1 | 4TXCC009DS3+P0V0C000M50SC+RP |  | 47000 | 42000 | 20 | 12 | 8.5 | 1.83 | 86 | 67 | 207805575
TRANE | 4TWV0X48A1 | 4TXCC007DS3+P0V0C000M50SC+RP |  | 46000 | 42500 | 19.5 | 11.7 | 8.5 | 1.78 | 86 | 66 | 207805574
TRANE | 4TWV0X48A1 | 4PX*DU60BS3+P0V0C000M50SC+RP |  | 45500 | 41000 | 19.5 | 12 | 8.2 | 1.78 | 85 | 66 | 207805572
TRANE | 4TWV0X48A1 | 4PX*DU60BS3+P0V0D000M50SC+RP |  | 47000 | 42000 | 20 | 12 | 8.5 | 1.85 | 85 | 66 | 207805571
TRANE | 4TWV0X48A1 | 4PX*DU48BS3+P0V0D000M50SC+RP |  | 46000 | 42500 | 19.5 | 12 | 8.5 | 1.8 | 85 | 66 | 207805569
TRANE | 4TWV0X48A1 | 4PX*DD60BS3+P0V0D000M50SC+RP |  | 46000 | 42000 | 19.5 | 11.7 | 8.5 | 1.8 | 85 | 66 | 207805566
TRANE | 4TWV0X48A1 | 4PX*CU60BS3+P0V0C000M50SC+RP |  | 47000 | 42000 | 20 | 12 | 8.5 | 1.83 | 86 | 67 | 207805564
TRANE | 4TWV0X48A1 | 4PX*CU48BS3+P0V0C000M50SC+RP |  | 46000 | 42500 | 19.5 | 11.7 | 8.5 | 1.78 | 86 | 66 | 207805563
TRANE | 4TWV0X48A1 | 4PX*CD60BS3+P0V0C000M50SC+RP |  | 47000 | 42000 | 19.5 | 12 | 8.2 | 1.76 | 86 | 67 | 207805560
TRANE | 4TWV0X36A1 | 4TXCB004DS3+P0V0B000M40SC+RP |  | 33200 | 30600 | 17.5 | 12 | 8.2 | 1.78 | 82 | 64 | 207805558
TRANE | 4TWV0X36A1 | 4PX*BU42BS3+P0V0A000M30SC+RP |  | 33000 | 31200 | 19.5 | 12 | 8.2 | 1.75 | 80 | 62 | 207805556
TRANE | 4TWV0X36A1 | 4PX*BU42BS3+P0V0B000M40SC+RP |  | 34000 | 31800 | 18 | 12.7 | 8.5 | 1.81 | 81 | 62 | 207805555
TRANE | 4TWV0X36A1 | 4PX*BU36BS3+P0V0B000M40SC+RP |  | 33200 | 30600 | 17.5 | 12 | 8.2 | 1.79 | 82 | 64 | 207805554
TRANE | 4TWR7048A1 | TEM6A0C42H41+TDR |  | 44500 | 48000 | 16 | 12 | 8.1 | 2 | 65 | 49 | 201785363
AMERICAN STANDARD | 4A6L6042A1 | TEM8A0C48V41+TDR |  | 42500 | 39000 | 15.2 | 12 | 8.1 | 2.2 | 67 | 53 | 10603300
AMERICAN STANDARD | 4A6L6036A1 | TEM8A0C48V41+TDR |  | 37800 | 33000 | 15.2 | 12 | 8.1 | 2.2 | 65 | 50 | 10602911
AMERICAN STANDARD | 4A6L6036A1 | TEM8A0C42V41+TDR |  | 35800 | 33400 | 15.2 | 12 | 8.1 | 2.2 | 65 | 49 | 10602910
AMERICAN STANDARD | 4A6L6036A1 | TEM8A0C36V31+TDR |  | 36000 | 33400 | 15.2 | 12 | 8.1 | 2.1 | 65 | 49 | 10602909
AMERICAN STANDARD | 4A6L6036A1 | TEM6A0C42H41+TDR |  | 36400 | 33600 | 15.2 | 12 | 8.1 | 2.1 | 64 | 49 | 10602905
AMERICAN STANDARD | 4A6L6036A1 | TEM6A0C36H31+TDR |  | 36400 | 33600 | 15.2 | 12 | 8.1 | 2.1 | 64 | 49 | 10602904
AMERICAN STANDARD | 4A6L6036A1 | TAM9A0C36V31 |  | 36400 | 33000 | 15.2 | 12 | 8.1 | 2.1 | 65 | 50 | 10602900
AMERICAN STANDARD | 4A6L6036A1 | TAM9A0B30V31 |  | 35600 | 33200 | 15.2 | 12 | 8.1 | 2.1 | 66 | 51 | 10602899
AMERICAN STANDARD | 4A6L6036A1 | 4TXCD008DS3 | *UD2D120B9V5 | 37000 | 33600 | 15.2 | 12 | 8.1 | 2.1 | 64 | 50 | 10602731
AMERICAN STANDARD | 4A6L6036A1 | 4TXCD008DS3 | *UD2D120A9V5 | 36400 | 33000 | 15.2 | 12 | 8.1 | 2.1 | 65 | 50 | 10602729
AMERICAN STANDARD | 4A6L6036A1 | 4TXCC007DS3 | *UD2C080A9V4 | 36400 | 33200 | 15.2 | 12 | 8.1 | 2.1 | 65 | 50 | 10602725
AMERICAN STANDARD | 4A6L6036A1 | 4TXCC007DS3 | *UD2C100B9V5 | 36000 | 33000 | 15.2 | 12 | 8.1 | 2.1 | 65 | 50 | 10602716
AMERICAN STANDARD | 4A6L6036A1 | 4TXCC007DS3 | *UD2C100A9V5 | 36600 | 33400 | 15.2 | 12 | 8.1 | 2.1 | 64 | 50 | 10602710
AMERICAN STANDARD | 4A6L6036A1 | 4TXCC007DS3 | *UD2C080B9V4 | 36200 | 33200 | 15.2 | 12 | 8.1 | 2.1 | 65 | 50 | 10602709
AMERICAN STANDARD | 4A6L6030A1 | TEM6A0C36H31+TDR |  | 29800 | 27800 | 15.2 | 12 | 8.1 | 2.1 | 65 | 50 | 10602617
AMERICAN STANDARD | 4A6L6030A1 | TAM9A0C36V31 |  | 29800 | 27400 | 15.2 | 12 | 8.1 | 2 | 65 | 50 | 10602613
AMERICAN STANDARD | 4A6L6036A1 | 4PX*DU48BS3 | *UD2D120A9V5 | 36400 | 33000 | 15.2 | 12 | 8.1 | 2.1 | 65 | 50 | 10602539
AMERICAN STANDARD | 4A6L6036A1 | 4PX*DU48BS3 | *UD2D120B9V5 | 37000 | 33600 | 15.2 | 12 | 8.1 | 2.1 | 64 | 50 | 10602537
AMERICAN STANDARD | 4A6L6036A1 | 4PX*CU48BS3 | *UD2C100A9V5 | 36600 | 33400 | 15.2 | 12 | 8.1 | 2.1 | 64 | 50 | 10602523
AMERICAN STANDARD | 4A6L6036A1 | 4PX*CU48BS3 | *UD2C080B9V4 | 36200 | 33200 | 15.2 | 12 | 8.1 | 2.1 | 65 | 50 | 10602520
AMERICAN STANDARD | 4A6L6036A1 | 4PX*CU48BS3 | *UD2C100B9V5 | 36000 | 33000 | 15.2 | 12 | 8.1 | 2.1 | 65 | 50 | 10602516
AMERICAN STANDARD | 4A6V8X48A1 | 4TXCD010DS3 | S9V2C080U5PSC+RP | 45500 | 43000 | 18 | 11.7 | 8.5 | 1.8 | 83 | 64 | 214640078
TRANE | 4TWV8X48A1 | 4TXCD010DS3 | S9V2C080U5PSC+RP | 45500 | 43000 | 18 | 11.7 | 8.5 | 1.8 | 83 | 64 | 214640077
AMERICAN STANDARD | 4A6V8X48A1 | 4TXCC009DS3 | S9V2C100U5PSC+RP | 47000 | 44500 | 18 | 11.7 | 8.5 | 1.8 | 83 | 64 | 214640072
TRANE | 4TWV8X48A1 | 4TXCC009DS3 | S9V2C100U5PSC+RP | 47000 | 44500 | 18 | 11.7 | 8.5 | 1.8 | 83 | 64 | 214640071
AMERICAN STANDARD | 4A6V8X48A1 | 4TXCC007DS3 | S9V2C100U5PSC+RP | 46000 | 45000 | 18 | 11.7 | 8.5 | 1.8 | 83 | 64 | 214640070
TRANE | 4TWV8X48A1 | 4TXCC007DS3 | S9V2C100U5PSC+RP | 46000 | 45000 | 18 | 11.7 | 8.5 | 1.8 | 83 | 64 | 214640069
AMERICAN STANDARD | 4A6V8X48A1 | 4PX*DU60BS3 | S9V2C100U5PSC+RP | 45500 | 43000 | 18 | 12 | 8.5 | 1.8 | 83 | 64 | 214640058
TRANE | 4TWV8X48A1 | 4PX*DU60BS3 | S9V2C100U5PSC+RP | 45500 | 43000 | 18 | 12 | 8.5 | 1.8 | 83 | 64 | 214640057
AMERICAN STANDARD | 4A6V8X48A1 | 4PX*DU60BS3 | S9V2C080U5PSC+RP | 45500 | 43000 | 18 | 11.7 | 8.5 | 1.8 | 83 | 64 | 214640056
TRANE | 4TWV8X48A1 | 4PX*DU60BS3 | S9V2C080U5PSC+RP | 45500 | 43000 | 18 | 11.7 | 8.5 | 1.8 | 83 | 64 | 214640055
AMERICAN STANDARD | 4A6V8X48A1 | 4PX*CU60BS3 | S9V2C100U5PSC+RP | 47000 | 44500 | 18 | 11.7 | 8.5 | 1.8 | 83 | 64 | 214640044
TRANE | 4TWV8X48A1 | 4PX*CU60BS3 | S9V2C100U5PSC+RP | 47000 | 44500 | 18 | 11.7 | 8.5 | 1.8 | 83 | 64 | 214640043
AMERICAN STANDARD | 4A6V8X48A1 | 4PX*CU60BS3 | S9V2C080U5PSC+RP | 47000 | 44500 | 18 | 11.7 | 8.5 | 1.8 | 83 | 64 | 214640042
TRANE | 4TWV8X48A1 | 4PX*CU60BS3 | S9V2C080U5PSC+RP | 47000 | 44500 | 18 | 11.7 | 8.5 | 1.8 | 83 | 64 | 214640041
AMERICAN STANDARD | 4A6V8X48A1 | 4PX*CU48BS3 | S9V2C100U5PSC+RP | 46000 | 45000 | 18 | 11.7 | 8.5 | 1.8 | 83 | 64 | 214640040
TRANE | 4TWV8X48A1 | 4PX*CU48BS3 | S9V2C100U5PSC+RP | 46000 | 45000 | 18 | 11.7 | 8.5 | 1.8 | 83 | 64 | 214640039
AMERICAN STANDARD | 4A6V8X48A1 | 4PX*CU42BS3 | S9V2C100U5PSC+RP | 46000 | 45500 | 18 | 11.7 | 8.5 | 1.8 | 83 | 63 | 214640034
TRANE | 4TWV8X48A1 | 4PX*CU42BS3 | S9V2C100U5PSC+RP | 46000 | 45500 | 18 | 11.7 | 8.5 | 1.8 | 83 | 63 | 214640033
AMERICAN STANDARD | 4A6V8X48A1 | 4PX*CD60BS3+HORIZ-RT | S9V2C100U5PSC+RP | 47000 | 44500 | 18 | 11.7 | 8.5 | 1.8 | 83 | 64 | 214640030
TRANE | 4TWV8X48A1 | 4PX*CD60BS3+HORIZ-RT | S9V2C100U5PSC+RP | 47000 | 44500 | 18 | 11.7 | 8.5 | 1.8 | 83 | 64 | 214640029
AMERICAN STANDARD | 4A6V8X48A1 | 4PX*CD60BS3 | S9V2C100D5PSC+RP | 47000 | 44500 | 18 | 11.7 | 8.5 | 1.8 | 83 | 64 | 214640026
TRANE | 4TWV8X48A1 | 4PX*CD60BS3 | S9V2C100D5PSC+RP | 47000 | 44500 | 18 | 11.7 | 8.5 | 1.8 | 83 | 64 | 214640025
AMERICAN STANDARD | 4A6V8X36A1 | 4TXCC005DS3 | S9V2C080U5PSC+RP | 34200 | 31800 | 18 | 11.7 | 8.2 | 1.8 | 82 | 64 | 214640012
TRANE | 4TWV8X36A1 | 4TXCC005DS3 | S9V2C080U5PSC+RP | 34200 | 31800 | 18 | 11.7 | 8.2 | 1.8 | 82 | 64 | 214640011
AMERICAN STANDARD | 4A6V8X36A1 | 4TXCB006DS3 | S9V2B060U4PSC+RP | 35200 | 32400 | 18 | 12 | 8.5 | 1.8 | 81 | 64 | 214640010
TRANE | 4TWV8X36A1 | 4TXCB006DS3 | S9V2B060U4PSC+RP | 35200 | 32400 | 18 | 12 | 8.5 | 1.8 | 81 | 64 | 214640009
AMERICAN STANDARD | 4A6V8X36A1 | 4TXCB006DS3 | S9V2B040U3PSC+RP | 35200 | 32400 | 18 | 12 | 8.5 | 1.8 | 82 | 65 | 214640008
TRANE | 4TWV8X36A1 | 4TXCB006DS3 | S9V2B040U3PSC+RP | 35200 | 32400 | 18 | 12 | 8.5 | 1.8 | 82 | 65 | 214640007
AMERICAN STANDARD | 4A6V8X36A1 | 4PX*CU48BS3 | S9V2C080U5PSC+RP | 35400 | 32400 | 18 | 12 | 8.5 | 1.8 | 81 | 63 | 214639996
TRANE | 4TWV8X36A1 | 4PX*CU48BS3 | S9V2C080U5PSC+RP | 35400 | 32400 | 18 | 12 | 8.5 | 1.8 | 81 | 63 | 214639995
AMERICAN STANDARD | 4A6V8X36A1 | 4PX*CU42BS3 | S9V2C080U5PSC+RP | 35400 | 32800 | 18 | 12 | 8.5 | 1.8 | 81 | 62 | 214639994
TRANE | 4TWV8X36A1 | 4PX*CU42BS3 | S9V2C080U5PSC+RP | 35400 | 32800 | 18 | 12 | 8.5 | 1.8 | 81 | 62 | 214639993
AMERICAN STANDARD | 4A6V8X36A1 | 4PX*CU36BS3 | S9V2C080U5PSC+RP | 34200 | 31800 | 18 | 11.7 | 8.2 | 1.8 | 81 | 64 | 214639992
TRANE | 4TWV8X36A1 | 4PX*CU36BS3 | S9V2C080U5PSC+RP | 34200 | 31800 | 18 | 11.7 | 8.2 | 1.8 | 81 | 64 | 214639991
AMERICAN STANDARD | 4A6V8X36A1 | 4PX*BU42BS3 | S9V2B040U3PSC+RP | 35200 | 33000 | 18 | 12 | 8.5 | 1.8 | 81 | 64 | 214639980
TRANE | 4TWV8X36A1 | 4PX*BU42BS3 | S9V2B040U3PSC+RP | 35200 | 33000 | 18 | 12 | 8.5 | 1.8 | 81 | 64 | 214639979
AMERICAN STANDARD | 4A6V8X36A1 | 4PX*BU42BS3 | S9V2B080U4PSC+RP | 35000 | 32800 | 18 | 12 | 8.5 | 1.8 | 81 | 63 | 214639978
TRANE | 4TWV8X36A1 | 4PX*BU42BS3 | S9V2B080U4PSC+RP | 35000 | 32800 | 18 | 12 | 8.5 | 1.8 | 81 | 63 | 214639977
AMERICAN STANDARD | 4A6V8X36A1 | 4PX*BU42BS3 | S9V2B060U4PSC+RP | 35200 | 33000 | 18 | 12 | 8.5 | 1.8 | 81 | 62 | 214639976
TRANE | 4TWV8X36A1 | 4PX*BU42BS3 | S9V2B060U4PSC+RP | 35200 | 33000 | 18 | 12 | 8.5 | 1.8 | 81 | 62 | 214639975
AMERICAN STANDARD | 4A6V8X36A1 | 4PX*BU36BS3 | S9V2B080U4PSC+RP | 34000 | 31800 | 18 | 11.7 | 8.2 | 1.8 | 82 | 64 | 214639970
TRANE | 4TWV8X36A1 | 4PX*BU36BS3 | S9V2B080U4PSC+RP | 34000 | 31800 | 18 | 11.7 | 8.2 | 1.8 | 82 | 64 | 214639969
AMERICAN STANDARD | 4A6V8X36A1 | 4PX*BU36BS3 | S9V2B060U4PSC+RP | 34200 | 32000 | 18 | 11.7 | 8.2 | 1.8 | 82 | 64 | 214639968
TRANE | 4TWV8X36A1 | 4PX*BU36BS3 | S9V2B060U4PSC+RP | 34200 | 32000 | 18 | 11.7 | 8.2 | 1.8 | 82 | 64 | 214639967
AMERICAN STANDARD | 4A6V8X24A1 | 4TXCB004DS3 | S9V2B080D4PSC+RP | 22200 | 20800 | 17 | 11.7 | 8.2 | 1.8 | 81 | 61 | 214639948
TRANE | 4TWV8X24A1 | 4TXCB004DS3 | S9V2B080D4PSC+RP | 22200 | 20800 | 17 | 11.7 | 8.2 | 1.8 | 81 | 61 | 214639947
AMERICAN STANDARD | 4A6V8X24A1 | 4TXCB004DS3 | S9V2B060U4PSC+RP | 24000 | 21400 | 18 | 12.5 | 8.5 | 1.8 | 80 | 60 | 214639946
TRANE | 4TWV8X24A1 | 4TXCB004DS3 | S9V2B060U4PSC+RP | 24000 | 21400 | 18 | 12.5 | 8.5 | 1.8 | 80 | 60 | 214639945
AMERICAN STANDARD | 4A6V8X24A1 | 4TXCB004DS3 | S9V2B040U3PSC+RP | 24000 | 21400 | 18 | 12.5 | 8.5 | 1.8 | 80 | 59 | 214639944
TRANE | 4TWV8X24A1 | 4TXCB004DS3 | S9V2B040U3PSC+RP | 24000 | 21400 | 18 | 12.5 | 8.5 | 1.8 | 80 | 59 | 214639943
AMERICAN STANDARD | 4A6V8X24A1 | 4PX*BU42BS3 | S9V2B080U4PSC+RP | 24400 | 21400 | 18 | 12.5 | 8.5 | 1.9 | 81 | 60 | 214639936
TRANE | 4TWV8X24A1 | 4PX*BU42BS3 | S9V2B080U4PSC+RP | 24400 | 21400 | 18 | 12.5 | 8.5 | 1.9 | 81 | 60 | 214639935
AMERICAN STANDARD | 4A6V8X48A1 | 4PX*CU60BS3+P0V0C000M50SC+RP |  | 47000 | 43000 | 18 | 12 | 8.5 | 1.88 | 85 | 67 | 207805697
AMERICAN STANDARD | 4A6V8X48A1 | 4PX*CU48BS3+P0V0C000M50SC+RP |  | 46000 | 43500 | 18 | 12 | 8.5 | 1.86 | 86 | 67 | 207805696
AMERICAN STANDARD | 4A6V8X48A1 | 4PX*CU42BS3+P0V0C000M50SC+RP |  | 46000 | 44500 | 18 | 12 | 8.5 | 1.82 | 84 | 65 | 207805695
AMERICAN STANDARD | 4A6V8X48A1 | 4PX*CD60BS3+P0V0C000M50SC+RP |  | 47000 | 43000 | 18 | 12 | 8.5 | 1.82 | 85 | 66 | 207805693
AMERICAN STANDARD | 4A6V8X36A1 | 4TXCB004DS3+P0V0B000M40SC+RP |  | 32800 | 30000 | 17.5 | 11.7 | 8.1 | 1.78 | 83 | 65 | 207805689
AMERICAN STANDARD | 4A6V8X36A1 | 4PX*BU42BS3+P0V0B000M40SC+RP |  | 33800 | 31200 | 18 | 12 | 8.2 | 1.81 | 81 | 63 | 207805686
AMERICAN STANDARD | 4A6V8X36A1 | 4PX*BU36BS3+P0V0B000M40SC+RP |  | 32800 | 30000 | 17.5 | 11.7 | 8.1 | 1.78 | 83 | 65 | 207805685
AMERICAN STANDARD | 4A6V0X60A1 | 4TXCD010DS3+P0V0D000M50SC+RP |  | 54000 | 51500 | 19.5 | 12 | 8.2 | 1.75 | 96 | 76 | 207805681
AMERICAN STANDARD | 4A6V0X60A1 | 4PX*DU60BS3+P0V0D000M50SC+RP |  | 54000 | 51500 | 19.5 | 12 | 8.2 | 1.75 | 96 | 76 | 207805675
AMERICAN STANDARD | 4A6V0X48A1 | 4TXCD010DS3+P0V0D000M50SC+RP |  | 47000 | 42000 | 20 | 12 | 8.5 | 1.85 | 85 | 66 | 207805669
AMERICAN STANDARD | 4A6V0X48A1 | 4TXCD010DS3+P0V0C000M50SC+RP |  | 45500 | 41000 | 19.5 | 12 | 8.2 | 1.78 | 85 | 66 | 207805668
AMERICAN STANDARD | 4A6V0X48A1 | 4TXCD008DS3+P0V0D000M50SC+RP |  | 46000 | 42500 | 19.5 | 12 | 8.5 | 1.8 | 85 | 66 | 207805666
AMERICAN STANDARD | 4A6V0X48A1 | 4TXCC009DS3+P0V0C000M50SC+RP |  | 47000 | 42000 | 20 | 12 | 8.5 | 1.83 | 86 | 67 | 207805665
AMERICAN STANDARD | 4A6V0X48A1 | 4TXCC007DS3+P0V0C000M50SC+RP |  | 46000 | 42500 | 19.5 | 11.7 | 8.5 | 1.78 | 86 | 66 | 207805664
AMERICAN STANDARD | 4A6V0X48A1 | 4PX*DU60BS3+P0V0C000M50SC+RP |  | 45500 | 41000 | 19.5 | 12 | 8.2 | 1.78 | 85 | 66 | 207805662
AMERICAN STANDARD | 4A6V0X48A1 | 4PX*DU60BS3+P0V0D000M50SC+RP |  | 47000 | 42000 | 20 | 12 | 8.5 | 1.85 | 85 | 66 | 207805661
AMERICAN STANDARD | 4A6V0X48A1 | 4PX*DU48BS3+P0V0D000M50SC+RP |  | 46000 | 42500 | 19.5 | 12 | 8.5 | 1.8 | 85 | 66 | 207805659
AMERICAN STANDARD | 4A6V0X48A1 | 4PX*DD60BS3+P0V0D000M50SC+RP |  | 46000 | 42000 | 19.5 | 11.7 | 8.5 | 1.8 | 85 | 66 | 207805656
AMERICAN STANDARD | 4A6V0X48A1 | 4PX*CU60BS3+P0V0C000M50SC+RP |  | 47000 | 42000 | 20 | 12 | 8.5 | 1.83 | 86 | 67 | 207805654
AMERICAN STANDARD | 4A6V0X48A1 | 4PX*CU48BS3+P0V0C000M50SC+RP |  | 46000 | 42500 | 19.5 | 11.7 | 8.5 | 1.78 | 86 | 66 | 207805653
AMERICAN STANDARD | 4A6V0X48A1 | 4PX*CD60BS3+P0V0C000M50SC+RP |  | 47000 | 42000 | 19.5 | 12 | 8.2 | 1.76 | 86 | 67 | 207805650
AMERICAN STANDARD | 4A6V0X36A1 | 4TXCB004DS3+P0V0B000M40SC+RP |  | 33200 | 30600 | 17.5 | 12 | 8.2 | 1.78 | 82 | 64 | 207805648
AMERICAN STANDARD | 4A6V0X36A1 | 4PX*BU42BS3+P0V0A000M30SC+RP |  | 33000 | 31200 | 19.5 | 12 | 8.2 | 1.75 | 80 | 62 | 207805646
AMERICAN STANDARD | 4A6V0X36A1 | 4PX*BU42BS3+P0V0B000M40SC+RP |  | 34000 | 31800 | 18 | 12.7 | 8.5 | 1.81 | 81 | 62 | 207805645
AMERICAN STANDARD | 4A6V0X36A1 | 4PX*BU36BS3+P0V0B000M40SC+RP |  | 33200 | 30600 | 17.5 | 12 | 8.2 | 1.79 | 82 | 64 | 207805644
TRANE | 4TWV8X60A1 | 4TXCD010DS3+P0V0D000M50SC+RP |  | 54000 | 51500 | 18 | 12 | 8.2 | 1.75 | 96 | 76 | 207805637
TRANE | 4TWV8X60A1 | 4PX*DU60BS3+P0V0D000M50SC+RP |  | 54000 | 51500 | 18 | 12 | 8.2 | 1.75 | 96 | 76 | 207805632
TRANE | 4TWV8X48A1 | 4TXCD010DS3+P0V0D000M50SC+RP |  | 47000 | 43000 | 18 | 12 | 8.5 | 1.9 | 85 | 66 | 207805626
TRANE | 4TWV8X48A1 | 4TXCD010DS3+P0V0C000M50SC+RP |  | 45500 | 42000 | 18 | 12 | 8.5 | 1.83 | 84 | 66 | 207805625
TRANE | 4TWV8X48A1 | 4TXCD008DS3+P0V0C000M50SC+RP |  | 45000 | 42000 | 18 | 12 | 8.5 | 1.81 | 86 | 67 | 207805624
TRANE | 4TWV8X48A1 | 4TXCD008DS3+P0V0D000M50SC+RP |  | 46000 | 43500 | 18 | 12 | 8.5 | 1.87 | 85 | 66 | 207805623
TRANE | 4TWV8X48A1 | 4TXCC009DS3+P0V0C000M50SC+RP |  | 47000 | 43000 | 18 | 12 | 8.5 | 1.88 | 85 | 67 | 207805622
TRANE | 4TWV8X48A1 | 4TXCC007DS3+P0V0C000M50SC+RP |  | 46000 | 43500 | 18 | 12 | 8.5 | 1.86 | 86 | 67 | 207805621
TRANE | 4TWV8X48A1 | 4PX*DU60BS3+P0V0C000M50SC+RP |  | 45500 | 42000 | 18 | 12 | 8.5 | 1.83 | 84 | 66 | 207805619
TRANE | 4TWV8X48A1 | 4PX*DU60BS3+P0V0D000M50SC+RP |  | 47000 | 43000 | 18 | 12 | 8.5 | 1.9 | 85 | 66 | 207805618
TRANE | 4TWV8X48A1 | 4PX*DU48BS3+P0V0D000M50SC+RP |  | 46000 | 43500 | 18 | 12 | 8.5 | 1.87 | 85 | 66 | 207805617
TRANE | 4TWV8X48A1 | 4PX*DU48BS3+P0V0C000M50SC+RP |  | 45000 | 42000 | 18 | 12 | 8.5 | 1.81 | 86 | 67 | 207805616
TRANE | 4TWV8X48A1 | 4PX*DD60BS3+P0V0C000M50SC+RP |  | 44500 | 42000 | 18 | 12 | 8.5 | 1.79 | 84 | 66 | 207805613
TRANE | 4TWV8X48A1 | 4PX*DD60BS3+P0V0D000M50SC+RP |  | 46000 | 43000 | 18 | 12 | 8.5 | 1.85 | 85 | 66 | 207805612
TRANE | 4TWV8X48A1 | 4PX*CU60BS3+P0V0C000M50SC+RP |  | 47000 | 43000 | 18 | 12 | 8.5 | 1.88 | 85 | 67 | 207805607
TRANE | 4TWV8X48A1 | 4PX*CU48BS3+P0V0C000M50SC+RP |  | 46000 | 43500 | 18 | 12 | 8.5 | 1.86 | 86 | 67 | 207805606
TRANE | 4TWV8X48A1 | 4PX*CU42BS3+P0V0C000M50SC+RP |  | 46000 | 44500 | 18 | 12 | 8.5 | 1.82 | 84 | 65 | 207805605
TRANE | 4TWV8X48A1 | 4PX*CD60BS3+P0V0C000M50SC+RP |  | 47000 | 43000 | 18 | 12 | 8.5 | 1.82 | 85 | 66 | 207805603
AMERICAN STANDARD | 4A6V8X48A1 | 4PX*DD60BS3+P0V0D000M50SC+RP |  | 46000 | 43000 | 18 | 12 | 8.5 | 1.85 | 85 | 66 | 207805702
AMERICAN STANDARD | 4A6V8X48A1 | 4PX*DD60BS3+P0V0C000M50SC+RP |  | 44500 | 42000 | 18 | 12 | 8.5 | 1.79 | 84 | 66 | 207805703
AMERICAN STANDARD | 4A6V8X48A1 | 4PX*DU48BS3+P0V0C000M50SC+RP |  | 45000 | 42000 | 18 | 12 | 8.5 | 1.81 | 86 | 67 | 207805706
AMERICAN STANDARD | 4A6V8X48A1 | 4PX*DU48BS3+P0V0D000M50SC+RP |  | 46000 | 43500 | 18 | 12 | 8.5 | 1.87 | 85 | 66 | 207805707
AMERICAN STANDARD | 4A6V8X48A1 | 4PX*DU60BS3+P0V0D000M50SC+RP |  | 47000 | 43000 | 18 | 12 | 8.5 | 1.9 | 85 | 66 | 207805708
AMERICAN STANDARD | 4A6V8X48A1 | 4PX*DU60BS3+P0V0C000M50SC+RP |  | 45500 | 42000 | 18 | 12 | 8.5 | 1.83 | 84 | 66 | 207805709
AMERICAN STANDARD | 4A6V8X48A1 | 4TXCC007DS3+P0V0C000M50SC+RP |  | 46000 | 43500 | 18 | 12 | 8.5 | 1.86 | 86 | 67 | 207805711
AMERICAN STANDARD | 4A6V8X48A1 | 4TXCC009DS3+P0V0C000M50SC+RP |  | 47000 | 43000 | 18 | 12 | 8.5 | 1.88 | 85 | 67 | 207805712
AMERICAN STANDARD | 4A6V8X48A1 | 4TXCD008DS3+P0V0D000M50SC+RP |  | 46000 | 43500 | 18 | 12 | 8.5 | 1.87 | 85 | 66 | 207805713
AMERICAN STANDARD | 4A6V8X48A1 | 4TXCD008DS3+P0V0C000M50SC+RP |  | 45000 | 42000 | 18 | 12 | 8.5 | 1.81 | 86 | 67 | 207805714
AMERICAN STANDARD | 4A6V8X48A1 | 4TXCD010DS3+P0V0C000M50SC+RP |  | 45500 | 42000 | 18 | 12 | 8.5 | 1.83 | 84 | 66 | 207805715
AMERICAN STANDARD | 4A6V8X48A1 | 4TXCD010DS3+P0V0D000M50SC+RP |  | 47000 | 43000 | 18 | 12 | 8.5 | 1.9 | 85 | 66 | 207805716
AMERICAN STANDARD | 4A6V8X60A1 | 4PX*DU60BS3+P0V0D000M50SC+RP |  | 54000 | 51500 | 18 | 12 | 8.2 | 1.75 | 96 | 76 | 207805722
AMERICAN STANDARD | 4A6V8X60A1 | 4TXCD010DS3+P0V0D000M50SC+RP |  | 54000 | 51500 | 18 | 12 | 8.2 | 1.75 | 96 | 76 | 207805727
TRANE | 4TWL6042A1 | TEM6B0C60H51+TDR |  | 42000 | 38500 | 15.2 | 12 | 8.1 | 2.2 | 68 | 54 | 207820918
TRANE | 4TWL6042A1 | TEM8B0C60V51+TDR |  | 42500 | 39000 | 15.2 | 12 | 8.1 | 2.2 | 67 | 53 | 207820919
TRANE | 4TWV8060A1 | TEM8B0C60V51+TDR |  | 54000 | 52000 | 18 | 12 | 8.5 | 1.8 | 93 | 73 | 207820953
TRANE | 4TWX6042H1 | TEM8B0C60V51+TDR |  | 41000 | 39000 | 15.2 | 12 | 8.1 | 2.2 | 64 | 48 | 207820959
AMERICAN STANDARD | 4A6L6042A1 | TEM6B0C60H51+TDR |  | 42000 | 38500 | 15.2 | 12 | 8.1 | 2.2 | 68 | 54 | 207820964
AMERICAN STANDARD | 4A6L6042A1 | TEM8B0C60V51+TDR |  | 42500 | 39000 | 15.2 | 12 | 8.1 | 2.2 | 67 | 53 | 207820965
AMERICAN STANDARD | 4A6V8060A1 | TEM8B0C60V51+TDR |  | 54000 | 52000 | 18 | 12 | 8.5 | 1.8 | 93 | 73 | 207820999
AMERICAN STANDARD | 4A6H6042H1 | TEM8B0C60V51+TDR |  | 41000 | 39000 | 15.2 | 12 | 8.1 | 2.2 | 64 | 48 | 207821002
TRANE | 4TWR6042H1 | TEM8B0C60V51+TDR |  | 41000 | 39000 | 15.2 | 12 | 8.1 | 2.2 | 64 | 48 | 207821003
AMERICAN STANDARD | 4A6L6030A1 | 4TXCB006DS3+P0V0B000M40SC |  | 30400 | 27600 | 15.2 | 12 | 8.1 | 2 | 66 | 50 | 207821530
AMERICAN STANDARD | 4A6L6036A1 | 4TXCB006DS3+P0V0B000M40SC |  | 36400 | 33000 | 15.2 | 12 | 8.1 | 2.1 | 65 | 50 | 207821531
AMERICAN STANDARD | 4A6L6036A1 | 4TXCC005DS3+P0V0C000M50SC |  | 36000 | 32400 | 15.2 | 12 | 8.1 | 2.1 | 66 | 52 | 207821532
AMERICAN STANDARD | 4A6L6036A1 | 4TXCC007DS3+P0V0C000M50SC |  | 37200 | 33600 | 15.2 | 12 | 8.1 | 2.1 | 64 | 49 | 207821533
TRANE | 4TWV0060A1 | 4TXCC009DS3 | S9V2C100U5PSB+RP | 54000 | 52000 | 18.5 | 11.7 | 8.2 | 1.8 | 96 | 76 | 10511234
TRANE | 4TWR7024A1 | TAM9A0C36V31 |  | 25200 | 24600 | 16 | 12 | 8.1 | 2 | 63 | 47 | 10230606
TRANE | 4TWX8024A1 | TAM9A0C36V31 |  | 25200 | 24600 | 16 | 12 | 8.1 | 2 | 63 | 47 | 10230605
AMERICAN STANDARD | 4A6H7024A1 | TAM9A0C36V31 |  | 25200 | 24600 | 16 | 12 | 8.1 | 2 | 63 | 47 | 10230598
TRANE | 4TWR7048A1 | TEM8A0D60V51+TDR |  | 45000 | 47500 | 16 | 12 | 8.1 | 2.1 | 65 | 50 | 10226490
TRANE | 4TWX8048A1 | TEM8A0D60V51+TDR |  | 45000 | 47500 | 16 | 12 | 8.1 | 2.1 | 65 | 50 | 10226489
AMERICAN STANDARD | 4A6H7048A1 | TEM8A0D60V51+TDR |  | 45000 | 47500 | 16 | 12 | 8.1 | 2.1 | 65 | 50 | 10226479
TRANE | 4TWR7048A1 | TEM8A0D48V41+TDR |  | 45000 | 47500 | 16 | 12 | 8.1 | 2.1 | 65 | 50 | 10153800
TRANE | 4TWX8048A1 | TEM8A0D48V41+TDR |  | 45000 | 47500 | 16 | 12 | 8.1 | 2.1 | 65 | 50 | 10153799
TRANE | 4TWR7048A1 | TEM8A0C48V41+TDR |  | 47500 | 48500 | 16 | 12 | 8.1 | 2.1 | 64 | 49 | 10153797
TRANE | 4TWX8048A1 | TEM8A0C48V41+TDR |  | 47500 | 48500 | 16 | 12 | 8.1 | 2.1 | 64 | 49 | 10153796
TRANE | 4TWR7048A1 | TEM8A0C42V41+TDR |  | 44500 | 48500 | 16 | 12 | 8.1 | 2 | 64 | 49 | 10153795
TRANE | 4TWX8048A1 | TEM8A0C42V41+TDR |  | 44500 | 48500 | 16 | 12 | 8.1 | 2 | 64 | 49 | 10153793
TRANE | 4TWR6048H1 | TEM8A0C48V41+TDR |  | 47000 | 44500 | 15.2 | 12 | 8.1 | 2.2 | 65 | 49 | 10153779
TRANE | 4TWX6048H1 | TEM8A0C48V41+TDR |  | 47000 | 44500 | 15.2 | 12 | 8.1 | 2.2 | 65 | 49 | 10153778
TRANE | 4TWR6042H1 | TEM8A0D48V41+TDR |  | 39000 | 38500 | 15.2 | 12 | 8.1 | 2.2 | 64 | 49 | 10153776
AMERICAN STANDARD | 4A6L5036N1 | 4TXCC009DS3+P0V0C000M50SC |  | 36400 | 32000 | 15.2 | 12 | 8.1 | 2.05 | 63 | 47 | 211597419
AMERICAN STANDARD | 4A6L5036N1 | 4TXCB006DS3 | S8V2B080M4PDA | 34600 | 32200 | 15.2 | 12 | 8.1 | 2.02 | 62 | 46 | 211597416
AMERICAN STANDARD | 4A6L5036N1 | 4TXCB006DS3 | S8V2B060M4PDA | 34600 | 32200 | 15.2 | 12 | 8.1 | 2.02 | 62 | 46 | 211597415
AMERICAN STANDARD | 4A6L5036N1 | 4PX*BU48BS3 | S8V2B060M4PDA | 34600 | 32200 | 15.2 | 12 | 8.1 | 2.02 | 62 | 46 | 211597401
AMERICAN STANDARD | 4A6L5036N1 | 4PX*BU48BS3 | S8V2B080M4PDA | 34600 | 32200 | 15.2 | 12 | 8.1 | 2.02 | 62 | 46 | 211597400
AMERICAN STANDARD | 4A6L5036N1 | 4PX*BU42BS3 | S8V2B080M4PDA | 34600 | 32600 | 15.2 | 12 | 8.1 | 2 | 62 | 46 | 211597398
AMERICAN STANDARD | 4A6L5036N1 | 4PX*BU42BS3 | S8V2B060M4PDA | 34600 | 32600 | 15.2 | 12 | 8.1 | 2.01 | 62 | 46 | 211597396
AMERICAN STANDARD | 4A6L5030N1 | 4TXFH036CZ3 | *DD2B060A9V3 | 29600 | 26800 | 15.2 | 12 | 8.1 | 2.17 | 68 | 53 | 211597382
AMERICAN STANDARD | 4A6L5030N1 | 4TXFH036CZ3 | *DD2B080A9V3 | 29600 | 26800 | 15.2 | 12 | 8.1 | 2.17 | 67 | 53 | 211597381
TRANE | 4TWL9024A1 | 4PX*BD36BS3 | S8V2A040M3PDA+RP | 22800 | 19700 | 18 | 12 | 8.2 | 2.21 | 68 | 53 | 212944789
AMERICAN STANDARD | 4A6L9048A1 | 4TXCD010DS3 | S8V2C100M5PCA+RP | 47000 | 42000 | 19 | 11.7 | 8.7 | 2.2 | 74 | 59 | 212944787
AMERICAN STANDARD | 4A6L9048A1 | 4TXCD008DS3 | S8V2C080M5PCA+RP | 46000 | 42500 | 19 | 11.7 | 8.7 | 2.2 | 73 | 59 | 212944786
AMERICAN STANDARD | 4A6L9048A1 | 4PX*DU60BS3 | S8V2C100M5PCA+RP | 47000 | 42000 | 19 | 11.7 | 8.7 | 2.21 | 73 | 59 | 212944784
AMERICAN STANDARD | 4A6L9048A1 | 4PX*DU48BS3 | S8V2C080M5PCA+RP | 46000 | 42500 | 19 | 11.7 | 8.7 | 2.2 | 73 | 59 | 212944782
AMERICAN STANDARD | 4A6L9024A1 | 4TXCB003DS3 | S8V2A040M3PCA+RP | 22600 | 20600 | 17 | 12 | 8.7 | 2.27 | 67 | 52 | 212944779
AMERICAN STANDARD | 4A6L9024A1 | 4PX*BU42BS3 | S8V2A040M3PCA+RP | 23200 | 19800 | 17.5 | 12.5 | 8.5 | 2.29 | 68 | 53 | 212944778
AMERICAN STANDARD | 4A6L9024A1 | 4PX*BU30BS3 | S8V2A040M3PCA+RP | 22600 | 20600 | 17 | 12 | 8.7 | 2.26 | 67 | 52 | 212944776
AMERICAN STANDARD | 4A6L9024A1 | 4PX*BD30BS3 | S8V2A040M3PCA+RP | 22400 | 20600 | 17 | 12 | 8.5 | 2.2 | 67 | 52 | 212944771
TRANE | 4TWL9048A1 | 4TXCD010DS3 | S8V2C100M5PCA+RP | 47000 | 42000 | 19 | 11.7 | 8.7 | 2.2 | 74 | 59 | 212944770
TRANE | 4TWL9048A1 | 4TXCD008DS3 | S8V2C080M5PCA+RP | 46000 | 42500 | 19 | 11.7 | 8.7 | 2.2 | 73 | 59 | 212944769
TRANE | 4TWL9048A1 | 4PX*DU60BS3 | S8V2C100M5PCA+RP | 47000 | 42000 | 19 | 11.7 | 8.7 | 2.21 | 73 | 59 | 212944767
TRANE | 4TWL9048A1 | 4PX*DU48BS3 | S8V2C080M5PCA+RP | 46000 | 42500 | 19 | 11.7 | 8.7 | 2.2 | 73 | 59 | 212944765
TRANE | 4TWL9024A1 | 4TXCB003DS3 | S8V2A040M3PCA+RP | 22600 | 20600 | 17 | 12 | 8.7 | 2.27 | 67 | 52 | 212944762
TRANE | 4TWL9024A1 | 4PX*BU42BS3 | S8V2A040M3PCA+RP | 23200 | 19800 | 17.5 | 12.5 | 8.5 | 2.29 | 68 | 53 | 212944761
TRANE | 4TWL9024A1 | 4PX*BU30BS3 | S8V2A040M3PCA+RP | 22600 | 20600 | 17 | 12 | 8.7 | 2.26 | 67 | 52 | 212944759
TRANE | 4TWL9024A1 | 4PX*BD30BS3 | S8V2A040M3PCA+RP | 22400 | 20600 | 17 | 12 | 8.5 | 2.2 | 67 | 52 | 212944754
AMERICAN STANDARD | 4A6L9048A1 | 4TXCD010DS3 | S8V2C080M5PCA+RP | 47000 | 42000 | 19 | 11.7 | 8.7 | 2.22 | 73 | 59 | 212944731
AMERICAN STANDARD | 4A6L9048A1 | 4TXCD010DS3 | S8V2D120M5PCA+RP | 49000 | 43500 | 19 | 11.7 | 9 | 2.29 | 73 | 59 | 212944730
AMERICAN STANDARD | 4A6L9048A1 | 4TXCD008DS3 | S8V2D120M5PCA+RP | 48000 | 44000 | 19 | 11.7 | 9 | 2.27 | 73 | 59 | 212944729
AMERICAN STANDARD | 4A6V0X36A1 | TAMXA0B30V31 |  | 34400 | 32000 | 20.5 | 12.5 | 8.7 | 1.8 | 83 | 64 | 207690059
AMERICAN STANDARD | 4A6V8X48A1 | TAMXA0C60V51 |  | 46000 | 41000 | 18 | 12 | 8.5 | 1.8 | 87 | 68 | 207690057
AMERICAN STANDARD | 4A6V8X48A1 | TAMXA0C48V41 |  | 45500 | 41500 | 18 | 11.7 | 8.5 | 1.8 | 86 | 67 | 207690056
AMERICAN STANDARD | 4A6V8X36A1 | TAMXA0C36V31 |  | 34600 | 31200 | 18 | 12 | 8.5 | 1.8 | 83 | 64 | 207690054
AMERICAN STANDARD | 4A6V8X24A1 | TAMXA0B30V31 |  | 23800 | 20600 | 18 | 12.5 | 8.5 | 1.9 | 83 | 63 | 207690053
AMERICAN STANDARD | 4A6V0X48A1 | TAMXA0C60V51 |  | 46000 | 40500 | 19.5 | 11.7 | 8.5 | 1.8 | 87 | 68 | 207690051
AMERICAN STANDARD | 4A6V0X48A1 | TAMXA0C48V41 |  | 45500 | 41000 | 19.5 | 11.7 | 8.5 | 1.8 | 86 | 67 | 207690050
AMERICAN STANDARD | 4A6V0X36A1 | TAMXA0C36V31 |  | 35000 | 31600 | 19.5 | 12.7 | 8.7 | 1.8 | 82 | 63 | 207690048
AMERICAN STANDARD | 4A6V0X24A1 | TAMXA0B30V31 |  | 23800 | 20600 | 19.5 | 12.7 | 8.7 | 1.9 | 83 | 63 | 207690047
TRANE | 4TWV0X36A1 | TAMXA0B30V31 |  | 34400 | 32000 | 20.5 | 12.5 | 8.7 | 1.8 | 83 | 64 | 207690045
TRANE | 4TWV8X48A1 | TAMXA0C60V51 |  | 46000 | 41000 | 18 | 12 | 8.5 | 1.8 | 87 | 68 | 207690043
TRANE | 4TWV8X48A1 | TAMXA0C48V41 |  | 45500 | 41500 | 18 | 11.7 | 8.5 | 1.8 | 86 | 67 | 207690042
TRANE | 4TWV8X36A1 | TAMXA0C36V31 |  | 34600 | 31200 | 18 | 12 | 8.5 | 1.8 | 83 | 64 | 207690039
TRANE | 4TWV8X36A1 | TAMXA0B30V31 |  | 34000 | 31600 | 18 | 12 | 8.5 | 1.8 | 84 | 65 | 207690038
TRANE | 4TWV8X24A1 | TAMXA0B30V31 |  | 23800 | 20600 | 18 | 12.5 | 8.5 | 1.9 | 83 | 63 | 207690037
TRANE | 4TWV0X60A1 | TAMXA0C60V51 |  | 53000 | 50000 | 19 | 12 | 8.2 | 1.76 | 98 | 79 | 207690036
TRANE | 4TWV0X48A1 | TAMXA0C60V51 |  | 46000 | 40500 | 19.5 | 11.7 | 8.5 | 1.8 | 87 | 68 | 207690035
TRANE | 4TWV0X48A1 | TAMXA0C48V41 |  | 45500 | 41000 | 19.5 | 11.7 | 8.5 | 1.8 | 86 | 67 | 207690034
TRANE | 4TWV0X36A1 | TAMXA0C36V31 |  | 35000 | 31600 | 19.5 | 12.7 | 8.7 | 1.8 | 82 | 63 | 207690032
TRANE | 4TWV0X24A1 | TAMXA0B30V31 |  | 23800 | 20600 | 19.5 | 12.7 | 8.7 | 1.9 | 83 | 63 | 207690031
AMERICAN STANDARD | 4A6V8X48A1 | 4PX*DD60BS3 | *DD2D120ACV5 | 45000 | 43000 | 18 | 11.7 | 8.5 | 1.84 | 85 | 66 | 207590825
AMERICAN STANDARD | 4A6V8X60A1 | 4TXCD010DS3 | *UHMD120ACV5 | 53500 | 51000 | 18 | 11.7 | 8.2 | 1.8 | 96 | 76 | 207590819
AMERICAN STANDARD | 4A6V8X48A1 | 4TXCD010DS3 | *UHMD120ACV5 | 46500 | 43000 | 18 | 12 | 8.5 | 1.87 | 85 | 66 | 207590814
AMERICAN STANDARD | 4A6V8X48A1 | 4TXCD010DS3 | *UD2D120ACV5 | 46500 | 43500 | 18 | 11.7 | 8.5 | 1.84 | 85 | 65 | 207590811
AMERICAN STANDARD | 4A6V8X48A1 | 4TXCC009DS3 | *UD2C100ACV5 | 47000 | 43500 | 18 | 11.7 | 8.5 | 1.84 | 86 | 67 | 207590809
AMERICAN STANDARD | 4A6V8X48A1 | 4TXCC009DS3 | *UHMC100ACV4 | 46500 | 41000 | 18 | 12 | 8.5 | 2 | 89 | 71 | 207590808
AMERICAN STANDARD | 4A6V8X48A1 | 4TXCC009DS3 | *UD2C080ACV4 | 46500 | 43000 | 18 | 11.7 | 8.5 | 1.87 | 85 | 67 | 207590806
AMERICAN STANDARD | 4A6V8X48A1 | 4TXCC007DS3 | *UD2C080ACV4 | 45500 | 43500 | 18 | 11.7 | 8.5 | 1.84 | 86 | 67 | 207590805
AMERICAN STANDARD | 4A6V8X48A1 | 4TXCC007DS3 | *UHMC100ACV4 | 45500 | 44000 | 18 | 11.7 | 8.5 | 1.9 | 84 | 67 | 207590804
AMERICAN STANDARD | 4A6V8X36A1 | 4TXCC005DS3 | *UHMC100ACV4 | 34200 | 30800 | 18 | 12 | 8.2 | 1.8 | 84 | 66 | 207590801
AMERICAN STANDARD | 4A6V8X36A1 | 4TXCC005DS3 | *UD2C100ACV5 | 34200 | 31000 | 18 | 11.7 | 8.2 | 1.79 | 85 | 66 | 207590799
AMERICAN STANDARD | 4A6V8X36A1 | 4TXCC005DS3 | *UD2C080ACV4 | 34200 | 30800 | 18 | 12 | 8.2 | 1.8 | 84 | 66 | 207590797
AMERICAN STANDARD | 4A6V8X36A1 | 4TXCB004DS3 | *UHMB060ACV3 | 34000 | 31000 | 18 | 11.7 | 8.2 | 1.82 | 84 | 66 | 207590792
AMERICAN STANDARD | 4A6V8X36A1 | 4TXCB004DS3 | *UHMB080ACV3 | 34000 | 29000 | 18 | 11.7 | 8.2 | 1.81 | 89 | 70 | 207590791
AMERICAN STANDARD | 4A6V8X24A1 | 4TXCB004DS3 | *UHMB060ACV3 | 23800 | 18100 | 18 | 12.5 | 8.5 | 1.8 | 93 | 70 | 207590789
AMERICAN STANDARD | 4A6V8X48A1 | 4PX*DU60BS3 | *UHMD120ACV5 | 46500 | 43000 | 18 | 12 | 8.5 | 1.87 | 85 | 66 | 207590785
AMERICAN STANDARD | 4A6V8X48A1 | 4PX*DU60BS3 | *UD2D120ACV5 | 46500 | 43500 | 18 | 11.7 | 8.5 | 1.84 | 85 | 65 | 207590784
AMERICAN STANDARD | 4A6V8X48A1 | 4PX*CU60BS3 | *UHMC100ACV4 | 46500 | 43500 | 18 | 12 | 8.5 | 2 | 84 | 67 | 207590782
AMERICAN STANDARD | 4A6V8X48A1 | 4PX*CU60BS3 | *UD2C080ACV4 | 46500 | 43000 | 18 | 11.7 | 8.5 | 1.87 | 85 | 67 | 207590781
AMERICAN STANDARD | 4A6V8X48A1 | 4PX*CU60BS3 | *UD2C100ACV5 | 47000 | 43500 | 18 | 11.7 | 8.5 | 1.84 | 86 | 67 | 207590780
AMERICAN STANDARD | 4A6V8X48A1 | 4PX*CU48BS3 | *UD2C080ACV4 | 45500 | 43500 | 18 | 11.7 | 8.5 | 1.84 | 86 | 67 | 207590778
AMERICAN STANDARD | 4A6V8X48A1 | 4PX*CU48BS3 | *UHMC100ACV4 | 45500 | 44000 | 18 | 11.7 | 8.5 | 1.9 | 84 | 67 | 207590777
AMERICAN STANDARD | 4A6V8X36A1 | 4PX*CU48BS3 | *UD2C100ACV5 | 35400 | 31600 | 18 | 12 | 8.5 | 1.86 | 84 | 65 | 207590771
AMERICAN STANDARD | 4A6V8X36A1 | 4PX*CU48BS3 | *UD2C080ACV4 | 35200 | 31400 | 18 | 12 | 8.5 | 1.87 | 83 | 64 | 207590768
AMERICAN STANDARD | 4A6V8X36A1 | 4PX*CU36BS3 | *UD2C100ACV5 | 34200 | 31000 | 18 | 11.7 | 8.2 | 1.82 | 84 | 65 | 207590767
AMERICAN STANDARD | 4A6V8X36A1 | 4PX*CU36BS3 | *UD2C080ACV4 | 34200 | 30800 | 18 | 12 | 8.2 | 1.83 | 83 | 65 | 207590766
AMERICAN STANDARD | 4A6V8X36A1 | 4PX*CU36BS3 | *UHMC100ACV4 | 34200 | 30800 | 18 | 12 | 8.2 | 1.8 | 84 | 66 | 207590764
AMERICAN STANDARD | 4A6V8X36A1 | 4PX*BU36BS3 | *UHMB060ACV3 | 34000 | 31000 | 18 | 11.7 | 8.2 | 1.82 | 84 | 66 | 207590755
AMERICAN STANDARD | 4A6V8X36A1 | 4PX*BU36BS3 | *UHMB080ACV3 | 34000 | 31000 | 18 | 11.7 | 8.2 | 1.8 | 84 | 66 | 207590752
AMERICAN STANDARD | 4A6V8X24A1 | 4PX*BU36BS3 | *UHMB080ACV3 | 23800 | 20200 | 18 | 12.5 | 8.5 | 1.91 | 83 | 63 | 207590745
AMERICAN STANDARD | 4A6V8X24A1 | 4PX*BU36BS3 | *UHMB060ACV3 | 23800 | 20200 | 18 | 12.5 | 8.5 | 1.8 | 83 | 63 | 207590744
AMERICAN STANDARD | 4A6V8X24A1 | 4TXFH024CZ3 | *DD2B060ACV3 | 23400 | 20000 | 18 | 12.5 | 8.5 | 1.87 | 84 | 64 | 207590730
AMERICAN STANDARD | 4A6V8X24A1 | 4TXFH024CZ3 | *UHMB060ACV3 | 23200 | 20000 | 18 | 12.5 | 8.2 | 1.8 | 83 | 64 | 207590729
AMERICAN STANDARD | 4A6H7048A1 | TEM8B0C60V51+TDR |  | 47500 | 48500 | 16 | 12 | 8.1 | 2.16 | 64 | 49 | 211220608
AMERICAN STANDARD | 4A6H7048A1 | TAMXB0C48V41 |  | 46000 | 47000 | 16 | 12 | 8.1 | 2.12 | 65 | 50 | 211220606
TRANE | 5TWX5018A1 | 5TEM6B03AV21+TDR+TSTAT |  | 18800 | 18600 | 15.5 | 12 | 8.1 | 2 | 65 | 49 | 214181596
AMERICAN STANDARD | 4A6V8X48A1 | 4TXCD008DS3 | *UD2C080ACV4 | 44500 | 42000 | 18 | 11.7 | 8.5 | 1.79 | 86 | 67 | 211598192
AMERICAN STANDARD | 4A6V8X48A1 | 4PX*DU48BS3 | *UD2C080ACV4 | 44500 | 42000 | 18 | 11.7 | 8.5 | 1.79 | 86 | 67 | 211598190
AMERICAN STANDARD | 4A6V0X48A1 | 4PX*CD60BS3+HORIZ-RT | *UD2C080ACV4 | 46500 | 42000 | 19.5 | 11.7 | 8.2 | 1.75 | 86 | 67 | 211598186
TRANE | 4TWV8X48A1 | 4PX*DU60BS3 | S8V2D120M5PDB | 47000 | 43500 | 18 | 12 | 8.5 | 1.8 | 85 | 65 | 214253441
AMERICAN STANDARD | 4A6V8X48A1 | 4PX*DU60BS3 | S8V2C100M5PCB | 45500 | 42000 | 18 | 11.7 | 8.5 | 1.8 | 86 | 66 | 214253440
TRANE | 4TWV8X48A1 | 4PX*DU60BS3 | S8V2C100M5PCB | 45500 | 42000 | 18 | 11.7 | 8.5 | 1.8 | 86 | 66 | 214253439
AMERICAN STANDARD | 4A6V8X48A1 | 4PX*DU60BS3 | S8V2C080M5PDB | 45000 | 41500 | 18 | 11.7 | 8.5 | 1.8 | 86 | 66 | 214253438
TRANE | 4TWV8X48A1 | 4PX*DU60BS3 | S8V2C080M5PDB | 45000 | 41500 | 18 | 11.7 | 8.5 | 1.8 | 86 | 66 | 214253437
AMERICAN STANDARD | 4A6V8X48A1 | 4PX*DU60BS3 | S8V2C080M5PCB | 45000 | 41500 | 18 | 11.7 | 8.5 | 1.8 | 86 | 66 | 214253436
TRANE | 4TWV8X48A1 | 4PX*DU60BS3 | S8V2C080M5PCB | 45000 | 41500 | 18 | 11.7 | 8.5 | 1.8 | 86 | 66 | 214253435
AMERICAN STANDARD | 4A6V8X48A1 | 4PX*DU60BS3 | S8V2C100M5PDB | 45500 | 42000 | 18 | 11.7 | 8.5 | 1.8 | 86 | 66 | 214253434
TRANE | 4TWV8X48A1 | 4PX*DU60BS3 | S8V2C100M5PDB | 45500 | 42000 | 18 | 11.7 | 8.5 | 1.8 | 86 | 66 | 214253433
AMERICAN STANDARD | 4A6V8X48A1 | 4PX*DU48BS3 | S8V2D120M5PDB | 46000 | 44000 | 18 | 11.7 | 8.5 | 1.8 | 85 | 65 | 214253424
TRANE | 4TWV8X48A1 | 4PX*DU48BS3 | S8V2D120M5PDB | 46000 | 44000 | 18 | 11.7 | 8.5 | 1.8 | 85 | 65 | 214253423
AMERICAN STANDARD | 4A6V8X48A1 | 4PX*DU48BS3 | S8V2D120M5PCB | 46000 | 44000 | 18 | 11.7 | 8.5 | 1.8 | 85 | 65 | 214253422
TRANE | 4TWV8X48A1 | 4PX*DU48BS3 | S8V2D120M5PCB | 46000 | 44000 | 18 | 11.7 | 8.5 | 1.8 | 85 | 65 | 214253421
AMERICAN STANDARD | 4A6V8X48A1 | 4PX*DD60BS3 | S8V2D120M5PDB | 46000 | 43500 | 18 | 11.7 | 8.5 | 1.8 | 85 | 65 | 214253420
TRANE | 4TWV8X48A1 | 4PX*DD60BS3 | S8V2D120M5PDB | 46000 | 43500 | 18 | 11.7 | 8.5 | 1.8 | 85 | 65 | 214253419
AMERICAN STANDARD | 4A6V8X48A1 | 4PX*DD60BS3 | S8V2D120M5PCB | 46000 | 43500 | 18 | 11.7 | 8.5 | 1.8 | 85 | 65 | 214253412
TRANE | 4TWV8X48A1 | 4PX*DD60BS3 | S8V2D120M5PCB | 46000 | 43500 | 18 | 11.7 | 8.5 | 1.8 | 85 | 65 | 214253411
AMERICAN STANDARD | 4A6V8X48A1 | 4PX*CU60BS3 | S8V2C080M5PDB | 46500 | 43000 | 18 | 11.7 | 8.5 | 1.8 | 86 | 66 | 214253408
TRANE | 4TWV8X48A1 | 4PX*CU60BS3 | S8V2C080M5PDB | 46500 | 43000 | 18 | 11.7 | 8.5 | 1.8 | 86 | 66 | 214253407
AMERICAN STANDARD | 4A6V8X48A1 | 4PX*CU60BS3 | S8V2C100M5PDB | 46500 | 43500 | 18 | 11.7 | 8.5 | 1.8 | 86 | 66 | 214253406
TRANE | 4TWV8X48A1 | 4PX*CU60BS3 | S8V2C100M5PDB | 46500 | 43500 | 18 | 11.7 | 8.5 | 1.8 | 86 | 66 | 214253405
AMERICAN STANDARD | 4A6V8X48A1 | 4PX*CU60BS3 | S8V2C100M5PCB | 46500 | 43500 | 18 | 11.7 | 8.5 | 1.8 | 86 | 66 | 214253404
TRANE | 4TWV8X48A1 | 4PX*CU60BS3 | S8V2C100M5PCB | 46500 | 43500 | 18 | 11.7 | 8.5 | 1.8 | 86 | 66 | 214253403
AMERICAN STANDARD | 4A6V8X48A1 | 4PX*CU60BS3 | S8V2C080M5PCB | 46500 | 43000 | 18 | 11.7 | 8.5 | 1.8 | 86 | 66 | 214253402
TRANE | 4TWV8X48A1 | 4PX*CU60BS3 | S8V2C080M5PCB | 46500 | 43000 | 18 | 11.7 | 8.5 | 1.8 | 86 | 66 | 214253401
AMERICAN STANDARD | 4A6L6042A1 | 4TXCD010DS3 | S9X2D120U5PSB | 41500 | 38000 | 15.2 | 12 | 8.1 | 2.2 | 68 | 54 | 204288211
AMERICAN STANDARD | 4A6L6042A1 | 4TXCD010DS3 | S9X1D120U5PSB | 41500 | 38000 | 15.2 | 12 | 8.1 | 2.2 | 68 | 54 | 204288210
AMERICAN STANDARD | 4A6L6036A1 | 4TXCC007DS3 | S9X2C100U5PSB | 36600 | 33400 | 15.2 | 12 | 8.1 | 2.1 | 65 | 50 | 204288135
AMERICAN STANDARD | 4A6L6036A1 | 4TXCC007DS3 | S9X2C080U5PSB | 36600 | 33200 | 15.2 | 12 | 8.1 | 2.1 | 65 | 50 | 204288134
AMERICAN STANDARD | 4A6L6036A1 | 4TXCC007DS3 | S9X1C100U5PSB | 36600 | 33400 | 15.2 | 12 | 8.1 | 2.1 | 65 | 50 | 204288133
AMERICAN STANDARD | 4A6L6036A1 | 4TXCC007DS3 | S9X1C080U5PSB | 36600 | 33200 | 15.2 | 12 | 8.1 | 2.1 | 65 | 50 | 204288132
AMERICAN STANDARD | 4A6L6036A1 | 4TXCB006DS3 | S9X2B040U3PSB | 36400 | 33400 | 15.2 | 12 | 8.1 | 2.1 | 64 | 50 | 204288127
AMERICAN STANDARD | 4A6L6036A1 | 4TXCB006DS3 | S9X2B080U4PSB | 36200 | 33200 | 15.2 | 12 | 8.1 | 2.1 | 64 | 50 | 204288126
AMERICAN STANDARD | 4A6L6036A1 | 4TXCB006DS3 | S9X2B060U4PSB | 36000 | 33000 | 15.2 | 12 | 8.1 | 2.1 | 65 | 50 | 204288125
AMERICAN STANDARD | 4A6L6036A1 | 4TXCB006DS3 | S9X1B080U4PSB | 36200 | 33200 | 15.2 | 12 | 8.1 | 2.1 | 64 | 50 | 204288124
AMERICAN STANDARD | 4A6L6036A1 | 4TXCB006DS3 | S9X1B060U4PSB | 36000 | 33000 | 15.2 | 12 | 8.1 | 2.1 | 65 | 50 | 204288123
AMERICAN STANDARD | 4A6L6036A1 | 4TXCB006DS3 | S9X1B040U3PSB | 36400 | 33400 | 15.2 | 12 | 8.1 | 2.1 | 64 | 50 | 204288122
AMERICAN STANDARD | 4A6L6036A1 | 4PX*CU48BS3 | S9X1C100U5PSB | 36600 | 33400 | 15.2 | 12 | 8.1 | 2.1 | 65 | 50 | 204288114
AMERICAN STANDARD | 4A6L6036A1 | 4PX*CU48BS3 | S9X2C080U5PSB | 36600 | 33200 | 15.2 | 12 | 8.1 | 2.1 | 65 | 50 | 204288113
AMERICAN STANDARD | 4A6L6036A1 | 4PX*CU48BS3 | S9X1C080U5PSB | 36600 | 33200 | 15.2 | 12 | 8.1 | 2.1 | 65 | 50 | 204288112
AMERICAN STANDARD | 4A6L6036A1 | 4PX*CU48BS3 | S9X2C100U5PSB | 36600 | 33400 | 15.2 | 12 | 8.1 | 2.1 | 65 | 50 | 204288111
AMERICAN STANDARD | 4A6L6036A1 | 4PX*CU42BS3 | S9X2C100U5PSB | 36800 | 34200 | 15.2 | 12 | 8.1 | 2.1 | 64 | 49 | 204288110
AMERICAN STANDARD | 4A6L6036A1 | 4PX*CU42BS3 | S9X2C080U5PSB | 36800 | 34200 | 15.2 | 12 | 8.1 | 2.1 | 64 | 49 | 204288109
AMERICAN STANDARD | 4A6L6036A1 | 4PX*CU42BS3 | S9X1C100U5PSB | 36800 | 34200 | 15.2 | 12 | 8.1 | 2.1 | 64 | 49 | 204288108
AMERICAN STANDARD | 4A6L6036A1 | 4PX*CU42BS3 | S9X1C080U5PSB | 36800 | 34200 | 15.2 | 12 | 8.1 | 2.1 | 64 | 49 | 204288107
AMERICAN STANDARD | 4A6L6036A1 | 4PX*BU48BS3 | S9X2B060U4PSB | 36000 | 33000 | 15.2 | 12 | 8.1 | 2.1 | 65 | 50 | 204288098
AMERICAN STANDARD | 4A6L6036A1 | 4PX*BU48BS3 | S9X2B080U4PSB | 36200 | 33200 | 15.2 | 12 | 8.1 | 2.1 | 64 | 50 | 204288097
AMERICAN STANDARD | 4A6L6036A1 | 4PX*BU48BS3 | S9X2B040U3PSB | 36400 | 33400 | 15.2 | 12 | 8.1 | 2.1 | 64 | 50 | 204288096
AMERICAN STANDARD | 4A6L6036A1 | 4PX*BU48BS3 | S9X1B080U4PSB | 36200 | 33200 | 15.2 | 12 | 8.1 | 2.1 | 64 | 50 | 204288095
AMERICAN STANDARD | 4A6L6036A1 | 4PX*BU48BS3 | S9X1B060U4PSB | 36000 | 33000 | 15.2 | 12 | 8.1 | 2.1 | 65 | 50 | 204288094
AMERICAN STANDARD | 4A6V0X36A1 | 4PX*BD42BS3+HORIZ-RT | *UD2B060ACV3 | 35800 | 31400 | 20 | 12.5 | 8.1 | 1.75 | 82 | 64 | 211597743
AMERICAN STANDARD | 4A6V0X36A1 | 4PX*BU42BS3 | *UD2B060ACV3 | 35600 | 32800 | 20 | 12 | 8.5 | 1.83 | 81 | 62 | 211597746
AMERICAN STANDARD | 4A6V0X36A1 | 4PX*BU42BS3 | *UD2B080ACV3 | 35400 | 32800 | 19.5 | 12 | 8.5 | 1.82 | 80 | 62 | 211597747
TRANE | 4TWV7X36A1 | 4PX*CU42BS3 | S9V2C100U4VSB+LRP | 35200 | 32800 | 17.1 | 12 | 8.5 | 1.8 | 81 | 62 | 213826523
AMERICAN STANDARD | 4A6V7X36A1 | 4PX*CU42BS3 | S9V2C100U4VSB+LRP | 35200 | 32800 | 17.1 | 12 | 8.5 | 1.8 | 81 | 62 | 213826524
TRANE | 4TWV7X36A1 | 4PX*CU42BS3 | S9V2C100U4VSA+LRP | 35200 | 32800 | 17.1 | 12 | 8.5 | 1.8 | 81 | 62 | 213826525
AMERICAN STANDARD | 4A6V7X36A1 | 4PX*CU42BS3 | S9V2C100U4VSA+LRP | 35200 | 32800 | 17.1 | 12 | 8.5 | 1.8 | 81 | 62 | 213826526
TRANE | 4TWV7X36A1 | 4PX*CU42BS3 | S9V2C080U5PSC+LRP | 35400 | 32800 | 17.1 | 12 | 8.5 | 1.8 | 81 | 62 | 213826527
AMERICAN STANDARD | 4A6V7X36A1 | 4PX*CU42BS3 | S9V2C080U5PSC+LRP | 35400 | 32800 | 17.1 | 12 | 8.5 | 1.8 | 81 | 62 | 213826528
TRANE | 4TWV7X36A1 | 4PX*CU42BS3 | *UHMC100ACV4+LRP | 35200 | 32600 | 17.1 | 12 | 8.5 | 1.8 | 80 | 62 | 213826529
AMERICAN STANDARD | 4A6V7X36A1 | 4PX*CU42BS3 | *UHMC100ACV4+LRP | 35200 | 32600 | 17.1 | 12 | 8.5 | 1.8 | 80 | 62 | 213826530
TRANE | 4TWV7X36A1 | 4PX*CU42BS3 | *UHMC100CCV4+LRP | 35200 | 32600 | 17.1 | 12 | 8.5 | 1.8 | 80 | 62 | 213826531
AMERICAN STANDARD | 4A6V7X36A1 | 4PX*CU42BS3 | *UHMC100CCV4+LRP | 35200 | 32600 | 17.1 | 12 | 8.5 | 1.8 | 80 | 62 | 213826532
TRANE | 4TWV7X36A1 | 4PX*CU42BS3 | S9V2C080U5PSB+LRP | 35400 | 32800 | 17.1 | 12 | 8.5 | 1.8 | 81 | 62 | 213826533
AMERICAN STANDARD | 4A6V7X36A1 | 4PX*CU42BS3 | S9V2C080U5PSB+LRP | 35400 | 32800 | 17.1 | 12 | 8.5 | 1.8 | 81 | 62 | 213826534
TRANE | 4TWV7X36A1 | 4PX*CU48BS3 | S9V2C100U4VSB+LRP | 35200 | 32200 | 17.1 | 12 | 8.5 | 1.8 | 81 | 63 | 213826535
AMERICAN STANDARD | 4A6V7X36A1 | 4PX*CU48BS3 | S9V2C100U4VSB+LRP | 35200 | 32200 | 17.1 | 12 | 8.5 | 1.8 | 81 | 63 | 213826536
TRANE | 4TWV7X36A1 | 4PX*CU48BS3 | S9V2C100U4VSA+LRP | 35200 | 32200 | 17.1 | 12 | 8.5 | 1.8 | 81 | 63 | 213826537
AMERICAN STANDARD | 4A6V7X36A1 | 4PX*CU48BS3 | S9V2C100U4VSA+LRP | 35200 | 32200 | 17.1 | 12 | 8.5 | 1.8 | 81 | 63 | 213826538
TRANE | 4TWV7X36A1 | 4PX*CU48BS3 | S9V2C080U5PSC+LRP | 35400 | 32400 | 17.1 | 12 | 8.5 | 1.8 | 81 | 63 | 213826539
AMERICAN STANDARD | 4A6V7X36A1 | 4PX*CU48BS3 | S9V2C080U5PSC+LRP | 35400 | 32400 | 17.1 | 12 | 8.5 | 1.8 | 81 | 63 | 213826540
TRANE | 4TWV7X36A1 | 4PX*CU48BS3 | S9V2C080U5PSB+LRP | 35400 | 32400 | 17.1 | 12 | 8.5 | 1.8 | 81 | 63 | 213826541
AMERICAN STANDARD | 4A6V7X36A1 | 4PX*CU48BS3 | S9V2C080U5PSB+LRP | 35400 | 32400 | 17.1 | 12 | 8.5 | 1.8 | 81 | 63 | 213826542
TRANE | 4TWV7X36A1 | 4TXCB006DS3 | S9V2B040U3PSC+LRP | 35200 | 32400 | 17.1 | 12 | 8.5 | 1.8 | 82 | 65 | 213826551
AMERICAN STANDARD | 4A6V7X36A1 | 4TXCB006DS3 | S9V2B040U3PSC+LRP | 35200 | 32400 | 17.1 | 12 | 8.5 | 1.8 | 82 | 65 | 213826552
TRANE | 4TWV7X36A1 | 4TXCB006DS3 | *UHMB060CCV3+LRP | 35200 | 32400 | 17.1 | 12 | 8.5 | 1.8 | 81 | 63 | 213826553
AMERICAN STANDARD | 4A6V7X36A1 | 4TXCB006DS3 | *UHMB060CCV3+LRP | 35200 | 32400 | 17.1 | 12 | 8.5 | 1.8 | 81 | 63 | 213826554
TRANE | 4TWV7X36A1 | 4TXCB006DS3 | *UHMB060ACV3+LRP | 35200 | 32400 | 17.1 | 12 | 8.5 | 1.8 | 81 | 63 | 213826555
AMERICAN STANDARD | 4A6V7X36A1 | 4TXCB006DS3 | *UHMB060ACV3+LRP | 35200 | 32400 | 17.1 | 12 | 8.5 | 1.8 | 81 | 63 | 213826556
TRANE | 4TWV7X36A1 | 4TXCB006DS3 | S9V2B080U4VSB+LRP | 35000 | 29000 | 17.1 | 12 | 8.5 | 1.8 | 91 | 70 | 213826557
AMERICAN STANDARD | 4A6V7X36A1 | 4TXCB006DS3 | S9V2B080U4VSB+LRP | 35000 | 29000 | 17.1 | 12 | 8.5 | 1.8 | 91 | 70 | 213826558
TRANE | 4TWV7X36A1 | 4TXCB006DS3 | S9V2B080U4VSA+LRP | 35000 | 29000 | 17.1 | 12 | 8.5 | 1.8 | 91 | 70 | 213826559
AMERICAN STANDARD | 4A6V7X36A1 | 4TXCB006DS3 | S9V2B080U4VSA+LRP | 35000 | 29000 | 17.1 | 12 | 8.5 | 1.8 | 91 | 70 | 213826560
TRANE | 4TWV7X36A1 | 4TXCB006DS3 | S9V2B080U4PSC+LRP | 35000 | 32400 | 17.1 | 12 | 8.5 | 1.8 | 81 | 63 | 213826561
AMERICAN STANDARD | 4A6V7X36A1 | 4TXCB006DS3 | S9V2B080U4PSC+LRP | 35000 | 32400 | 17.1 | 12 | 8.5 | 1.8 | 81 | 63 | 213826562
TRANE | 4TWV7X36A1 | 4TXCB006DS3 | S9V2B080U4PSB+LRP | 35000 | 32400 | 17.1 | 12 | 8.5 | 1.8 | 81 | 63 | 213826563
AMERICAN STANDARD | 4A6V7X36A1 | 4TXCB006DS3 | S9V2B080U4PSB+LRP | 35000 | 32400 | 17.1 | 12 | 8.5 | 1.8 | 81 | 63 | 213826564
TRANE | 4TWV7X36A1 | 4TXCB006DS3 | S9V2B060U4PSC+LRP | 35200 | 32400 | 17.1 | 12 | 8.5 | 1.8 | 81 | 64 | 213826565
AMERICAN STANDARD | 4A6V7X36A1 | 4TXCB006DS3 | S9V2B060U4PSC+LRP | 35200 | 32400 | 17.1 | 12 | 8.5 | 1.8 | 81 | 64 | 213826566
TRANE | 4TWV7X36A1 | 4TXCB006DS3 | S9V2B060U4PSB+LRP | 35200 | 32400 | 17.1 | 12 | 8.5 | 1.8 | 81 | 64 | 213826567
AMERICAN STANDARD | 4A6V7X36A1 | 4TXCB006DS3 | S9V2B060U4PSB+LRP | 35200 | 32400 | 17.1 | 12 | 8.5 | 1.8 | 81 | 64 | 213826568
TRANE | 4TWV7X36A1 | 4TXCB006DS3 | S9V2B060U3VSB+LRP | 35200 | 32400 | 17.1 | 12 | 8.5 | 1.8 | 81 | 64 | 213826569
AMERICAN STANDARD | 4A6V7X36A1 | 4TXCB006DS3 | S9V2B060U3VSB+LRP | 35200 | 32400 | 17.1 | 12 | 8.5 | 1.8 | 81 | 64 | 213826570
TRANE | 4TWV7X36A1 | 4TXCB006DS3 | S9V2B060U3VSA+LRP | 35200 | 32400 | 17.1 | 12 | 8.5 | 1.8 | 81 | 64 | 213826571
AMERICAN STANDARD | 4A6V7X36A1 | 4TXCB006DS3 | S9V2B060U3VSA+LRP | 35200 | 32400 | 17.1 | 12 | 8.5 | 1.8 | 81 | 64 | 213826572
TRANE | 4TWV7X36A1 | 4TXCB006DS3 | S9V2B040U3VSB+LRP | 35200 | 32400 | 17.1 | 12 | 8.5 | 1.8 | 82 | 65 | 213826573
AMERICAN STANDARD | 4A6V7X36A1 | 4TXCB006DS3 | S9V2B040U3VSB+LRP | 35200 | 32400 | 17.1 | 12 | 8.5 | 1.8 | 82 | 65 | 213826574
TRANE | 4TWV7X36A1 | 4TXCB006DS3 | *UHMB080CCV3+LRP | 35200 | 32400 | 17.1 | 12 | 8.5 | 1.8 | 81 | 63 | 213826575
AMERICAN STANDARD | 4A6V7X36A1 | 4TXCB006DS3 | *UHMB080CCV3+LRP | 35200 | 32400 | 17.1 | 12 | 8.5 | 1.8 | 81 | 63 | 213826576
TRANE | 4TWV7X36A1 | 4TXCB006DS3 | L8V1B080U4VSB+LRP | 35000 | 32400 | 17.1 | 12 | 8.5 | 1.8 | 82 | 64 | 213826581
AMERICAN STANDARD | 4A6V7X36A1 | 4TXCB006DS3 | L8V1B080U4VSB+LRP | 35000 | 32400 | 17.1 | 12 | 8.5 | 1.8 | 82 | 64 | 213826582
TRANE | 4TWV7X36A1 | 4TXCB006DS3 | S9V2B040U3PSB+LRP | 35200 | 32400 | 17.1 | 12 | 8.5 | 1.8 | 82 | 65 | 213826583
AMERICAN STANDARD | 4A6V7X36A1 | 4TXCB006DS3 | S9V2B040U3PSB+LRP | 35200 | 32400 | 17.1 | 12 | 8.5 | 1.8 | 82 | 65 | 213826584
TRANE | 4TWV7X36A1 | 4TXCB006DS3 | *UHMB080ACV3+LRP | 35200 | 32400 | 17.1 | 12 | 8.5 | 1.8 | 81 | 63 | 213826585
AMERICAN STANDARD | 4A6V7X36A1 | 4TXCB006DS3 | *UHMB080ACV3+LRP | 35200 | 32400 | 17.1 | 12 | 8.5 | 1.8 | 81 | 63 | 213826586
TRANE | 4TWV7X36A1 | 4TXCB006DS3 | S9V2B040U3VSA+LRP | 35200 | 32400 | 17.1 | 12 | 8.5 | 1.8 | 82 | 65 | 213826587
AMERICAN STANDARD | 4A6V7X36A1 | 4TXCB006DS3 | S9V2B040U3VSA+LRP | 35200 | 32400 | 17.1 | 12 | 8.5 | 1.8 | 82 | 65 | 213826588
TRANE | 4TWV7X36A1 | 4TXCC005DS3 | *UHMC100ACV4+LRP | 34200 | 31600 | 17.1 | 12 | 8.2 | 1.8 | 82 | 64 | 213826589
AMERICAN STANDARD | 4A6V7X36A1 | 4TXCC005DS3 | *UHMC100ACV4+LRP | 34200 | 31600 | 17.1 | 12 | 8.2 | 1.8 | 82 | 64 | 213826590
TRANE | 4TWV7X36A1 | 4TXCC005DS3 | S9V2C080U5PSB+LRP | 34200 | 31800 | 17.1 | 11.7 | 8.2 | 1.8 | 82 | 64 | 213826591
AMERICAN STANDARD | 4A6V7X36A1 | 4TXCC005DS3 | S9V2C080U5PSB+LRP | 34200 | 31800 | 17.1 | 11.7 | 8.2 | 1.8 | 82 | 64 | 213826592
TRANE | 4TWV7X36A1 | 4TXCC005DS3 | *UHMC100CCV4+LRP | 34200 | 31600 | 17.1 | 12 | 8.2 | 1.8 | 82 | 64 | 213826593
AMERICAN STANDARD | 4A6V7X36A1 | 4TXCC005DS3 | *UHMC100CCV4+LRP | 34200 | 31600 | 17.1 | 12 | 8.2 | 1.8 | 82 | 64 | 213826594
TRANE | 4TWL5030N1 | 4PX*BD36BS3 | S9V2B060D3VSB | 29200 | 28400 | 15.2 | 12 | 8.1 | 2.1 | 66 | 51 | 213909048
AMERICAN STANDARD | 4A6L5030N1 | 4PX*BD36BS3 | S9V2B060D3VSB | 29200 | 28400 | 15.2 | 12 | 8.1 | 2.1 | 66 | 51 | 213909049
TRANE | 4TWL9024A1 | 4PX*BD30BS3 | S9V2B060D3VSB+RP | 23400 | 21800 | 17.5 | 12 | 8.5 | 2.2 | 65 | 50 | 213909060
AMERICAN STANDARD | 4A6L9024A1 | 4PX*BD30BS3 | S9V2B060D3VSB+RP | 23400 | 21800 | 17.5 | 12 | 8.5 | 2.2 | 65 | 50 | 213909061
TRANE | 4TWL6036A1 | 4PX*BU42BS3 | *UHMB080ACV3 | 36200 | 33800 | 15.2 | 12 | 8.1 | 2.1 | 65 | 50 | 203450964
TRANE | 4TWL6036A1 | 4PX*BU42BS3 | *UHMB060ACV3 | 36000 | 33800 | 15.2 | 12 | 8.1 | 2.1 | 64 | 49 | 203450966
TRANE | 4TWL6036A1 | 4PX*BU48BS3 | *UHMB060ACV3 | 36400 | 33200 | 15.2 | 12 | 8.1 | 2.1 | 65 | 50 | 203450967
TRANE | 4TWL6036A1 | 4PX*BU48BS3 | *UHMB080ACV3 | 36200 | 33000 | 15.2 | 12 | 8.1 | 2.1 | 65 | 50 | 203450968
TRANE | 4TWL6036A1 | 4PX*CU42BS3 | *UHMC100ACV4 | 36200 | 33600 | 15.2 | 12 | 8.1 | 2.1 | 65 | 49 | 203450971
TRANE | 4TWL6036A1 | 4PX*CU48BS3 | *UHMC100ACV4 | 36800 | 33400 | 15.2 | 12 | 8.1 | 2.1 | 65 | 50 | 203450973
TRANE | 4TWL6036A1 | 4PX*DU48BS3 | *UHMD120ACV5 | 36800 | 33400 | 15.2 | 12 | 8.1 | 2.1 | 65 | 50 | 203450974
TRANE | 4TWL6036A1 | 4TXCB006DS3 | *UHMB080ACV3 | 36200 | 33000 | 15.2 | 12 | 8.1 | 2.1 | 65 | 50 | 203450981
TRANE | 4TWL6036A1 | 4TXCB006DS3 | *UHMB060ACV3 | 36400 | 33200 | 15.2 | 12 | 8.1 | 2.1 | 65 | 50 | 203450982
TRANE | 4TWL6036A1 | 4TXCC007DS3 | *UHMC100ACV4 | 36800 | 33400 | 15.2 | 12 | 8.1 | 2.1 | 65 | 50 | 203450983
TRANE | 4TWL6036A1 | 4TXCD008DS3 | *UHMD120ACV5 | 36800 | 33400 | 15.2 | 12 | 8.1 | 2.1 | 65 | 50 | 203450985
AMERICAN STANDARD | 4A6L6030A1 | 4PX*CU42BS3 | *UHMC100ACV4 | 30400 | 28000 | 15.2 | 12 | 8.1 | 2 | 64 | 50 | 203451068
AMERICAN STANDARD | 4A6L6036A1 | 4PX*BU42BS3 | *UHMB080ACV3 | 36200 | 33800 | 15.2 | 12 | 8.1 | 2.1 | 66 | 50 | 203451085
AMERICAN STANDARD | 4A6L6036A1 | 4PX*BU42BS3 | *UHMB060ACV3 | 36000 | 33800 | 15.2 | 12 | 8.1 | 2.1 | 66 | 49 | 203451086
AMERICAN STANDARD | 4A6L6036A1 | 4PX*BU48BS3 | *UHMB060ACV3 | 36400 | 33200 | 15.2 | 12 | 8.1 | 2.1 | 66 | 50 | 203451087
AMERICAN STANDARD | 4A6L6036A1 | 4PX*BU48BS3 | *UHMB080ACV3 | 36200 | 33000 | 15.2 | 12 | 8.1 | 2.1 | 66 | 50 | 203451089
AMERICAN STANDARD | 4A6L6036A1 | 4PX*CU42BS3 | *UHMC100ACV4 | 36200 | 33600 | 15.2 | 12 | 8.1 | 2.1 | 65 | 49 | 203451091
AMERICAN STANDARD | 4A6L6036A1 | 4PX*CU48BS3 | *UHMC100ACV4 | 36800 | 33400 | 15.2 | 12 | 8.1 | 2.1 | 65 | 50 | 203451093
AMERICAN STANDARD | 4A6V0X36A1 | 4PX*CU48BS3 | S8V2C080M5PDB | 35200 | 32000 | 20 | 12.5 | 8.5 | 1.8 | 83 | 64 | 214253030
TRANE | 4TWV0X36A1 | 4PX*CU48BS3 | S8V2C080M5PDB | 35200 | 32000 | 20 | 12.5 | 8.5 | 1.8 | 83 | 64 | 214253029
AMERICAN STANDARD | 4A6V0X36A1 | 4PX*CU48BS3 | S8V2C080M5PCB | 35200 | 32000 | 20 | 12.5 | 8.5 | 1.8 | 83 | 64 | 214253028
TRANE | 4TWV0X36A1 | 4PX*CU48BS3 | S8V2C080M5PCB | 35200 | 32000 | 20 | 12.5 | 8.5 | 1.8 | 83 | 64 | 214253027
AMERICAN STANDARD | 4A6V0X36A1 | 4PX*CU48BS3 | S8V2C100M5PCB | 35400 | 32200 | 20.5 | 12.5 | 8.7 | 1.8 | 83 | 63 | 214253026
TRANE | 4TWV0X36A1 | 4PX*CU48BS3 | S8V2C100M5PCB | 35400 | 32200 | 20.5 | 12.5 | 8.7 | 1.8 | 83 | 63 | 214253025
AMERICAN STANDARD | 4A6V0X36A1 | 4PX*CU48BS3 | S8V2C100M5PDB | 35400 | 32200 | 20.5 | 12.5 | 8.7 | 1.8 | 83 | 63 | 214253024
TRANE | 4TWV0X36A1 | 4PX*CU48BS3 | S8V2C100M5PDB | 35400 | 32200 | 20.5 | 12.5 | 8.7 | 1.8 | 83 | 63 | 214253023
AMERICAN STANDARD | 4A6V0X36A1 | 4PX*CU42BS3 | S8V2C080M5PDB | 35200 | 32600 | 19.5 | 12.5 | 8.5 | 1.8 | 82 | 63 | 214253022
TRANE | 4TWV0X36A1 | 4PX*CU42BS3 | S8V2C080M5PDB | 35200 | 32600 | 19.5 | 12.5 | 8.5 | 1.8 | 82 | 63 | 214253021
AMERICAN STANDARD | 4A6V0X36A1 | 4PX*CU42BS3 | S8V2C100M5PDB | 35400 | 32600 | 20 | 12.5 | 8.5 | 1.8 | 83 | 63 | 214253020
TRANE | 4TWV0X36A1 | 4PX*CU42BS3 | S8V2C100M5PDB | 35400 | 32600 | 20 | 12.5 | 8.5 | 1.8 | 83 | 63 | 214253019
AMERICAN STANDARD | 4A6V0X36A1 | 4PX*CU42BS3 | S8V2C100M5PCB | 35400 | 32600 | 20 | 12.5 | 8.5 | 1.8 | 83 | 63 | 214253018
TRANE | 4TWV0X36A1 | 4PX*CU42BS3 | S8V2C100M5PCB | 35400 | 32600 | 20 | 12.5 | 8.5 | 1.8 | 83 | 63 | 214253017
AMERICAN STANDARD | 4A6V0X36A1 | 4PX*CU42BS3 | S8V2C080M5PCB | 35200 | 32600 | 19.5 | 12.5 | 8.5 | 1.8 | 82 | 63 | 214253016
TRANE | 4TWV0X36A1 | 4PX*CU42BS3 | S8V2C080M5PCB | 35200 | 32600 | 19.5 | 12.5 | 8.5 | 1.8 | 82 | 63 | 214253015
AMERICAN STANDARD | 4A6V0X36A1 | 4PX*CU36BS3 | S8V2C100M5PDB | 34400 | 31400 | 19.5 | 12 | 8.5 | 1.8 | 84 | 65 | 214253012
TRANE | 4TWV0X36A1 | 4PX*CU36BS3 | S8V2C100M5PDB | 34400 | 31400 | 19.5 | 12 | 8.5 | 1.8 | 84 | 65 | 214253011
AMERICAN STANDARD | 4A6V0X36A1 | 4PX*CU36BS3 | S8V2C100M5PCB | 34400 | 31400 | 19.5 | 12 | 8.5 | 1.8 | 84 | 65 | 214253008
TRANE | 4TWV0X36A1 | 4PX*CU36BS3 | S8V2C100M5PCB | 34400 | 31400 | 19.5 | 12 | 8.5 | 1.8 | 84 | 65 | 214253007
AMERICAN STANDARD | 4A6V0X36A1 | 4PX*BU42BS3 | S8V2B060M4PDB | 35600 | 32800 | 19.5 | 12.5 | 8.5 | 1.8 | 83 | 63 | 214252990
TRANE | 4TWV0X36A1 | 4PX*BU42BS3 | S8V2B060M4PDB | 35600 | 32800 | 19.5 | 12.5 | 8.5 | 1.8 | 83 | 63 | 214252989
AMERICAN STANDARD | 4A6V0X36A1 | 4PX*BU42BS3 | S8V2B080M4PDB | 35600 | 32800 | 20 | 12.5 | 8.5 | 1.8 | 84 | 63 | 214252984
TRANE | 4TWV0X36A1 | 4PX*BU42BS3 | S8V2B080M4PDB | 35600 | 32800 | 20 | 12.5 | 8.5 | 1.8 | 84 | 63 | 214252983
AMERICAN STANDARD | 4A6V0X36A1 | 4PX*BU42BS3 | S8V2B080M4PCB | 35600 | 32800 | 20 | 12.5 | 8.5 | 1.8 | 84 | 63 | 214252982
TRANE | 4TWV0X36A1 | 4PX*BU42BS3 | S8V2B080M4PCB | 35600 | 32800 | 20 | 12.5 | 8.5 | 1.8 | 84 | 63 | 214252981
AMERICAN STANDARD | 4A6V0X36A1 | 4PX*BU42BS3 | S8V2B060M4PCB | 35600 | 32800 | 19.5 | 12.5 | 8.5 | 1.8 | 83 | 63 | 214252980
TRANE | 4TWV0X36A1 | 4PX*BU42BS3 | S8V2B060M4PCB | 35600 | 32800 | 19.5 | 12.5 | 8.5 | 1.8 | 83 | 63 | 214252979
TRANE | 4TWL6036A1 | 4TXCB006DS3 | S9X2B060U4PSB | 36000 | 33000 | 15.2 | 12 | 8.1 | 2.1 | 65 | 50 | 204287183
TRANE | 4TWL6036A1 | 4TXCB006DS3 | S9X1B080U4PSB | 36200 | 33200 | 15.2 | 12 | 8.1 | 2.1 | 65 | 50 | 204287182
TRANE | 4TWL6036A1 | 4TXCB006DS3 | S9X1B060U4PSB | 36000 | 33000 | 15.2 | 12 | 8.1 | 2.1 | 65 | 50 | 204287181
TRANE | 4TWL6036A1 | 4TXCB006DS3 | S9X1B040U3PSB | 36400 | 33400 | 15.2 | 12 | 8.1 | 2.1 | 65 | 50 | 204287180
TRANE | 4TWL6036A1 | 4PX*CU48BS3 | S9X1C100U5PSB | 36600 | 33400 | 15.2 | 12 | 8.1 | 2.1 | 65 | 50 | 204287172
TRANE | 4TWL6036A1 | 4PX*CU48BS3 | S9X2C080U5PSB | 36600 | 33200 | 15.2 | 12 | 8.1 | 2.1 | 65 | 50 | 204287171
TRANE | 4TWL6036A1 | 4PX*CU48BS3 | S9X1C080U5PSB | 36600 | 33200 | 15.2 | 12 | 8.1 | 2.1 | 65 | 50 | 204287170
TRANE | 4TWL6036A1 | 4PX*CU48BS3 | S9X2C100U5PSB | 36600 | 33400 | 15.2 | 12 | 8.1 | 2.1 | 65 | 50 | 204287169
TRANE | 4TWL6036A1 | 4PX*CU42BS3 | S9X2C100U5PSB | 36800 | 34200 | 15.2 | 12 | 8.1 | 2.1 | 65 | 49 | 204287168
TRANE | 4TWL6036A1 | 4PX*CU42BS3 | S9X2C080U5PSB | 36800 | 34200 | 15.2 | 12 | 8.1 | 2.1 | 64 | 49 | 204287167
TRANE | 4TWL6036A1 | 4PX*CU42BS3 | S9X1C100U5PSB | 36800 | 34200 | 15.2 | 12 | 8.1 | 2.1 | 65 | 49 | 204287166
TRANE | 4TWL6036A1 | 4PX*CU42BS3 | S9X1C080U5PSB | 36800 | 34200 | 15.2 | 12 | 8.1 | 2.1 | 64 | 49 | 204287165
TRANE | 4TWL6036A1 | 4PX*BU48BS3 | S9X2B060U4PSB | 36000 | 33000 | 15.2 | 12 | 8.1 | 2.1 | 65 | 50 | 204287156
TRANE | 4TWL6036A1 | 4PX*BU48BS3 | S9X2B080U4PSB | 36200 | 33200 | 15.2 | 12 | 8.1 | 2.1 | 65 | 50 | 204287155
TRANE | 4TWL6036A1 | 4PX*BU48BS3 | S9X2B040U3PSB | 36400 | 33400 | 15.2 | 12 | 8.1 | 2.1 | 65 | 50 | 204287154
TRANE | 4TWL6036A1 | 4PX*BU48BS3 | S9X1B080U4PSB | 36200 | 33200 | 15.2 | 12 | 8.1 | 2.1 | 65 | 50 | 204287153
TRANE | 4TWL6036A1 | 4PX*BU48BS3 | S9X1B060U4PSB | 36000 | 33000 | 15.2 | 12 | 8.1 | 2.1 | 65 | 50 | 204287152
TRANE | 4TWL6036A1 | 4PX*BU48BS3 | S9X1B040U3PSB | 36400 | 33400 | 15.2 | 12 | 8.1 | 2.1 | 65 | 50 | 204287151
TRANE | 4TWL6036A1 | 4PX*BU42BS3 | S9X1B060U4PSB | 36000 | 33800 | 15.2 | 12 | 8.1 | 2.1 | 65 | 50 | 204287150
TRANE | 4TWL6036A1 | 4PX*BU42BS3 | S9X2B040U3PSB | 36400 | 34000 | 15.2 | 12 | 8.1 | 2.1 | 65 | 50 | 204287149
TRANE | 4TWL6036A1 | 4PX*BU42BS3 | S9X1B040U3PSB | 36400 | 34000 | 15.2 | 12 | 8.1 | 2.1 | 65 | 50 | 204287148
TRANE | 4TWL6036A1 | 4PX*BU42BS3 | S9X2B060U4PSB | 36000 | 33800 | 15.2 | 12 | 8.1 | 2.1 | 65 | 50 | 204287147
AMERICAN STANDARD | 4A6V8X36A1 | 4PX*BU42BS3 | *UD2B060ACV3 | 35200 | 32200 | 18 | 12 | 8.2 | 1.85 | 82 | 65 | 211597776
AMERICAN STANDARD | 4A6V8X36A1 | 4PX*BU42BS3 | *UD2B080ACV3 | 35000 | 32200 | 18 | 11.7 | 8.2 | 1.84 | 82 | 64 | 211597777
AMERICAN STANDARD | 4A6V8X24A1 | TEM8A0B24V21+TDR |  | 23600 | 21600 | 18 | 12.5 | 8.5 | 1.95 | 81 | 61 | 211597770
AMERICAN STANDARD | 4A6V8X24A1 | 4TXCB004DS3 | *UHMB080ACV3 | 23800 | 20200 | 18 | 12.5 | 8.5 | 1.91 | 83 | 63 | 211597769
AMERICAN STANDARD | 4A6V8X24A1 | 4PX*BU36BS3 | S9V2B060U3PSB+RP | 23600 | 20200 | 18 | 12.5 | 8.5 | 1.91 | 84 | 64 | 211597767
AMERICAN STANDARD | 4A6V0X48A1 | 4TXCD010DS3 | *UD2C080ACV4 | 45000 | 41000 | 19 | 11.7 | 8.2 | 1.77 | 85 | 66 | 211597766
AMERICAN STANDARD | 4A6V0X48A1 | 4TXCD010DS3 | *UD2D120B9V5+RP | 46500 | 42000 | 19 | 11.7 | 8.5 | 1.81 | 86 | 67 | 211597765
AMERICAN STANDARD | 4A6V0X48A1 | 4TXCD008DS3 | *UD2D120B9V5+RP | 44500 | 42000 | 19 | 11.7 | 8.1 | 1.75 | 86 | 67 | 211597764
AMERICAN STANDARD | 4A6V0X48A1 | 4PX*DU60BS3 | *UD2D120B9V5+RP | 46500 | 42000 | 19 | 11.7 | 8.5 | 1.81 | 86 | 67 | 211597762
AMERICAN STANDARD | 4A6V0X48A1 | 4PX*DU60BS3 | *UD2C080ACV4 | 45000 | 41000 | 19 | 11.7 | 8.2 | 1.77 | 85 | 66 | 211597761
AMERICAN STANDARD | 4A6V0X36A1 | 4PX*CU48BS3 | *DD2C100ACV5 | 33200 | 31000 | 18.5 | 11.7 | 8.5 | 1.84 | 82 | 65 | 211597752
AMERICAN STANDARD | 4A6V0X36A1 | 4PX*CU42BS3 | *UD2C080ACV4 | 35600 | 32400 | 20.5 | 12.7 | 8.7 | 1.83 | 82 | 62 | 211597751
AMERICAN STANDARD | 4A6V0X36A1 | 4PX*CD42BS3+HORIZ-RT | *UD2C080ACV4 | 35800 | 31000 | 20.5 | 12.7 | 8.2 | 1.75 | 84 | 65 | 211597750
AMERICAN STANDARD | 4A6V0X36A1 | 4PX*BU48BS3 | *DD2B060ACV3 | 33400 | 31200 | 18.5 | 11.7 | 8.5 | 1.79 | 85 | 65 | 211597748
AMERICAN STANDARD | 4A6V8X36A1 | 4TXCB006DS3 | *UD2B060ACV3 | 35200 | 31600 | 18 | 12 | 8.2 | 1.87 | 83 | 66 | 211597784
AMERICAN STANDARD | 4A6V8X36A1 | 4PX*CU42BS3 | *UD2C080ACV4 | 35200 | 31800 | 18 | 12 | 8.5 | 1.85 | 82 | 64 | 211597781
AMERICAN STANDARD | 4A6V8X48A1 | 4PX*DU48BS3 | *UD2D120B9V5+RP | 45500 | 43500 | 18 | 11.7 | 8.5 | 1.83 | 86 | 67 | 211597791
AMERICAN STANDARD | 4A6V8X48A1 | 4PX*DD60BS3+HORIZ-RT | *UD2D120B9V5+RP | 44500 | 42500 | 18 | 11.7 | 8.5 | 1.8 | 85 | 66 | 211597790
AMERICAN STANDARD | 4A6V8X48A1 | 4PX*DD60BS3+HORIZ-RT | *UD2C080ACV4 | 44000 | 42000 | 18 | 11.7 | 8.2 | 1.77 | 84 | 66 | 211597789
AMERICAN STANDARD | 4A6V8X48A1 | 4PX*CU42BS3 | *UD2C100ACV5 | 46000 | 44500 | 18 | 11.7 | 8.5 | 1.78 | 85 | 64 | 211597788
AMERICAN STANDARD | 4A6V8X48A1 | 4PX*CU42BS3 | *UD2C080ACV4 | 45500 | 44500 | 18 | 11.7 | 8.5 | 1.81 | 84 | 65 | 211597787
AMERICAN STANDARD | 4A6V8X48A1 | 4PX*CD60BS3+HORIZ-RT | *UD2C080ACV4 | 46500 | 43000 | 18 | 11.7 | 8.5 | 1.81 | 85 | 66 | 211597786
TRANE | 5TWX5042A1 | 5TXCB006AS3+TSTAT | S9X1B080U4PSB | 39000 | 39000 | 15.2 | 12 | 8.1 | 2.1 | 65 | 49 | 214182800
TRANE | 5TWX5042A1 | 5TXCB006AS3+TSTAT | S9X2B060U4PSB | 38000 | 39000 | 15.2 | 12 | 8.1 | 2.1 | 65 | 49 | 214182798
TRANE | 5TWX5042A1 | 5TXCB006AS3+TSTAT | S9X2B080U4PSB | 39000 | 39000 | 15.2 | 12 | 8.1 | 2.1 | 65 | 49 | 214182796
TRANE | 5TWX5042A1 | 5TEM6D07AV51+TDR+TSTAT |  | 41000 | 40000 | 16 | 12 | 8.5 | 2.1 | 65 | 49 | 214182698
TRANE | 5TWX5042A1 | 5TEM6D06AV41+TDR+TSTAT |  | 40000 | 39500 | 16 | 12 | 8.1 | 2.2 | 65 | 49 | 214182696
TRANE | 5TWX5042A1 | 5TEM6D04AV31+TDR+TSTAT |  | 39000 | 39500 | 15.5 | 12 | 8.1 | 2.2 | 64 | 48 | 214182694
TRANE | 5TWX5036A1 | 5TXCD010AS3+TSTAT | S9X1D120U5PSB | 34600 | 31200 | 15.5 | 12 | 8.1 | 2.3 | 68 | 54 | 214182692
TRANE | 5TWX5036A1 | 5TXCD010AS3+TSTAT | S8V2D120M5PCB | 34200 | 31000 | 16 | 12 | 8.1 | 2.3 | 68 | 55 | 214182690
TRANE | 5TWX5036A1 | 5TXCD010AS3+TSTAT | *UHMD120ACV5 | 34600 | 31200 | 16 | 12 | 8.1 | 2.3 | 68 | 54 | 214182688
TRANE | 5TWX5036A1 | 5TXCD010AS3+TSTAT | *UHMD120CCV5 | 34600 | 31200 | 16 | 12 | 8.1 | 2.3 | 68 | 54 | 214182686
TRANE | 5TWX5036A1 | 5TXCD010AS3+TSTAT |  | 34000 | 31800 | 15.2 | 11.7 | 8.1 | 2.3 | 69 | 56 | 214182684
TRANE | 5TWX5036A1 | 5TXCD010AS3+TSTAT | S8V2D120M5PCA | 34200 | 31000 | 16 | 12 | 8.1 | 2.3 | 68 | 55 | 214182682
TRANE | 5TWX5036A1 | 5TXCD010AS3+TSTAT | S8V2D120M5PDB | 34200 | 31000 | 16 | 12 | 8.1 | 2.3 | 68 | 55 | 214182680
TRANE | 5TWX5036A1 | 5TXCD010AS3+TSTAT | S8X1D120M5PSC | 34400 | 31200 | 16 | 12 | 8.1 | 2.3 | 69 | 55 | 214182678
TRANE | 5TWX5036A1 | 5TXCD010AS3+TSTAT | S8X1D120M5PTC | 34400 | 31200 | 16 | 12 | 8.1 | 2.3 | 69 | 55 | 214182676
TRANE | 5TWX5036A1 | 5TXCD010AS3+TSTAT | S8X2D120M5PSC | 34400 | 31200 | 16 | 12 | 8.1 | 2.3 | 69 | 55 | 214182674
TRANE | 5TWX5036A1 | 5TXCD010AS3+TSTAT | S8X2D120M5PTC | 34400 | 31200 | 16 | 12 | 8.1 | 2.3 | 69 | 55 | 214182672
TRANE | 5TWX5036A1 | 5TXCD010AS3+TSTAT | S9V2D120U5PSB | 34000 | 30800 | 16 | 12 | 8.1 | 2.4 | 69 | 55 | 214182670
TRANE | 5TWX5036A1 | 5TXCD010AS3+TSTAT | S9V2D120U5PSC | 34000 | 31000 | 16.5 | 12 | 8.1 | 2.3 | 68 | 55 | 214182668
TRANE | 5TWX5036A1 | 5TXCD010AS3+TSTAT | S9V2D120U5VSA | 34800 | 31400 | 16 | 12 | 8.1 | 2.3 | 69 | 55 | 214182666
TRANE | 5TWX5036A1 | 5TXCD010AS3+TSTAT | S9V2D120U5VSB | 34000 | 30800 | 16.5 | 12 | 8.1 | 2.4 | 69 | 55 | 214182663
TRANE | 5TWX5036A1 | 5TXCD010AS3+TSTAT | S8V2D120M5PDA | 34200 | 31000 | 16 | 12 | 8.1 | 2.3 | 68 | 55 | 214182661
TRANE | 5TWX5036A1 | 5TXCD010AS3+TSTAT | S9X2D120U5PSB | 34600 | 31200 | 15.5 | 12 | 8.1 | 2.3 | 68 | 54 | 214182659
TRANE | 5TWX5036A1 | 5TXCC007AS3+TSTAT | S8X1C080M5PTC | 34000 | 31400 | 15.5 | 12 | 8.1 | 2.3 | 68 | 55 | 214182657
TRANE | 5TWX5036A1 | 5TXCC007AS3+TSTAT | S8X1C080M5PSC | 34000 | 31400 | 15.5 | 12 | 8.1 | 2.3 | 68 | 55 | 214182655
TRANE | 5TWX5036A1 | 5TXCC007AS3+TSTAT | S8V2C100M5PDB | 34000 | 31400 | 16 | 12 | 8.1 | 2.3 | 69 | 55 | 214182653
TRANE | 5TWX5036A1 | 5TXCC007AS3+TSTAT | S8V2C100M5PDA | 34000 | 31400 | 15.5 | 12 | 8.1 | 2.3 | 69 | 55 | 214182651
TRANE | 5TWX5036A1 | 5TXCC007AS3+TSTAT | S8V2C100M5PCB | 34000 | 31400 | 16 | 12 | 8.1 | 2.3 | 69 | 55 | 214182649
TRANE | 5TWX5036A1 | 5TXCC007AS3+TSTAT | S8V2C100M5PCA | 34000 | 31400 | 15.5 | 12 | 8.1 | 2.3 | 69 | 55 | 214182647
TRANE | 5TWX5036A1 | 5TXCC007AS3+TSTAT | S8V2C080M5PDB | 34000 | 31400 | 16 | 12 | 8.1 | 2.3 | 69 | 55 | 214182645
TRANE | 5TWX5036A1 | 5TXCC007AS3+TSTAT | S8V2C080M5PDA | 34000 | 31400 | 15.5 | 12 | 8.1 | 2.3 | 69 | 55 | 214182643
TRANE | 5TWX5036A1 | 5TXCC007AS3+TSTAT | S8V2C080M5PCB | 34000 | 31400 | 16 | 12 | 8.1 | 2.3 | 69 | 55 | 214182641
TRANE | 5TWX5036A1 | 5TXCC007AS3+TSTAT | S8V2C080M5PCA | 34000 | 31400 | 15.5 | 12 | 8.1 | 2.3 | 69 | 55 | 214182639
TRANE | 4TWL9036A1 | 4PX*CD60BS3 | S8V2C100M5PCB+RP | 37600 | 33200 | 17.5 | 11.7 | 8.5 | 2.2 | 70 | 55 | 214251209
AMERICAN STANDARD | 4A6L9036A1 | 4PX*CD60BS3 | S8V2C080M5PCB+RP | 37400 | 33000 | 17.5 | 11.7 | 8.5 | 2.2 | 70 | 55 | 214251206
TRANE | 4TWL9036A1 | 4PX*CD60BS3 | S8V2C080M5PCB+RP | 37400 | 33000 | 17.5 | 11.7 | 8.5 | 2.2 | 70 | 55 | 214251204
AMERICAN STANDARD | 4A6L9036A1 | 4PX*CD60BS3 | S8V2C100M5PDB+RP | 37600 | 33200 | 17.5 | 11.7 | 8.5 | 2.2 | 70 | 55 | 214251201
TRANE | 4TWL9036A1 | 4PX*CD60BS3 | S8V2C100M5PDB+RP | 37600 | 33200 | 17.5 | 11.7 | 8.5 | 2.2 | 70 | 55 | 214251199
AMERICAN STANDARD | 4A6L9036A1 | 4PX*CD42BS3 | S8V2C080M5PDB+RP | 37200 | 34000 | 17 | 11.7 | 8.2 | 2.1 | 69 | 54 | 214251196
TRANE | 4TWL9036A1 | 4PX*CD42BS3 | S8V2C080M5PDB+RP | 37200 | 34000 | 17 | 11.7 | 8.2 | 2.1 | 69 | 54 | 214251193
AMERICAN STANDARD | 4A6L9036A1 | 4PX*CD42BS3 | S8V2C100M5PCB+RP | 37400 | 34000 | 17 | 11.7 | 8.2 | 2.1 | 69 | 55 | 214251191
TRANE | 4TWL9036A1 | 4PX*CD42BS3 | S8V2C100M5PCB+RP | 37400 | 34000 | 17 | 11.7 | 8.2 | 2.1 | 69 | 55 | 214251189
AMERICAN STANDARD | 4A6L9036A1 | 4PX*CD42BS3 | S8V2C100M5PDB+RP | 37400 | 34000 | 17 | 11.7 | 8.2 | 2.1 | 69 | 55 | 214251188
TRANE | 4TWL9036A1 | 4PX*CD42BS3 | S8V2C100M5PDB+RP | 37400 | 34000 | 17 | 11.7 | 8.2 | 2.1 | 69 | 55 | 214251187
AMERICAN STANDARD | 4A6L9036A1 | 4PX*CD42BS3 | S8V2C080M5PCB+RP | 37200 | 34000 | 17 | 11.7 | 8.2 | 2.1 | 69 | 54 | 214251186
TRANE | 4TWL9036A1 | 4PX*CD42BS3 | S8V2C080M5PCB+RP | 37200 | 34000 | 17 | 11.7 | 8.2 | 2.1 | 69 | 54 | 214251185
AMERICAN STANDARD | 4A6V7X36A1 | 4PX*CU42BS3 | S9V2C100D4VSA+LRP | 33400 | 31600 | 17.1 | 11.7 | 8.2 | 1.8 | 82 | 63 | 213826978
TRANE | 4TWV7X36A1 | 4PX*CU42BS3 | S9V2C100D4VSA+LRP | 33400 | 31600 | 17.1 | 11.7 | 8.2 | 1.8 | 82 | 63 | 213826977
AMERICAN STANDARD | 4A6V7X36A1 | 4PX*CU42BS3 | S9V2C100D4VSB+LRP | 33400 | 31600 | 17.1 | 11.7 | 8.2 | 1.8 | 82 | 63 | 213826976
TRANE | 4TWV7X36A1 | 4PX*CU42BS3 | S9V2C100D4VSB+LRP | 33400 | 31600 | 17.1 | 11.7 | 8.2 | 1.8 | 82 | 63 | 213826975
TRANE | 5TWX5036A1 | 5TXCC007AS3+TSTAT+P0V0C000M50SD |  | 34400 | 31400 | 16 | 12 | 8.1 | 2.3 | 68 | 54 | 214182637
TRANE | 5TWX5036A1 | 5TXCC007AS3+TSTAT | L8V1C100U5VSB | 34200 | 31200 | 16 | 12 | 8.1 | 2.3 | 69 | 55 | 214182631
TRANE | 5TWX5036A1 | 5TXCC007AS3+TSTAT | *UHMC100CCV4 | 34200 | 31400 | 16 | 12 | 8.1 | 2.3 | 68 | 54 | 214182629
TRANE | 5TWX5036A1 | 5TXCC007AS3+TSTAT | S8X1C100M5PSC | 33600 | 31000 | 15.5 | 12 | 8.1 | 2.3 | 68 | 55 | 214182627
TRANE | 5TWX5036A1 | 5TXCC007AS3+TSTAT | S8X1C100M5PTC | 33600 | 31000 | 15.5 | 12 | 8.1 | 2.3 | 68 | 55 | 214182625
TRANE | 5TWX5036A1 | 5TXCC007AS3+TSTAT | S8X2C080M5PSC | 34000 | 31400 | 15.5 | 12 | 8.1 | 2.3 | 68 | 55 | 214182622
TRANE | 5TWX5036A1 | 5TXCC007AS3+TSTAT | S8X2C080M5PTC | 34000 | 31400 | 15.5 | 12 | 8.1 | 2.3 | 68 | 55 | 214182620
TRANE | 5TWX5036A1 | 5TXCC007AS3+TSTAT | S8X2C100M5PSC | 33600 | 31000 | 15.5 | 12 | 8.1 | 2.3 | 68 | 55 | 214182618
TRANE | 5TWX5036A1 | 5TXCC007AS3+TSTAT | S8X2C100M5PTC | 33600 | 31000 | 15.5 | 12 | 8.1 | 2.3 | 68 | 55 | 214182616
TRANE | 5TWX5036A1 | 5TXCC007AS3+TSTAT | S9V2C080U5PSB | 34200 | 31400 | 16 | 12 | 8.1 | 2.3 | 68 | 55 | 214182614
TRANE | 5TWX5036A1 | 5TXCC007AS3+TSTAT | S9V2C080U5PSC | 34200 | 31400 | 16 | 12 | 8.1 | 2.3 | 68 | 55 | 214182612
TRANE | 5TWX5036A1 | 5TXCC007AS3+TSTAT | S9V2C100U4VSA | 33400 | 31000 | 16 | 12 | 8.1 | 2.3 | 69 | 55 | 214182610
TRANE | 5TWX5036A1 | 5TXCC007AS3+TSTAT | S9V2C100U4VSB | 34000 | 31600 | 16 | 12 | 8.1 | 2.3 | 70 | 56 | 214182608
TRANE | 5TWX5036A1 | 5TXCC007AS3+TSTAT | S9V2C100U5PSB | 34200 | 31400 | 16 | 12 | 8.1 | 2.3 | 68 | 54 | 214182606
TRANE | 5TWX5036A1 | 5TXCC007AS3+TSTAT | S9V2C100U5PSC | 34200 | 31400 | 16 | 12 | 8.1 | 2.3 | 68 | 54 | 214182604
TRANE | 5TWX5036A1 | 5TXCC007AS3+TSTAT | S9X1C080U5PSB | 34000 | 31200 | 16 | 12 | 8.1 | 2.3 | 69 | 55 | 214182602
TRANE | 5TWX5036A1 | 5TXCC007AS3+TSTAT | S9X1C100U5PSB | 34000 | 31400 | 15.2 | 12 | 8.1 | 2.3 | 68 | 55 | 214182600
TRANE | 5TWX5036A1 | 5TXCC007AS3+TSTAT | S9X2C080U5PSB | 34000 | 31200 | 16 | 12 | 8.1 | 2.3 | 69 | 55 | 214182598
TRANE | 5TWX5036A1 | 5TXCC007AS3+TSTAT | S9X2C100U5PSB | 34000 | 31400 | 15.2 | 12 | 8.1 | 2.3 | 68 | 55 | 214182596
TRANE | 5TWX5036A1 | 5TXCC007AS3+TSTAT | *UHMC100ACV4 | 34200 | 31400 | 16 | 12 | 8.1 | 2.3 | 68 | 54 | 214182594
TRANE | 5TWX5036A1 | 5TXCC007AS3+TSTAT+P0V0C000M50SC |  | 34400 | 31400 | 16 | 12 | 8.1 | 2.3 | 68 | 54 | 214182592
TRANE | 5TWX5036A1 | 5TXCB006AS3+TSTAT | L8V1B080U4VSB | 34000 | 31600 | 15.5 | 12 | 8.1 | 2.3 | 68 | 55 | 214182582
TRANE | 5TWX5036A1 | 5TXCB006AS3+TSTAT | L8V1A060U3VSB | 32600 | 30400 | 15.2 | 11.7 | 8.1 | 2.2 | 69 | 55 | 214182580
TRANE | 5TWX5036A1 | 5TXCB006AS3+TSTAT | *UHMB080CCV3 | 34000 | 31600 | 15.5 | 12 | 8.1 | 2.3 | 68 | 55 | 214182576
TRANE | 5TWX5036A1 | 5TXCB006AS3+TSTAT | *UHMB080ACV3 | 33400 | 31000 | 15.5 | 12 | 8.1 | 2.3 | 69 | 55 | 214182574
TRANE | 5TWX5036A1 | 5TXCB006AS3+TSTAT | *UHMB060CCV3 | 34000 | 31400 | 15.5 | 12 | 8.1 | 2.3 | 69 | 55 | 214182572
TRANE | 5TWX5036A1 | 5TXCB006AS3+TSTAT | *UHMB060ACV3 | 34000 | 31400 | 15.5 | 12 | 8.1 | 2.3 | 69 | 55 | 214182570
TRANE | 5TWX5036A1 | 5TXCB006AS3+TSTAT | S8X2B060M4PTC | 33800 | 31400 | 15.5 | 12 | 8.1 | 2.3 | 68 | 55 | 214182568
TRANE | 5TWX5036A1 | 5TXCB006AS3+TSTAT | S8X2B060M4PSC | 33800 | 31400 | 15.5 | 12 | 8.1 | 2.3 | 68 | 55 | 214182565
TRANE | 5TWX5036A1 | 5TXCB006AS3+TSTAT | S8X2A040M3PTC | 32400 | 30400 | 15.5 | 11.7 | 8.1 | 2.2 | 70 | 56 | 214182563
TRANE | 5TWX5036A1 | 5TXCB006AS3+TSTAT | S8X2A040M3PSC | 32400 | 30400 | 15.5 | 11.7 | 8.1 | 2.2 | 70 | 56 | 214182561
TRANE | 5TWX5036A1 | 5TXCB006AS3+TSTAT | S8X1B080M4PTC | 33800 | 31400 | 15.5 | 12 | 8.1 | 2.3 | 68 | 55 | 214182559
TRANE | 5TWX5036A1 | 5TXCB006AS3+TSTAT | S8X1B080M4PSC | 33800 | 31400 | 15.5 | 12 | 8.1 | 2.3 | 68 | 55 | 214182557
TRANE | 5TWX5036A1 | 5TXCB006AS3+TSTAT | S8X1B060M4PTC | 33800 | 31400 | 15.5 | 12 | 8.1 | 2.3 | 68 | 55 | 214182555
TRANE | 5TWX5036A1 | 5TXCB006AS3+TSTAT | S8X1B060M4PSC | 33800 | 31400 | 15.5 | 12 | 8.1 | 2.3 | 68 | 55 | 214182553
TRANE | 5TWX5036A1 | 5TXCB006AS3+TSTAT | S8X1A040M3PTC | 32400 | 30400 | 15.5 | 11.7 | 8.1 | 2.2 | 70 | 56 | 214182551
TRANE | 5TWX5036A1 | 5TXCB006AS3+TSTAT | S8X1A040M3PSC | 32400 | 30400 | 15.5 | 11.7 | 8.1 | 2.2 | 70 | 56 | 214182549
TRANE | 5TWX5036A1 | 5TXCB006AS3+TSTAT | S9X1B080U4PSB | 34000 | 31400 | 15.5 | 12 | 8.1 | 2.3 | 69 | 55 | 214182543
TRANE | 5TWX5036A1 | 5TXCB006AS3+TSTAT | S9X1B060U4PSB | 33800 | 31400 | 15.5 | 12 | 8.1 | 2.3 | 69 | 55 | 214182541
TRANE | 5TWX5036A1 | 5TXCB006AS3+TSTAT | S9V2B060U4PSC | 34000 | 31400 | 15.5 | 12 | 8.1 | 2.3 | 69 | 55 | 214182539
TRANE | 5TWX5036A1 | 5TXCB006AS3+TSTAT | S9V2B060U4PSB | 33600 | 31200 | 15.5 | 12 | 8.1 | 2.3 | 69 | 55 | 214182537
TRANE | 5TWX5036A1 | 5TXCB006AS3+TSTAT | S9V2B060U3VSB | 33800 | 31600 | 15.5 | 11.7 | 8.1 | 2.3 | 68 | 55 | 214182535
TRANE | 5TWX5036A1 | 5TXCB006AS3+TSTAT | S8V2B080M4PDB | 34000 | 31600 | 15.5 | 12 | 8.1 | 2.3 | 68 | 55 | 214182533
TRANE | 5TWX5036A1 | 5TXCB006AS3+TSTAT | S8V2B080M4PDA | 34000 | 31600 | 15.5 | 12 | 8.1 | 2.3 | 68 | 55 | 214182531
TRANE | 5TWX5036A1 | 5TXCB006AS3+TSTAT | S8V2B080M4PCB | 34000 | 31600 | 15.5 | 12 | 8.1 | 2.3 | 68 | 55 | 214182525
TRANE | 5TWX5036A1 | 5TXCB006AS3+TSTAT | S9X1B040U3PSB | 33600 | 31200 | 15.2 | 12 | 8.1 | 2.3 | 69 | 55 | 214182520
TRANE | 5TWX5036A1 | 5TXCB006AS3+TSTAT | S9V2B080U4VSB | 33400 | 31200 | 15.5 | 12 | 8.1 | 2.3 | 69 | 55 | 214182518
TRANE | 5TWX5036A1 | 5TXCB006AS3+TSTAT | S9V2B080U4VSA | 33800 | 31200 | 15.5 | 12 | 8.1 | 2.3 | 69 | 55 | 214182516
TRANE | 5TWX5036A1 | 5TXCB006AS3+TSTAT | S9X2B080U4PSB | 34000 | 31400 | 15.5 | 12 | 8.1 | 2.3 | 69 | 55 | 214182514
TRANE | 5TWX5036A1 | 5TXCB006AS3+TSTAT | S9X2B060U4PSB | 33800 | 31400 | 15.5 | 12 | 8.1 | 2.3 | 69 | 55 | 214182512
TRANE | 5TWX5036A1 | 5TXCB006AS3+TSTAT | S9X2B040U3PSB | 33600 | 31200 | 15.2 | 12 | 8.1 | 2.3 | 69 | 55 | 214182510
TRANE | 5TWX5036A1 | 5TXCB006AS3+TSTAT | S9V2B080U4PSC | 33800 | 31400 | 15.5 | 12 | 8.1 | 2.3 | 68 | 55 | 214182508
TRANE | 5TWX5036A1 | 5TXCB006AS3+TSTAT | S9V2B080U4PSB | 33800 | 31400 | 15.5 | 12 | 8.1 | 2.3 | 68 | 55 | 214182506
TRANE | 5TWX5036A1 | 5TXCB006AS3+TSTAT | S9V2B060U3VSA | 33800 | 31600 | 15.5 | 11.7 | 8.1 | 2.3 | 68 | 55 | 214182504
TRANE | 5TWX5036A1 | 5TXCB006AS3+TSTAT | S8V2B080M4PCA | 34000 | 31600 | 15.5 | 12 | 8.1 | 2.3 | 68 | 55 | 214182502
TRANE | 5TWX5036A1 | 5TXCB006AS3+TSTAT | S8V2B060M4PDB | 34000 | 31400 | 15.5 | 12 | 8.1 | 2.3 | 69 | 55 | 214182500
TRANE | 5TWX5036A1 | 5TXCB006AS3+TSTAT | S8V2B060M4PDA | 34000 | 31400 | 15.5 | 12 | 8.1 | 2.3 | 69 | 55 | 214182498
TRANE | 5TWX5036A1 | 5TXCB006AS3+TSTAT | S8V2B060M4PCB | 34000 | 31400 | 15.5 | 12 | 8.1 | 2.3 | 69 | 55 | 214182496
TRANE | 5TWX5036A1 | 5TXCB006AS3+TSTAT | S8V2B060M4PCA | 34000 | 31400 | 15.5 | 12 | 8.1 | 2.3 | 69 | 55 | 214182494
TRANE | 5TWX5036A1 | 5TXCB006AS3+TSTAT | S9V2B040U3VSB | 33600 | 31200 | 15.5 | 12 | 8.1 | 2.3 | 69 | 55 | 214182492
TRANE | 5TWX5036A1 | 5TXCB006AS3+TSTAT | S9V2B040U3VSA | 33600 | 31200 | 15.5 | 12 | 8.1 | 2.3 | 69 | 55 | 214182490
TRANE | 5TWX5036A1 | 5TXCB006AS3+TSTAT | S9V2B040U3PSC | 33800 | 31400 | 15.5 | 12 | 8.1 | 2.3 | 69 | 55 | 214182488
TRANE | 5TWX5036A1 | 5TXCB006AS3+TSTAT | S9V2B040U3PSB | 33600 | 31200 | 15.5 | 12 | 8.1 | 2.3 | 69 | 55 | 214182486
TRANE | 5TWX5036A1 | 5TXCB006AS3+TSTAT | S8X2B080M4PTC | 33800 | 31400 | 15.5 | 12 | 8.1 | 2.3 | 68 | 55 | 214182484
TRANE | 5TWX5036A1 | 5TXCB006AS3+TSTAT | S8X2B080M4PSC | 33800 | 31400 | 15.5 | 12 | 8.1 | 2.3 | 68 | 55 | 214182482
AMERICAN STANDARD | 4A6L9024A1 | 4TXCB003DS3 | S8V2A040M3PCB+RP | 22800 | 20600 | 17 | 12 | 8.5 | 2.2 | 67 | 52 | 214251116
TRANE | 4TWL9024A1 | 4TXCB003DS3 | S8V2A040M3PCB+RP | 22800 | 20600 | 17 | 12 | 8.5 | 2.2 | 67 | 52 | 214251115
AMERICAN STANDARD | 4A6L9024A1 | 4PX*BD36BS3 | S8V2A040M3PDB+RP | 22800 | 19700 | 18 | 12 | 8.2 | 2.2 | 68 | 53 | 214251100
TRANE | 4TWL9024A1 | 4PX*BD36BS3 | S8V2A040M3PDB+RP | 22800 | 19700 | 18 | 12 | 8.2 | 2.2 | 68 | 53 | 214251099
AMERICAN STANDARD | 4A6L9024A1 | 4PX*BD36BS3 | S8V2A040M3PCB+RP | 22800 | 19700 | 18 | 12 | 8.2 | 2.2 | 68 | 53 | 214251098
TRANE | 4TWL9024A1 | 4PX*BD36BS3 | S8V2A040M3PCB+RP | 22800 | 19700 | 18 | 12 | 8.2 | 2.2 | 68 | 53 | 214251097
AMERICAN STANDARD | 4A6V8X48A1 | 4TXCD010DS3 | *UHMD120CCV5 | 46500 | 43000 | 18 | 12 | 8.5 | 1.8 | 85 | 66 | 214250786
TRANE | 4TWV8X48A1 | 4TXCD010DS3 | *UHMD120CCV5 | 46500 | 43000 | 18 | 12 | 8.5 | 1.8 | 85 | 66 | 214250785
AMERICAN STANDARD | 4A6V8X48A1 | 4TXCD008DS3 | *UHMD120CCV5 | 45500 | 43500 | 18 | 11.7 | 8.5 | 1.8 | 85 | 66 | 214250784
TRANE | 4TWV8X48A1 | 4TXCD008DS3 | *UHMD120CCV5 | 45500 | 43500 | 18 | 11.7 | 8.5 | 1.8 | 85 | 66 | 214250783
AMERICAN STANDARD | 4A6V8X48A1 | 4TXCC007DS3 | *UHMC100CCV4 | 45500 | 45000 | 18 | 11.7 | 8.5 | 2 | 82 | 65 | 214250782
TRANE | 4TWV8X48A1 | 4TXCC007DS3 | *UHMC100CCV4 | 45500 | 45000 | 18 | 11.7 | 8.5 | 2 | 82 | 65 | 214250781
AMERICAN STANDARD | 4A6V8X48A1 | 4PX*DU60BS3 | *UHMD120CCV5 | 46500 | 43000 | 18 | 12 | 8.5 | 1.8 | 85 | 66 | 214250778
TRANE | 4TWV8X48A1 | 4PX*DU60BS3 | *UHMD120CCV5 | 46500 | 43000 | 18 | 12 | 8.5 | 1.8 | 85 | 66 | 214250777
AMERICAN STANDARD | 4A6V8X48A1 | 4PX*DU48BS3 | *UHMD120CCV5 | 45500 | 43500 | 18 | 11.7 | 8.5 | 1.8 | 85 | 66 | 214250776
TRANE | 4TWV8X48A1 | 4PX*DU48BS3 | *UHMD120CCV5 | 45500 | 43500 | 18 | 11.7 | 8.5 | 1.8 | 85 | 66 | 214250775
AMERICAN STANDARD | 4A6V8X48A1 | 4PX*CU60BS3 | *UHMC100CCV4 | 46500 | 43500 | 18 | 12 | 8.5 | 2 | 84 | 67 | 214250772
TRANE | 4TWV8X48A1 | 4PX*CU60BS3 | *UHMC100CCV4 | 46500 | 43500 | 18 | 12 | 8.5 | 2 | 84 | 67 | 214250771
AMERICAN STANDARD | 4A6V8X48A1 | 4PX*CU48BS3 | *UHMC100CCV4 | 45500 | 44000 | 18 | 11.7 | 8.5 | 1.9 | 84 | 67 | 214250770
TRANE | 4TWV8X48A1 | 4PX*CU48BS3 | *UHMC100CCV4 | 45500 | 44000 | 18 | 11.7 | 8.5 | 1.9 | 84 | 67 | 214250769
AMERICAN STANDARD | 4A6V8X36A1 | 4TXCB004DS3 | *UHMB060CCV3 | 34000 | 31000 | 18 | 11.7 | 8.2 | 1.8 | 84 | 66 | 214250758
TRANE | 4TWV8X36A1 | 4TXCB004DS3 | *UHMB060CCV3 | 34000 | 31000 | 18 | 11.7 | 8.2 | 1.8 | 84 | 66 | 214250757
AMERICAN STANDARD | 4A6V8X36A1 | 4PX*CU36BS3 | *UHMC100CCV4 | 34200 | 30800 | 18 | 12 | 8.2 | 1.8 | 84 | 66 | 214250750
TRANE | 4TWV8X36A1 | 4PX*CU36BS3 | *UHMC100CCV4 | 34200 | 30800 | 18 | 12 | 8.2 | 1.8 | 84 | 66 | 214250749
AMERICAN STANDARD | 4A6V8X48A1 | 4TXCD010DS3 | *UD2C080ACV4 | 45000 | 42000 | 18 | 11.7 | 8.5 | 1.82 | 85 | 66 | 211597796
AMERICAN STANDARD | 4A6V8X48A1 | 4TXCD010DS3 | *UD2D120B9V5+RP | 46500 | 43000 | 18 | 11.7 | 8.5 | 1.86 | 86 | 67 | 211597795
AMERICAN STANDARD | 4A6V8X48A1 | 4TXCD008DS3 | *UD2D120B9V5+RP | 45500 | 43500 | 18 | 11.7 | 8.5 | 1.83 | 86 | 67 | 211597794
AMERICAN STANDARD | 4A6V8X48A1 | 4PX*DU60BS3 | *UD2D120B9V5+RP | 46500 | 43000 | 18 | 11.7 | 8.5 | 1.86 | 86 | 67 | 211597793
AMERICAN STANDARD | 4A6V8X48A1 | 4PX*DU60BS3 | *UD2C080ACV4 | 45000 | 42000 | 18 | 11.7 | 8.5 | 1.82 | 85 | 66 | 211597792
AMERICAN STANDARD | 4A6V7X48A1 | 4PX*DU48BS3+P0V0D000M50SD+LRP |  | 46000 | 44500 | 17.1 | 12 | 8.5 | 1.8 | 83 | 64 | 213827172
TRANE | 4TWV7X48A1 | 4PX*DU48BS3+P0V0D000M50SD+LRP |  | 46000 | 44500 | 17.1 | 12 | 8.5 | 1.8 | 83 | 64 | 213827171
AMERICAN STANDARD | 4A6V7X48A1 | 4PX*DU48BS3+P0V0C000M50SD+LRP |  | 45000 | 43500 | 17.1 | 12 | 8.5 | 1.8 | 83 | 63 | 213827166
TRANE | 4TWV7X48A1 | 4PX*DU48BS3+P0V0C000M50SD+LRP |  | 45000 | 43500 | 17.1 | 12 | 8.5 | 1.8 | 83 | 63 | 213827165
AMERICAN STANDARD | 4A6V7X48A1 | 4PX*DD60BS3+P0V0D000M50SD+LRP |  | 46000 | 44000 | 17.1 | 12 | 8.5 | 1.8 | 83 | 64 | 213827158
TRANE | 4TWV7X48A1 | 4PX*DD60BS3+P0V0D000M50SD+LRP |  | 46000 | 44000 | 17.1 | 12 | 8.5 | 1.8 | 83 | 64 | 213827157
AMERICAN STANDARD | 4A6V7X48A1 | 4PX*CU60BS3+P0V0C000M50SD+LRP |  | 47000 | 44000 | 17.1 | 12 | 8.5 | 1.8 | 83 | 64 | 213827148
TRANE | 4TWV7X48A1 | 4PX*CU60BS3+P0V0C000M50SD+LRP |  | 47000 | 44000 | 17.1 | 12 | 8.5 | 1.8 | 83 | 64 | 213827147
AMERICAN STANDARD | 4A6V7X48A1 | 4PX*CU48BS3 | S9V2C100U5PSC+LRP | 46000 | 45000 | 17.1 | 11.7 | 8.5 | 1.8 | 83 | 64 | 213827146
TRANE | 4TWV7X48A1 | 4PX*CU48BS3 | S9V2C100U5PSC+LRP | 46000 | 45000 | 17.1 | 11.7 | 8.5 | 1.8 | 83 | 64 | 213827145
AMERICAN STANDARD | 4A6V7X48A1 | 4PX*CU48BS3 | S9V2C100U5PSB+LRP | 46000 | 45000 | 17.1 | 11.7 | 8.5 | 1.8 | 83 | 64 | 213827138
TRANE | 4TWV7X48A1 | 4PX*CU48BS3 | S9V2C100U5PSB+LRP | 46000 | 45000 | 17.1 | 11.7 | 8.5 | 1.8 | 83 | 64 | 213827137
AMERICAN STANDARD | 4A6V7X48A1 | 4PX*CU48BS3+P0V0C000M50SD+LRP |  | 46000 | 45000 | 17.1 | 12 | 8.5 | 1.8 | 83 | 64 | 213827134
TRANE | 4TWV7X48A1 | 4PX*CU48BS3+P0V0C000M50SD+LRP |  | 46000 | 45000 | 17.1 | 12 | 8.5 | 1.8 | 83 | 64 | 213827133
AMERICAN STANDARD | 4A6V7X48A1 | 4PX*CU42BS3 | *UHMC100ACV4+LRP | 45500 | 45500 | 17.1 | 11.7 | 8.5 | 1.8 | 82 | 63 | 213827130
TRANE | 4TWV7X48A1 | 4PX*CU42BS3 | *UHMC100ACV4+LRP | 45500 | 45500 | 17.1 | 11.7 | 8.5 | 1.8 | 82 | 63 | 213827129
AMERICAN STANDARD | 4A6V7X48A1 | 4PX*CU42BS3 | *UHMC100CCV4+LRP | 45500 | 45500 | 17.1 | 11.7 | 8.5 | 1.8 | 82 | 63 | 213827128
TRANE | 4TWV7X48A1 | 4PX*CU42BS3 | *UHMC100CCV4+LRP | 45500 | 45500 | 17.1 | 11.7 | 8.5 | 1.8 | 82 | 63 | 213827127
AMERICAN STANDARD | 4A6V7X48A1 | 4PX*CU42BS3+P0V0C000M50SD+LRP |  | 46000 | 45500 | 17.1 | 12 | 8.5 | 1.8 | 82 | 63 | 213827126
TRANE | 4TWV7X48A1 | 4PX*CU42BS3+P0V0C000M50SD+LRP |  | 46000 | 45500 | 17.1 | 12 | 8.5 | 1.8 | 82 | 63 | 213827125
AMERICAN STANDARD | 4A6V8X60A1 | 4TXCD010DS3 | *UHMD120CCV5 | 53500 | 51000 | 18 | 11.7 | 8.2 | 1.8 | 96 | 76 | 213825967
TRANE | 4TWV8X60A1 | 4TXCD010DS3 | *UHMD120CCV5 | 53500 | 51000 | 18 | 11.7 | 8.2 | 1.8 | 96 | 76 | 213825966
AMERICAN STANDARD | 4A6V8X48A1 | 4TXCC009DS3 | *UHMC100CCV4 | 46500 | 41000 | 18 | 12 | 8.5 | 2 | 89 | 71 | 213825965
TRANE | 4TWV8X48A1 | 4TXCC009DS3 | *UHMC100CCV4 | 46500 | 41000 | 18 | 12 | 8.5 | 2 | 89 | 71 | 213825964
AMERICAN STANDARD | 4A6V8X36A1 | 4TXCC005DS3 | *UHMC100CCV4 | 34200 | 28800 | 18 | 12 | 8.2 | 1.8 | 90 | 70 | 213825963
TRANE | 4TWV8X36A1 | 4TXCC005DS3 | *UHMC100CCV4 | 34200 | 28800 | 18 | 12 | 8.2 | 1.8 | 90 | 70 | 213825962
AMERICAN STANDARD | 4A6V8X36A1 | 4TXCB004DS3 | *UHMB080CCV3 | 34000 | 29000 | 18 | 11.7 | 8.2 | 1.8 | 89 | 70 | 213825961
TRANE | 4TWV8X36A1 | 4TXCB004DS3 | *UHMB080CCV3 | 34000 | 29000 | 18 | 11.7 | 8.2 | 1.8 | 89 | 70 | 213825960
AMERICAN STANDARD | 4A6V8X24A1 | 4TXCB004DS3 | *UHMB060CCV3 | 23800 | 18100 | 18 | 12.5 | 8.5 | 1.8 | 93 | 70 | 213825959
TRANE | 4TWV8X24A1 | 4TXCB004DS3 | *UHMB060CCV3 | 23800 | 18100 | 18 | 12.5 | 8.5 | 1.8 | 93 | 70 | 213825958
TRANE | 5TWX5042A1 | 5TXCC007AS3+TSTAT | S9V2C100U5PSC | 40000 | 39500 | 15.5 | 12 | 8.1 | 2.1 | 65 | 49 | 214182888
TRANE | 5TWX5042A1 | 5TXCC007AS3+TSTAT | S9X1C080U5PSB | 39000 | 39500 | 15.5 | 12 | 8.1 | 2.1 | 65 | 49 | 214182886
TRANE | 5TWX5042A1 | 5TXCC007AS3+TSTAT | S9X1C100U5PSB | 40000 | 40000 | 15.2 | 12 | 8.1 | 2.1 | 64 | 48 | 214182884
TRANE | 5TWX5042A1 | 5TXCC007AS3+TSTAT | *UHMC100ACV4 | 40000 | 39500 | 15.5 | 12 | 8.1 | 2.1 | 64 | 49 | 214182876
TRANE | 5TWX5042A1 | 5TXCC007AS3+TSTAT | *UHMC100CCV4 | 40000 | 39500 | 15.5 | 12 | 8.1 | 2.1 | 64 | 49 | 214182874
TRANE | 5TWX5042A1 | 5TXCC007AS3+TSTAT | L8V1C100U5VSB | 40000 | 40000 | 16 | 12 | 8.1 | 2.1 | 64 | 48 | 214182872
TRANE | 5TWX5042A1 | 5TXCC007AS3+TSTAT | S9X2C100U5PSB | 40000 | 40000 | 15.2 | 12 | 8.1 | 2.1 | 64 | 48 | 214182865
TRANE | 5TWX5042A1 | 5TXCC007AS3+TSTAT | S9X2C080U5PSB | 39000 | 39500 | 15.5 | 12 | 8.1 | 2.1 | 65 | 49 | 214182863
TRANE | 5TWX5042A1 | 5TXCC007AS3+TSTAT | S9V2C080U5PSB | 40000 | 39500 | 15.5 | 12 | 8.1 | 2.1 | 64 | 49 | 214182845
TRANE | 5TWX5042A1 | 5TXCB006AS3+TSTAT | S9V2B060U4PSB | 39000 | 39500 | 15.2 | 12 | 8.1 | 2.1 | 65 | 49 | 214182816
TRANE | 5TWX5042A1 | 5TXCB006AS3+TSTAT | S9V2B060U4PSC | 39000 | 39500 | 15.5 | 12 | 8.1 | 2.1 | 65 | 49 | 214182812
TRANE | 5TWX5042A1 | 5TXCB006AS3+TSTAT | S9V2B080U4PSB | 39000 | 39000 | 15.2 | 12 | 8.1 | 2.1 | 65 | 49 | 214182810
TRANE | 5TWX5042A1 | 5TXCB006AS3+TSTAT | S9V2B080U4PSC | 39500 | 39500 | 15.2 | 11.7 | 8.1 | 2.1 | 65 | 49 | 214182808
TRANE | 5TWX5042A1 | 5TXCB006AS3+TSTAT | S9V2B080U4VSA | 39000 | 40000 | 15.2 | 11.7 | 8.1 | 2 | 65 | 49 | 214182806
TRANE | 5TWX5042A1 | 5TXCB006AS3+TSTAT | S9V2B080U4VSB | 39000 | 40000 | 15.2 | 11.7 | 8.1 | 2 | 65 | 49 | 214182804
TRANE | 5TWX5042A1 | 5TXCB006AS3+TSTAT | S9X1B060U4PSB | 38000 | 39000 | 15.2 | 12 | 8.1 | 2.1 | 65 | 49 | 214182802
AMERICAN STANDARD | 4A6L9036A1 | 4PX*DU60BS3 | S8V2D120M5PCB+RP | 38000 | 33200 | 18 | 12 | 8.7 | 2.3 | 70 | 55 | 214251310
TRANE | 4TWL9036A1 | 4PX*DU60BS3 | S8V2D120M5PCB+RP | 38000 | 33200 | 18 | 12 | 8.7 | 2.3 | 70 | 55 | 214251309
AMERICAN STANDARD | 4A6L9036A1 | 4PX*DU60BS3 | S8V2D120M5PDB+RP | 38000 | 33200 | 18 | 12 | 8.7 | 2.3 | 70 | 55 | 214251308
TRANE | 4TWL9036A1 | 4PX*DU60BS3 | S8V2D120M5PDB+RP | 38000 | 33200 | 18 | 12 | 8.7 | 2.3 | 70 | 55 | 214251307
AMERICAN STANDARD | 4A6L9036A1 | 4PX*DU48BS3 | S8V2D120M5PCB+RP | 37400 | 33600 | 17.5 | 11.7 | 8.7 | 2.3 | 70 | 55 | 214251306
TRANE | 4TWL9036A1 | 4PX*DU48BS3 | S8V2D120M5PCB+RP | 37400 | 33600 | 17.5 | 11.7 | 8.7 | 2.3 | 70 | 55 | 214251305
AMERICAN STANDARD | 4A6L9036A1 | 4PX*DU48BS3 | S8V2D120M5PDB+RP | 37400 | 33600 | 17.5 | 11.7 | 8.7 | 2.3 | 70 | 55 | 214251304
TRANE | 4TWL9036A1 | 4PX*DU48BS3 | S8V2D120M5PDB+RP | 37400 | 33600 | 17.5 | 11.7 | 8.7 | 2.3 | 70 | 55 | 214251303
AMERICAN STANDARD | 4A6L9036A1 | 4PX*DD60BS3 | S8V2D120M5PCB+RP | 37200 | 33200 | 17.5 | 11.7 | 8.7 | 2.3 | 70 | 55 | 214251302
TRANE | 4TWL9036A1 | 4PX*DD60BS3 | S8V2D120M5PCB+RP | 37200 | 33200 | 17.5 | 11.7 | 8.7 | 2.3 | 70 | 55 | 214251301
AMERICAN STANDARD | 4A6L9036A1 | 4PX*DD60BS3 | S8V2D120M5PDB+RP | 37200 | 33200 | 17.5 | 11.7 | 8.7 | 2.3 | 70 | 55 | 214251300
TRANE | 4TWL9036A1 | 4PX*DD60BS3 | S8V2D120M5PDB+RP | 37200 | 33200 | 17.5 | 11.7 | 8.7 | 2.3 | 70 | 55 | 214251299
AMERICAN STANDARD | 4A6L9036A1 | 4PX*CU60BS3 | S8V2C100M5PDB+RP | 37600 | 33200 | 17.5 | 11.7 | 8.7 | 2.3 | 70 | 55 | 214251298
TRANE | 4TWL9036A1 | 4PX*CU60BS3 | S8V2C100M5PDB+RP | 37600 | 33200 | 17.5 | 11.7 | 8.7 | 2.3 | 70 | 55 | 214251297
AMERICAN STANDARD | 4A6L9036A1 | 4PX*CU60BS3 | S8V2C080M5PDB+RP | 37400 | 33200 | 17.5 | 11.7 | 8.7 | 2.3 | 70 | 55 | 214251294
TRANE | 4TWL9036A1 | 4PX*CU60BS3 | S8V2C080M5PDB+RP | 37400 | 33200 | 17.5 | 11.7 | 8.7 | 2.3 | 70 | 55 | 214251291
AMERICAN STANDARD | 4A6L9036A1 | 4PX*CU60BS3 | S8V2C080M5PCB+RP | 37400 | 33200 | 17.5 | 11.7 | 8.7 | 2.3 | 70 | 55 | 214251288
TRANE | 4TWL9036A1 | 4PX*CU60BS3 | S8V2C080M5PCB+RP | 37400 | 33200 | 17.5 | 11.7 | 8.7 | 2.3 | 70 | 55 | 214251286
AMERICAN STANDARD | 4A6L9036A1 | 4PX*CU60BS3 | S8V2C100M5PCB+RP | 37600 | 33200 | 17.5 | 11.7 | 8.7 | 2.3 | 70 | 55 | 214251283
TRANE | 4TWL9036A1 | 4PX*CU60BS3 | S8V2C100M5PCB+RP | 37600 | 33200 | 17.5 | 11.7 | 8.7 | 2.3 | 70 | 55 | 214251281
AMERICAN STANDARD | 4A6L9036A1 | 4PX*CU48BS3 | S8V2C080M5PDB+RP | 37000 | 33600 | 17.5 | 11.7 | 8.7 | 2.3 | 70 | 55 | 214251278
TRANE | 4TWL9036A1 | 4PX*CU48BS3 | S8V2C080M5PDB+RP | 37000 | 33600 | 17.5 | 11.7 | 8.7 | 2.3 | 70 | 55 | 214251276
AMERICAN STANDARD | 4A6L9036A1 | 4PX*CU48BS3 | S8V2C080M5PCB+RP | 37000 | 33600 | 17.5 | 11.7 | 8.7 | 2.3 | 70 | 55 | 214251273
TRANE | 4TWL9036A1 | 4PX*CU48BS3 | S8V2C080M5PCB+RP | 37000 | 33600 | 17.5 | 11.7 | 8.7 | 2.3 | 70 | 55 | 214251271
AMERICAN STANDARD | 4A6L9036A1 | 4PX*CU48BS3 | S8V2C100M5PDB+RP | 37200 | 33600 | 17.5 | 11.7 | 8.7 | 2.3 | 70 | 55 | 214251268
TRANE | 4TWL9036A1 | 4PX*CU48BS3 | S8V2C100M5PDB+RP | 37200 | 33600 | 17.5 | 11.7 | 8.7 | 2.3 | 70 | 55 | 214251266
AMERICAN STANDARD | 4A6L9036A1 | 4PX*CU48BS3 | S8V2C100M5PCB+RP | 37200 | 33600 | 17.5 | 11.7 | 8.7 | 2.3 | 70 | 55 | 214251263
TRANE | 4TWL9036A1 | 4PX*CU48BS3 | S8V2C100M5PCB+RP | 37200 | 33600 | 17.5 | 11.7 | 8.7 | 2.3 | 70 | 55 | 214251261
AMERICAN STANDARD | 4A6L9036A1 | 4PX*CU42BS3 | S8V2C080M5PCB+RP | 36800 | 34000 | 17 | 11.7 | 8.7 | 2.3 | 69 | 54 | 214251253
TRANE | 4TWL9036A1 | 4PX*CU42BS3 | S8V2C080M5PCB+RP | 36800 | 34000 | 17 | 11.7 | 8.7 | 2.3 | 69 | 54 | 214251251
AMERICAN STANDARD | 4A6L9036A1 | 4PX*CU42BS3 | S8V2C080M5PDB+RP | 36800 | 34000 | 17 | 11.7 | 8.7 | 2.3 | 69 | 54 | 214251243
TRANE | 4TWL9036A1 | 4PX*CU42BS3 | S8V2C080M5PDB+RP | 36800 | 34000 | 17 | 11.7 | 8.7 | 2.3 | 69 | 54 | 214251241
AMERICAN STANDARD | 4A6L9036A1 | 4PX*CD60BS3 | S8V2C080M5PDB+RP | 37400 | 33000 | 17.5 | 11.7 | 8.5 | 2.2 | 70 | 55 | 214251217
TRANE | 4TWL9036A1 | 4PX*CD60BS3 | S8V2C080M5PDB+RP | 37400 | 33000 | 17.5 | 11.7 | 8.5 | 2.2 | 70 | 55 | 214251215
AMERICAN STANDARD | 4A6L9036A1 | 4PX*CD60BS3 | S8V2C100M5PCB+RP | 37600 | 33200 | 17.5 | 11.7 | 8.5 | 2.2 | 70 | 55 | 214251212
AMERICAN STANDARD | 4A6V0X48A1 | 4PX*CU60BS3 | S8V2C080M5PCB | 46000 | 42000 | 19 | 11.7 | 8.5 | 1.8 | 86 | 66 | 214253102
TRANE | 4TWV0X48A1 | 4PX*CU60BS3 | S8V2C080M5PCB | 46000 | 42000 | 19 | 11.7 | 8.5 | 1.8 | 86 | 66 | 214253101
AMERICAN STANDARD | 4A6V0X48A1 | 4PX*CU60BS3 | S8V2C080M5PDB | 46000 | 42000 | 19 | 11.7 | 8.5 | 1.8 | 86 | 66 | 214253100
TRANE | 4TWV0X48A1 | 4PX*CU60BS3 | S8V2C080M5PDB | 46000 | 42000 | 19 | 11.7 | 8.5 | 1.8 | 86 | 66 | 214253099
TRANE | 4TWL6042A1 | 4TXCD010DS3 | S9X2D120U5PSB | 41500 | 38000 | 15.2 | 12 | 8.1 | 2.2 | 68 | 54 | 204287269
TRANE | 4TWL6042A1 | 4TXCD010DS3 | S9X1D120U5PSB | 41500 | 38000 | 15.2 | 12 | 8.1 | 2.2 | 68 | 54 | 204287268
TRANE | 4TWL6036A1 | 4TXCC007DS3 | S9X2C100U5PSB | 36600 | 33400 | 15.2 | 12 | 8.1 | 2.1 | 65 | 50 | 204287193
TRANE | 4TWL6036A1 | 4TXCC007DS3 | S9X2C080U5PSB | 36600 | 33200 | 15.2 | 12 | 8.1 | 2.1 | 65 | 50 | 204287192
TRANE | 4TWL6036A1 | 4TXCC007DS3 | S9X1C100U5PSB | 36600 | 33400 | 15.2 | 12 | 8.1 | 2.1 | 65 | 50 | 204287191
TRANE | 4TWL6036A1 | 4TXCC007DS3 | S9X1C080U5PSB | 36600 | 33200 | 15.2 | 12 | 8.1 | 2.1 | 65 | 50 | 204287190
TRANE | 4TWL6036A1 | 4TXCB006DS3 | S9X2B040U3PSB | 36400 | 33400 | 15.2 | 12 | 8.1 | 2.1 | 65 | 50 | 204287185
TRANE | 4TWL6036A1 | 4TXCB006DS3 | S9X2B080U4PSB | 36200 | 33200 | 15.2 | 12 | 8.1 | 2.1 | 65 | 50 | 204287184
AMERICAN STANDARD | 4A6V7X48A1 | 4PX*CD60BS3+P0V0C000M50SD+LRP |  | 47000 | 44000 | 17.1 | 12 | 8.5 | 1.8 | 83 | 64 | 213827098
TRANE | 4TWV7X48A1 | 4PX*CD60BS3+P0V0C000M50SD+LRP |  | 47000 | 44000 | 17.1 | 12 | 8.5 | 1.8 | 83 | 64 | 213827097
TRANE | 4TWL9048A1 | 4PX*CD60BS3 | S8V2C080M5PCB+RP | 48500 | 43500 | 19 | 11.7 | 8.7 | 2.2 | 73 | 58 | 214251381
AMERICAN STANDARD | 4A6L9048A1 | 4PX*CD60BS3 | S8V2C080M5PCB+RP | 48500 | 43500 | 19 | 11.7 | 8.7 | 2.2 | 73 | 58 | 214251382
TRANE | 4TWL9048A1 | 4PX*CU60BS3 | S8V2C080M5PCB+RP | 48500 | 43000 | 19 | 11.7 | 8.7 | 2.2 | 74 | 59 | 214251399
AMERICAN STANDARD | 4A6L9048A1 | 4PX*CU60BS3 | S8V2C080M5PCB+RP | 48500 | 43000 | 19 | 11.7 | 8.7 | 2.2 | 74 | 59 | 214251400
TRANE | 4TWL9048A1 | 4PX*CU60BS3 | S8V2C100M5PDB+RP | 48500 | 43500 | 19 | 11.7 | 8.7 | 2.2 | 74 | 59 | 214251401
AMERICAN STANDARD | 4A6L9048A1 | 4PX*CU60BS3 | S8V2C100M5PDB+RP | 48500 | 43500 | 19 | 11.7 | 8.7 | 2.2 | 74 | 59 | 214251402
TRANE | 4TWL9048A1 | 4PX*CU60BS3 | S8V2C080M5PDB+RP | 48500 | 43000 | 19 | 11.7 | 8.7 | 2.2 | 74 | 59 | 214251403
AMERICAN STANDARD | 4A6L9048A1 | 4PX*CU60BS3 | S8V2C080M5PDB+RP | 48500 | 43000 | 19 | 11.7 | 8.7 | 2.2 | 74 | 59 | 214251404
TRANE | 4TWL9048A1 | 4PX*CU60BS3 | S8V2C100M5PCB+RP | 48500 | 43500 | 19 | 11.7 | 8.7 | 2.2 | 74 | 59 | 214251405
AMERICAN STANDARD | 4A6L9048A1 | 4PX*CU60BS3 | S8V2C100M5PCB+RP | 48500 | 43500 | 19 | 11.7 | 8.7 | 2.2 | 74 | 59 | 214251406
TRANE | 4TWV7X24A1 | 4PX*BU36BS3 | L8V1A060U3VSB+LRP | 23200 | 20200 | 17.1 | 12 | 8.2 | 1.8 | 82 | 62 | 213826319
AMERICAN STANDARD | 4A6V7X24A1 | 4PX*BU36BS3 | L8V1A060U3VSB+LRP | 23200 | 20200 | 17.1 | 12 | 8.2 | 1.8 | 82 | 62 | 213826320
TRANE | 4TWV7X24A1 | 4PX*BU36BS3 | L8V1A040U3VSB+LRP | 23000 | 20200 | 17.1 | 12 | 8.2 | 1.8 | 82 | 62 | 213826321
AMERICAN STANDARD | 4A6V7X24A1 | 4PX*BU36BS3 | L8V1A040U3VSB+LRP | 23000 | 20200 | 17.1 | 12 | 8.2 | 1.8 | 82 | 62 | 213826322
TRANE | 4TWV7X24A1 | 4PX*BU36BS3 | *UHMB080CCV3+LRP | 23800 | 20600 | 17.1 | 12 | 8.5 | 1.8 | 82 | 62 | 213826323
AMERICAN STANDARD | 4A6V7X24A1 | 4PX*BU36BS3 | *UHMB080CCV3+LRP | 23800 | 20600 | 17.1 | 12 | 8.5 | 1.8 | 82 | 62 | 213826324
TRANE | 4TWV7X24A1 | 4PX*BU36BS3 | *UHMB060CCV3+LRP | 23800 | 20600 | 17.1 | 12 | 8.5 | 1.8 | 82 | 62 | 213826325
AMERICAN STANDARD | 4A6V7X24A1 | 4PX*BU36BS3 | *UHMB060CCV3+LRP | 23800 | 20600 | 17.1 | 12 | 8.5 | 1.8 | 82 | 62 | 213826326
TRANE | 4TWV7X24A1 | 4PX*BU36BS3 | *UHMB060ACV3+LRP | 23800 | 20600 | 17.1 | 12 | 8.5 | 1.8 | 82 | 62 | 213826327
AMERICAN STANDARD | 4A6V7X24A1 | 4PX*BU36BS3 | *UHMB060ACV3+LRP | 23800 | 20600 | 17.1 | 12 | 8.5 | 1.8 | 82 | 62 | 213826328
TRANE | 4TWV7X24A1 | 4PX*BU36BS3 | S9V2B040U3VSB+LRP | 24000 | 20800 | 17.1 | 12 | 8.5 | 1.8 | 82 | 61 | 213826329
AMERICAN STANDARD | 4A6V7X24A1 | 4PX*BU36BS3 | S9V2B040U3VSB+LRP | 24000 | 20800 | 17.1 | 12 | 8.5 | 1.8 | 82 | 61 | 213826330
TRANE | 4TWV7X24A1 | 4PX*BU36BS3 | S9V2B040U3VSA+LRP | 24000 | 20800 | 17.1 | 12 | 8.5 | 1.8 | 82 | 61 | 213826331
AMERICAN STANDARD | 4A6V7X24A1 | 4PX*BU36BS3 | S9V2B040U3VSA+LRP | 24000 | 20800 | 17.1 | 12 | 8.5 | 1.8 | 82 | 61 | 213826332
TRANE | 4TWV7X24A1 | 4PX*BU36BS3 | S9V2B040U3PSB+LRP | 24000 | 20800 | 17.1 | 12 | 8.5 | 1.8 | 82 | 61 | 213826333
AMERICAN STANDARD | 4A6V7X24A1 | 4PX*BU36BS3 | S9V2B040U3PSB+LRP | 24000 | 20800 | 17.1 | 12 | 8.5 | 1.8 | 82 | 61 | 213826334
TRANE | 4TWV7X24A1 | 4PX*BU36BS3 | S9V2B060U4PSC+LRP | 24000 | 20800 | 17.1 | 12 | 8.5 | 1.8 | 81 | 62 | 213826339
AMERICAN STANDARD | 4A6V7X24A1 | 4PX*BU36BS3 | S9V2B060U4PSC+LRP | 24000 | 20800 | 17.1 | 12 | 8.5 | 1.8 | 81 | 62 | 213826340
TRANE | 4TWV7X24A1 | 4PX*BU36BS3 | S9V2B060U3VSA+LRP | 24000 | 20800 | 17.1 | 12 | 8.5 | 1.8 | 81 | 62 | 213826341
AMERICAN STANDARD | 4A6V7X24A1 | 4PX*BU36BS3 | S9V2B060U3VSA+LRP | 24000 | 20800 | 17.1 | 12 | 8.5 | 1.8 | 81 | 62 | 213826342
TRANE | 4TWV7X24A1 | 4PX*BU36BS3 | S9V2B040U3PSC+LRP | 24000 | 20800 | 17.1 | 12 | 8.5 | 1.8 | 82 | 61 | 213826343
AMERICAN STANDARD | 4A6V7X24A1 | 4PX*BU36BS3 | S9V2B040U3PSC+LRP | 24000 | 20800 | 17.1 | 12 | 8.5 | 1.8 | 82 | 61 | 213826344
TRANE | 4TWV8X48A1 | 4TXCD008DS3 | *UD2C080ACV4 | 44500 | 42000 | 18 | 11.7 | 8.5 | 1.79 | 86 | 67 | 211598145
TRANE | 4TWV8X48A1 | 4PX*DU48BS3 | *UD2C080ACV4 | 44500 | 42000 | 18 | 11.7 | 8.5 | 1.79 | 86 | 67 | 211598143
TRANE | 4TWV0X48A1 | 4PX*CD60BS3+HORIZ-RT | *UD2C080ACV4 | 46500 | 42000 | 19.5 | 11.7 | 8.2 | 1.75 | 86 | 67 | 211598139
TRANE | 4TWR6024N1 | 4PX*BU48BS3 | *UHMB060CCV3 | 25600 | 24400 | 16 | 12 | 8.1 | 2.1 | 63 | 46 | 213908878
AMERICAN STANDARD | 4A6H6024N1 | 4PX*BU48BS3 | *UHMB080CCV3 | 25600 | 24400 | 16 | 12 | 8.1 | 2.1 | 62 | 46 | 213908877
TRANE | 4TWR6024N1 | 4PX*BU48BS3 | *UHMB080CCV3 | 25600 | 24400 | 16 | 12 | 8.1 | 2.1 | 62 | 46 | 213908876
AMERICAN STANDARD | 4A6V7X36A1 | 4PX*BU42BS3 | S9V2B040U3VSB+LRP | 35200 | 33000 | 17.1 | 12 | 8.5 | 1.8 | 81 | 64 | 213826496
TRANE | 4TWV7X36A1 | 4PX*BU42BS3 | S9V2B040U3VSB+LRP | 35200 | 33000 | 17.1 | 12 | 8.5 | 1.8 | 81 | 64 | 213826495
AMERICAN STANDARD | 4A6V7X36A1 | 4PX*BU42BS3 | S9V2B040U3VSA+LRP | 35200 | 33000 | 17.1 | 12 | 8.5 | 1.8 | 81 | 64 | 213826494
TRANE | 4TWV7X36A1 | 4PX*BU42BS3 | S9V2B040U3VSA+LRP | 35200 | 33000 | 17.1 | 12 | 8.5 | 1.8 | 81 | 64 | 213826493
AMERICAN STANDARD | 4A6V7X36A1 | 4PX*BU42BS3 | S9V2B040U3PSC+LRP | 35200 | 33000 | 17.1 | 12 | 8.5 | 1.8 | 81 | 64 | 213826492
TRANE | 4TWV7X36A1 | 4PX*BU42BS3 | S9V2B040U3PSC+LRP | 35200 | 33000 | 17.1 | 12 | 8.5 | 1.8 | 81 | 64 | 213826491
AMERICAN STANDARD | 4A6V7X36A1 | 4PX*BU42BS3 | S9V2B040U3PSB+LRP | 35200 | 33000 | 17.1 | 12 | 8.5 | 1.8 | 81 | 64 | 213826490
TRANE | 4TWV7X36A1 | 4PX*BU42BS3 | S9V2B040U3PSB+LRP | 35200 | 33000 | 17.1 | 12 | 8.5 | 1.8 | 81 | 64 | 213826489
AMERICAN STANDARD | 4A6V7X36A1 | 4PX*BU42BS3 | S9V2B080U4VSB+LRP | 35000 | 32800 | 17.1 | 12 | 8.2 | 1.8 | 81 | 63 | 213826488
TRANE | 4TWV7X36A1 | 4PX*BU42BS3 | S9V2B080U4VSB+LRP | 35000 | 32800 | 17.1 | 12 | 8.2 | 1.8 | 81 | 63 | 213826487
AMERICAN STANDARD | 4A6V7X36A1 | 4PX*BU42BS3 | S9V2B080U4VSA+LRP | 35000 | 32800 | 17.1 | 12 | 8.2 | 1.8 | 81 | 63 | 213826486
TRANE | 4TWV7X36A1 | 4PX*BU42BS3 | S9V2B080U4VSA+LRP | 35000 | 32800 | 17.1 | 12 | 8.2 | 1.8 | 81 | 63 | 213826485
AMERICAN STANDARD | 4A6V7X36A1 | 4PX*BU42BS3 | S9V2B060U3VSB+LRP | 35200 | 33000 | 17.1 | 12 | 8.2 | 1.8 | 81 | 62 | 213826484
TRANE | 4TWV7X36A1 | 4PX*BU42BS3 | S9V2B060U3VSB+LRP | 35200 | 33000 | 17.1 | 12 | 8.2 | 1.8 | 81 | 62 | 213826483
AMERICAN STANDARD | 4A6V7X36A1 | 4PX*BU42BS3 | S9V2B060U4PSB+LRP | 35200 | 33000 | 17.1 | 12 | 8.2 | 1.8 | 81 | 62 | 213826482
TRANE | 4TWV7X36A1 | 4PX*BU42BS3 | S9V2B060U4PSB+LRP | 35200 | 33000 | 17.1 | 12 | 8.2 | 1.8 | 81 | 62 | 213826481
AMERICAN STANDARD | 4A6V7X36A1 | 4PX*BU42BS3 | S9V2B060U4PSC+LRP | 35200 | 33000 | 17.1 | 12 | 8.2 | 1.8 | 81 | 62 | 213826480
TRANE | 4TWV7X36A1 | 4PX*BU42BS3 | S9V2B060U4PSC+LRP | 35200 | 33000 | 17.1 | 12 | 8.2 | 1.8 | 81 | 62 | 213826479
AMERICAN STANDARD | 4A6V7X36A1 | 4PX*BU42BS3 | S9V2B080U4PSB+LRP | 35000 | 32800 | 17.1 | 12 | 8.2 | 1.8 | 81 | 63 | 213826478
TRANE | 4TWV7X36A1 | 4PX*BU42BS3 | S9V2B080U4PSB+LRP | 35000 | 32800 | 17.1 | 12 | 8.2 | 1.8 | 81 | 63 | 213826477
AMERICAN STANDARD | 4A6V7X36A1 | 4PX*BU42BS3 | S9V2B080U4PSC+LRP | 35000 | 32800 | 17.1 | 12 | 8.2 | 1.8 | 81 | 63 | 213826476
TRANE | 4TWV7X36A1 | 4PX*BU42BS3 | S9V2B080U4PSC+LRP | 35000 | 32800 | 17.1 | 12 | 8.2 | 1.8 | 81 | 63 | 213826475
AMERICAN STANDARD | 4A6V7X36A1 | 4PX*BU42BS3 | *UHMB060ACV3+LRP | 35200 | 32800 | 17.1 | 12 | 8.5 | 1.8 | 80 | 63 | 213826474
TRANE | 4TWV7X36A1 | 4PX*BU42BS3 | *UHMB060ACV3+LRP | 35200 | 32800 | 17.1 | 12 | 8.5 | 1.8 | 80 | 63 | 213826473
AMERICAN STANDARD | 4A6V7X36A1 | 4PX*BU42BS3 | *UHMB060CCV3+LRP | 35200 | 32800 | 17.1 | 12 | 8.5 | 1.8 | 80 | 63 | 213826472
TRANE | 4TWV7X36A1 | 4PX*BU42BS3 | *UHMB060CCV3+LRP | 35200 | 32800 | 17.1 | 12 | 8.5 | 1.8 | 80 | 63 | 213826471
AMERICAN STANDARD | 4A6V7X36A1 | 4PX*BU42BS3 | *UHMB080ACV3+LRP | 35200 | 32800 | 17.1 | 12 | 8.5 | 1.8 | 80 | 62 | 213826470
TRANE | 4TWV7X36A1 | 4PX*BU42BS3 | *UHMB080ACV3+LRP | 35200 | 32800 | 17.1 | 12 | 8.5 | 1.8 | 80 | 62 | 213826469
AMERICAN STANDARD | 4A6V7X36A1 | 4PX*BU42BS3 | *UHMB080CCV3+LRP | 35200 | 32800 | 17.1 | 12 | 8.5 | 1.8 | 80 | 62 | 213826468
TRANE | 4TWV7X36A1 | 4PX*BU42BS3 | *UHMB080CCV3+LRP | 35200 | 32800 | 17.1 | 12 | 8.5 | 1.8 | 80 | 62 | 213826467
AMERICAN STANDARD | 4A6V7X36A1 | 4PX*BU42BS3 | S9V2B060U3VSA+LRP | 35200 | 33000 | 17.1 | 12 | 8.2 | 1.8 | 81 | 62 | 213826464
TRANE | 4TWV7X36A1 | 4PX*BU42BS3 | S9V2B060U3VSA+LRP | 35200 | 33000 | 17.1 | 12 | 8.2 | 1.8 | 81 | 62 | 213826463
AMERICAN STANDARD | 4A6V7X36A1 | 4PX*BU42BS3 | L8V1B080U4VSB+LRP | 35000 | 33000 | 17.1 | 12 | 8.2 | 1.8 | 81 | 63 | 213826462
TRANE | 4TWV7X36A1 | 4PX*BU42BS3 | L8V1B080U4VSB+LRP | 35000 | 33000 | 17.1 | 12 | 8.2 | 1.8 | 81 | 63 | 213826461
AMERICAN STANDARD | 4A6V7X36A1 | 4PX*BU36BS3 | *UHMB080CCV3+LRP | 34000 | 31800 | 17.1 | 11.7 | 8.2 | 1.8 | 82 | 64 | 213826460
TRANE | 4TWV7X36A1 | 4PX*BU36BS3 | *UHMB080CCV3+LRP | 34000 | 31800 | 17.1 | 11.7 | 8.2 | 1.8 | 82 | 64 | 213826459
AMERICAN STANDARD | 4A6V7X36A1 | 4PX*BU36BS3 | *UHMB080ACV3+LRP | 34000 | 31800 | 17.1 | 11.7 | 8.2 | 1.8 | 82 | 64 | 213826458
TRANE | 4TWV7X36A1 | 4PX*BU36BS3 | *UHMB080ACV3+LRP | 34000 | 31800 | 17.1 | 11.7 | 8.2 | 1.8 | 82 | 64 | 213826457
AMERICAN STANDARD | 4A6V7X36A1 | 4PX*BU36BS3 | *UHMB060CCV3+LRP | 34000 | 31800 | 17.1 | 11.7 | 8.2 | 1.8 | 82 | 64 | 213826456
TRANE | 4TWV7X36A1 | 4PX*BU36BS3 | *UHMB060CCV3+LRP | 34000 | 31800 | 17.1 | 11.7 | 8.2 | 1.8 | 82 | 64 | 213826455
AMERICAN STANDARD | 4A6V7X36A1 | 4PX*BU36BS3 | *UHMB060ACV3+LRP | 34000 | 31800 | 17.1 | 11.7 | 8.2 | 1.8 | 82 | 64 | 213826454
TRANE | 4TWV7X36A1 | 4PX*BU36BS3 | *UHMB060ACV3+LRP | 34000 | 31800 | 17.1 | 11.7 | 8.2 | 1.8 | 82 | 64 | 213826453
TRANE | 4TWV7X48A1 | 4PX*DU60BS3+P0V0D000M50SD+LRP |  | 47000 | 44000 | 17.1 | 12 | 8.5 | 1.8 | 83 | 64 | 213827177
AMERICAN STANDARD | 4A6V7X48A1 | 4PX*DU60BS3+P0V0D000M50SD+LRP |  | 47000 | 44000 | 17.1 | 12 | 8.5 | 1.8 | 83 | 64 | 213827178
TRANE | 4TWV7X48A1 | 4PX*DU60BS3+P0V0C000M50SD+LRP |  | 45500 | 43000 | 17.1 | 12 | 8.5 | 1.8 | 82 | 63 | 213827179
AMERICAN STANDARD | 4A6V7X48A1 | 4PX*DU60BS3+P0V0C000M50SD+LRP |  | 45500 | 43000 | 17.1 | 12 | 8.5 | 1.8 | 82 | 63 | 213827180
TRANE | 4TWV7X48A1 | 4TXCC007DS3+P0V0C000M50SD+LRP |  | 46000 | 45000 | 17.1 | 12 | 8.5 | 1.8 | 83 | 64 | 213827221
AMERICAN STANDARD | 4A6V7X48A1 | 4TXCC007DS3+P0V0C000M50SD+LRP |  | 46000 | 45000 | 17.1 | 12 | 8.5 | 1.8 | 83 | 64 | 213827222
TRANE | 4TWV7X48A1 | 4TXCC007DS3 | S9V2C100U5PSC+LRP | 46000 | 45000 | 17.1 | 11.7 | 8.5 | 1.8 | 83 | 64 | 213827223
AMERICAN STANDARD | 4A6V7X48A1 | 4TXCC007DS3 | S9V2C100U5PSC+LRP | 46000 | 45000 | 17.1 | 11.7 | 8.5 | 1.8 | 83 | 64 | 213827224
TRANE | 4TWV7X48A1 | 4TXCC009DS3+P0V0C000M50SD+LRP |  | 47000 | 44000 | 17.1 | 12 | 8.5 | 1.8 | 83 | 64 | 213827231
AMERICAN STANDARD | 4A6V7X48A1 | 4TXCC009DS3+P0V0C000M50SD+LRP |  | 47000 | 44000 | 17.1 | 12 | 8.5 | 1.8 | 83 | 64 | 213827232
TRANE | 4TWV7X48A1 | 4TXCD008DS3+P0V0D000M50SD+LRP |  | 46000 | 44500 | 17.1 | 12 | 8.5 | 1.8 | 83 | 64 | 213827241
AMERICAN STANDARD | 4A6V7X48A1 | 4TXCD008DS3+P0V0D000M50SD+LRP |  | 46000 | 44500 | 17.1 | 12 | 8.5 | 1.8 | 83 | 64 | 213827242
TRANE | 4TWV7X48A1 | 4TXCD008DS3+P0V0C000M50SD+LRP |  | 45000 | 43500 | 17.1 | 12 | 8.5 | 1.8 | 83 | 63 | 213827243
AMERICAN STANDARD | 4A6V7X48A1 | 4TXCD008DS3+P0V0C000M50SD+LRP |  | 45000 | 43500 | 17.1 | 12 | 8.5 | 1.8 | 83 | 63 | 213827244
TRANE | 4TWV7X48A1 | 4TXCD010DS3+P0V0D000M50SD+LRP |  | 47000 | 44000 | 17.1 | 12 | 8.5 | 1.8 | 83 | 64 | 213827245
AMERICAN STANDARD | 4A6V7X48A1 | 4TXCD010DS3+P0V0D000M50SD+LRP |  | 47000 | 44000 | 17.1 | 12 | 8.5 | 1.8 | 83 | 64 | 213827246
TRANE | 4TWV7X48A1 | 4TXCD010DS3+P0V0C000M50SD+LRP |  | 45500 | 43000 | 17.1 | 12 | 8.5 | 1.8 | 82 | 63 | 213827247
AMERICAN STANDARD | 4A6V7X48A1 | 4TXCD010DS3+P0V0C000M50SD+LRP |  | 45500 | 43000 | 17.1 | 12 | 8.5 | 1.8 | 82 | 63 | 213827248
TRANE | 4TWV0X48A1 | 4PX*DU60BS3 | S8V2D120M5PCB | 47000 | 42000 | 19.5 | 11.7 | 8.5 | 1.8 | 87 | 67 | 214253133
AMERICAN STANDARD | 4A6V0X48A1 | 4PX*DU60BS3 | S8V2D120M5PCB | 47000 | 42000 | 19.5 | 11.7 | 8.5 | 1.8 | 87 | 67 | 214253134
TRANE | 4TWV0X48A1 | 4PX*DU60BS3 | S8V2D120M5PDB | 47000 | 42000 | 19.5 | 11.7 | 8.5 | 1.8 | 87 | 67 | 214253135
AMERICAN STANDARD | 4A6V0X48A1 | 4PX*DU60BS3 | S8V2D120M5PDB | 47000 | 42000 | 19.5 | 11.7 | 8.5 | 1.8 | 87 | 67 | 214253136
TRANE | 4TWV0X48A1 | 4TXCC009DS3 | S8V2C080M5PCB | 46000 | 42000 | 19 | 11.7 | 8.5 | 1.8 | 86 | 66 | 214253167
AMERICAN STANDARD | 4A6V0X48A1 | 4TXCC009DS3 | S8V2C080M5PCB | 46000 | 42000 | 19 | 11.7 | 8.5 | 1.8 | 86 | 66 | 214253168
TRANE | 4TWV0X48A1 | 4TXCC009DS3 | S8V2C080M5PDB | 46000 | 42000 | 19 | 11.7 | 8.5 | 1.8 | 86 | 66 | 214253169
AMERICAN STANDARD | 4A6V0X48A1 | 4TXCC009DS3 | S8V2C080M5PDB | 46000 | 42000 | 19 | 11.7 | 8.5 | 1.8 | 86 | 66 | 214253170
TRANE | 4TWV0X48A1 | 4TXCD010DS3 | S8V2D120M5PCB | 47000 | 42000 | 19.5 | 11.7 | 8.5 | 1.8 | 87 | 67 | 214253193
AMERICAN STANDARD | 4A6V0X48A1 | 4TXCD010DS3 | S8V2D120M5PCB | 47000 | 42000 | 19.5 | 11.7 | 8.5 | 1.8 | 87 | 67 | 214253194
TRANE | 4TWV0X48A1 | 4TXCD010DS3 | S8V2D120M5PDB | 47000 | 42000 | 19.5 | 11.7 | 8.5 | 1.8 | 87 | 67 | 214253197
AMERICAN STANDARD | 4A6V0X48A1 | 4TXCD010DS3 | S8V2D120M5PDB | 47000 | 42000 | 19.5 | 11.7 | 8.5 | 1.8 | 87 | 67 | 214253198
TRANE | 4TWL9036A1 | 4TXCC007DS3 | S8V2C080M5PDB+RP | 37000 | 33600 | 17.5 | 11.7 | 8.7 | 2.3 | 70 | 55 | 214251343
AMERICAN STANDARD | 4A6L9036A1 | 4TXCC007DS3 | S8V2C080M5PDB+RP | 37000 | 33600 | 17.5 | 11.7 | 8.7 | 2.3 | 70 | 55 | 214251344
TRANE | 4TWL9036A1 | 4TXCC007DS3 | S8V2C080M5PCB+RP | 37000 | 33600 | 17.5 | 11.7 | 8.7 | 2.3 | 70 | 55 | 214251345
AMERICAN STANDARD | 4A6L9036A1 | 4TXCC007DS3 | S8V2C080M5PCB+RP | 37000 | 33600 | 17.5 | 11.7 | 8.7 | 2.3 | 70 | 55 | 214251346
TRANE | 4TWL9036A1 | 4TXCC007DS3 | S8V2C100M5PCB+RP | 37200 | 33600 | 17.5 | 11.7 | 8.7 | 2.3 | 70 | 55 | 214251347
AMERICAN STANDARD | 4A6L9036A1 | 4TXCC007DS3 | S8V2C100M5PCB+RP | 37200 | 33600 | 17.5 | 11.7 | 8.7 | 2.3 | 70 | 55 | 214251348
TRANE | 4TWL9036A1 | 4TXCC007DS3 | S8V2C100M5PDB+RP | 37200 | 33600 | 17.5 | 11.7 | 8.7 | 2.3 | 70 | 55 | 214251349
AMERICAN STANDARD | 4A6L9036A1 | 4TXCC007DS3 | S8V2C100M5PDB+RP | 37200 | 33600 | 17.5 | 11.7 | 8.7 | 2.3 | 70 | 55 | 214251350
TRANE | 4TWL9036A1 | 4TXCC009DS3 | S8V2C080M5PCB+RP | 37400 | 33200 | 17.5 | 11.7 | 8.7 | 2.3 | 70 | 55 | 214251351
AMERICAN STANDARD | 4A6L9036A1 | 4TXCC009DS3 | S8V2C080M5PCB+RP | 37400 | 33200 | 17.5 | 11.7 | 8.7 | 2.3 | 70 | 55 | 214251352
TRANE | 4TWL9036A1 | 4TXCC009DS3 | S8V2C100M5PDB+RP | 37600 | 33200 | 17.5 | 11.7 | 8.7 | 2.3 | 70 | 55 | 214251353
AMERICAN STANDARD | 4A6L9036A1 | 4TXCC009DS3 | S8V2C100M5PDB+RP | 37600 | 33200 | 17.5 | 11.7 | 8.7 | 2.3 | 70 | 55 | 214251354
TRANE | 4TWL9036A1 | 4TXCC009DS3 | S8V2C080M5PDB+RP | 37400 | 33200 | 17.5 | 11.7 | 8.7 | 2.3 | 70 | 55 | 214251355
AMERICAN STANDARD | 4A6L9036A1 | 4TXCC009DS3 | S8V2C080M5PDB+RP | 37400 | 33200 | 17.5 | 11.7 | 8.7 | 2.3 | 70 | 55 | 214251356
TRANE | 4TWL9036A1 | 4TXCC009DS3 | S8V2C100M5PCB+RP | 37600 | 33200 | 17.5 | 11.7 | 8.7 | 2.3 | 70 | 55 | 214251357
AMERICAN STANDARD | 4A6L9036A1 | 4TXCC009DS3 | S8V2C100M5PCB+RP | 37600 | 33200 | 17.5 | 11.7 | 8.7 | 2.3 | 70 | 55 | 214251358
TRANE | 4TWL9036A1 | 4TXCD008DS3 | S8V2D120M5PCB+RP | 37400 | 33600 | 17.5 | 11.7 | 8.7 | 2.3 | 70 | 55 | 214251359
AMERICAN STANDARD | 4A6L9036A1 | 4TXCD008DS3 | S8V2D120M5PCB+RP | 37400 | 33600 | 17.5 | 11.7 | 8.7 | 2.3 | 70 | 55 | 214251360
TRANE | 4TWL9036A1 | 4TXCD008DS3 | S8V2D120M5PDB+RP | 37400 | 33600 | 17.5 | 11.7 | 8.7 | 2.3 | 70 | 55 | 214251361
AMERICAN STANDARD | 4A6L9036A1 | 4TXCD008DS3 | S8V2D120M5PDB+RP | 37400 | 33600 | 17.5 | 11.7 | 8.7 | 2.3 | 70 | 55 | 214251362
TRANE | 4TWL9036A1 | 4TXCD010DS3 | S8V2D120M5PDB+RP | 38000 | 33200 | 18 | 12 | 8.7 | 2.3 | 70 | 55 | 214251363
AMERICAN STANDARD | 4A6L9036A1 | 4TXCD010DS3 | S8V2D120M5PDB+RP | 38000 | 33200 | 18 | 12 | 8.7 | 2.3 | 70 | 55 | 214251364
TRANE | 4TWL9036A1 | 4TXCD010DS3 | S8V2D120M5PCB+RP | 38000 | 33200 | 18 | 12 | 8.7 | 2.3 | 70 | 55 | 214251365
AMERICAN STANDARD | 4A6L9036A1 | 4TXCD010DS3 | S8V2D120M5PCB+RP | 38000 | 33200 | 18 | 12 | 8.7 | 2.3 | 70 | 55 | 214251366
TRANE | 4TWL9048A1 | 4PX*CD60BS3 | S8V2C080M5PDB+RP | 48500 | 43500 | 19 | 11.7 | 8.7 | 2.2 | 73 | 58 | 214251375
AMERICAN STANDARD | 4A6L9048A1 | 4PX*CD60BS3 | S8V2C080M5PDB+RP | 48500 | 43500 | 19 | 11.7 | 8.7 | 2.2 | 73 | 58 | 214251376
TRANE | 4TWL6030A1 | 4PX*CU42BS3 | *UHMC100ACV4 | 30400 | 28000 | 15.2 | 12 | 8.1 | 2 | 65 | 50 | 203450948
AMERICAN STANDARD | 4A6L6036A1 | 4PX*DD60BS3 | *DD2D120A9V5 | 37000 | 33000 | 15.2 | 12 | 8.1 | 2.1 | 64 | 50 | 202492205
TRANE | 4TWL6036A1 | 4PX*DD60BS3 | *DD2D120A9V5 | 37000 | 33000 | 15.2 | 12 | 8.1 | 2.1 | 65 | 50 | 202492089
AMERICAN STANDARD | 4A6L5024N1 | 4PX*BD36BS3 | S9V2B060D3VSB | 25600 | 25600 | 15.2 | 12 | 8.1 | 2.1 | 73 | 57 | 213909033
TRANE | 4TWL5024N1 | 4PX*BD36BS3 | S9V2B060D3VSB | 25600 | 25600 | 15.2 | 12 | 8.1 | 2.1 | 73 | 57 | 213909031
AMERICAN STANDARD | 4A6V7X36A1 | 4PX*CU36BS3 | *UHMC100CCV4+LRP | 34200 | 31600 | 17.1 | 12 | 8.2 | 1.8 | 82 | 64 | 213826522
TRANE | 4TWV7X36A1 | 4PX*CU36BS3 | *UHMC100CCV4+LRP | 34200 | 31600 | 17.1 | 12 | 8.2 | 1.8 | 82 | 64 | 213826521
AMERICAN STANDARD | 4A6V7X36A1 | 4PX*CU36BS3 | S9V2C080U5PSB+LRP | 34200 | 31800 | 17.1 | 11.7 | 8.2 | 1.8 | 81 | 64 | 213826520
TRANE | 4TWV7X36A1 | 4PX*CU36BS3 | S9V2C080U5PSB+LRP | 34200 | 31800 | 17.1 | 11.7 | 8.2 | 1.8 | 81 | 64 | 213826519
AMERICAN STANDARD | 4A6V7X36A1 | 4PX*CU36BS3 | S9V2C080U5PSC+LRP | 34200 | 31800 | 17.1 | 11.7 | 8.2 | 1.8 | 82 | 64 | 213826518
TRANE | 4TWV7X36A1 | 4PX*CU36BS3 | S9V2C080U5PSC+LRP | 34200 | 31800 | 17.1 | 11.7 | 8.2 | 1.8 | 82 | 64 | 213826517
AMERICAN STANDARD | 4A6V7X36A1 | 4PX*CU36BS3 | S9V2C100U4VSA+LRP | 34200 | 31800 | 17.1 | 11.7 | 8.2 | 1.8 | 82 | 64 | 213826516
TRANE | 4TWV7X36A1 | 4PX*CU36BS3 | S9V2C100U4VSA+LRP | 34200 | 31800 | 17.1 | 11.7 | 8.2 | 1.8 | 82 | 64 | 213826515
AMERICAN STANDARD | 4A6V7X36A1 | 4PX*CU36BS3 | S9V2C100U4VSB+LRP | 34200 | 31800 | 17.1 | 11.7 | 8.2 | 1.8 | 81 | 64 | 213826514
TRANE | 4TWV7X36A1 | 4PX*CU36BS3 | S9V2C100U4VSB+LRP | 34200 | 31800 | 17.1 | 11.7 | 8.2 | 1.8 | 81 | 64 | 213826513
AMERICAN STANDARD | 4A6V7X36A1 | 4PX*CU36BS3 | *UHMC100ACV4+LRP | 34200 | 31600 | 17.1 | 12 | 8.2 | 1.8 | 81 | 63 | 213826512
TRANE | 4TWV7X36A1 | 4PX*CU36BS3 | *UHMC100ACV4+LRP | 34200 | 31600 | 17.1 | 12 | 8.2 | 1.8 | 81 | 63 | 213826511
TRANE | 4TWV8X48A1 | 4TXCD010DS3 | S8V2C100M5PCB | 45500 | 42000 | 18 | 11.7 | 8.5 | 1.8 | 86 | 66 | 214253495
AMERICAN STANDARD | 4A6V8X48A1 | 4TXCD010DS3 | S8V2C100M5PDB | 45500 | 42000 | 18 | 11.7 | 8.5 | 1.8 | 86 | 66 | 214253494
TRANE | 4TWV8X48A1 | 4TXCD010DS3 | S8V2C100M5PDB | 45500 | 42000 | 18 | 11.7 | 8.5 | 1.8 | 86 | 66 | 214253493
AMERICAN STANDARD | 4A6V8X48A1 | 4TXCD010DS3 | S8V2D120M5PCB | 47000 | 43500 | 18 | 12 | 8.5 | 1.8 | 85 | 65 | 214253492
TRANE | 4TWV8X48A1 | 4TXCD010DS3 | S8V2D120M5PCB | 47000 | 43500 | 18 | 12 | 8.5 | 1.8 | 85 | 65 | 214253491
AMERICAN STANDARD | 4A6V8X48A1 | 4TXCD010DS3 | S8V2D120M5PDB | 47000 | 43500 | 18 | 12 | 8.5 | 1.8 | 85 | 65 | 214253490
TRANE | 4TWV8X48A1 | 4TXCD010DS3 | S8V2D120M5PDB | 47000 | 43500 | 18 | 12 | 8.5 | 1.8 | 85 | 65 | 214253489
AMERICAN STANDARD | 4A6V8X48A1 | 4TXCD008DS3 | S8V2D120M5PDB | 46000 | 44000 | 18 | 11.7 | 8.5 | 1.8 | 85 | 65 | 214253486
TRANE | 4TWV8X48A1 | 4TXCD008DS3 | S8V2D120M5PDB | 46000 | 44000 | 18 | 11.7 | 8.5 | 1.8 | 85 | 65 | 214253485
AMERICAN STANDARD | 4A6V8X48A1 | 4TXCD008DS3 | S8V2D120M5PCB | 46000 | 44000 | 18 | 11.7 | 8.5 | 1.8 | 85 | 65 | 214253484
TRANE | 4TWV8X48A1 | 4TXCD008DS3 | S8V2D120M5PCB | 46000 | 44000 | 18 | 11.7 | 8.5 | 1.8 | 85 | 65 | 214253483
AMERICAN STANDARD | 4A6V8X48A1 | 4TXCC009DS3 | S8V2C080M5PCB | 46500 | 43000 | 18 | 11.7 | 8.5 | 1.8 | 86 | 66 | 214253476
TRANE | 4TWV8X48A1 | 4TXCC009DS3 | S8V2C080M5PCB | 46500 | 43000 | 18 | 11.7 | 8.5 | 1.8 | 86 | 66 | 214253475
AMERICAN STANDARD | 4A6V8X48A1 | 4TXCC009DS3 | S8V2C100M5PCB | 46500 | 43500 | 18 | 11.7 | 8.5 | 1.8 | 86 | 66 | 214253474
TRANE | 4TWV8X48A1 | 4TXCC009DS3 | S8V2C100M5PCB | 46500 | 43500 | 18 | 11.7 | 8.5 | 1.8 | 86 | 66 | 214253473
AMERICAN STANDARD | 4A6V8X48A1 | 4TXCC009DS3 | S8V2C080M5PDB | 46500 | 43000 | 18 | 11.7 | 8.5 | 1.8 | 86 | 66 | 214253472
TRANE | 4TWV8X48A1 | 4TXCC009DS3 | S8V2C080M5PDB | 46500 | 43000 | 18 | 11.7 | 8.5 | 1.8 | 86 | 66 | 214253471
AMERICAN STANDARD | 4A6V8X48A1 | 4TXCC009DS3 | S8V2C100M5PDB | 46500 | 43500 | 18 | 11.7 | 8.5 | 1.8 | 86 | 66 | 214253470
TRANE | 4TWV8X48A1 | 4TXCC009DS3 | S8V2C100M5PDB | 46500 | 43500 | 18 | 11.7 | 8.5 | 1.8 | 86 | 66 | 214253469
AMERICAN STANDARD | 4A6V8X48A1 | 4PX*DU60BS3 | S8V2D120M5PCB | 47000 | 43500 | 18 | 12 | 8.5 | 1.8 | 85 | 65 | 214253444
TRANE | 4TWV8X48A1 | 4PX*DU60BS3 | S8V2D120M5PCB | 47000 | 43500 | 18 | 12 | 8.5 | 1.8 | 85 | 65 | 214253443
AMERICAN STANDARD | 4A6V8X48A1 | 4PX*DU60BS3 | S8V2D120M5PDB | 47000 | 43500 | 18 | 12 | 8.5 | 1.8 | 85 | 65 | 214253442
AMERICAN STANDARD | 4A6L6036A1 | 4PX*DD60BS3 | *DHMD120BCV5 | 36400 | 32800 | 15.2 | 12 | 8.1 | 2.1 | 65 | 50 | 203451401
TRANE | 4TWL6036A1 | 4PX*DD60BS3 | *DHMD120BCV5 | 36400 | 32800 | 15.2 | 12 | 8.1 | 2.1 | 65 | 50 | 203451357
AMERICAN STANDARD | 4A6L6036A1 | 4TXCD008DS3 | *UHMD120ACV5 | 36800 | 33400 | 15.2 | 12 | 8.1 | 2.1 | 65 | 50 | 203451105
AMERICAN STANDARD | 4A6L6036A1 | 4TXCC007DS3 | *UHMC100ACV4 | 36800 | 33400 | 15.2 | 12 | 8.1 | 2.1 | 65 | 50 | 203451103
AMERICAN STANDARD | 4A6L6036A1 | 4TXCB006DS3 | *UHMB060ACV3 | 36400 | 33200 | 15.2 | 12 | 8.1 | 2.1 | 66 | 50 | 203451102
AMERICAN STANDARD | 4A6L6036A1 | 4TXCB006DS3 | *UHMB080ACV3 | 36200 | 33000 | 15.2 | 12 | 8.1 | 2.1 | 66 | 50 | 203451101
AMERICAN STANDARD | 4A6L6036A1 | 4PX*DU48BS3 | *UHMD120ACV5 | 36800 | 33400 | 15.2 | 12 | 8.1 | 2.1 | 65 | 50 | 203451094
AMERICAN STANDARD | 4A6V8X36A1 | 4TXCC005DS3 | S8V2C100M5PCB | 34000 | 31000 | 18 | 11.7 | 8.2 | 1.8 | 85 | 66 | 214253350
TRANE | 4TWV8X36A1 | 4TXCC005DS3 | S8V2C100M5PCB | 34000 | 31000 | 18 | 11.7 | 8.2 | 1.8 | 85 | 66 | 214253349
AMERICAN STANDARD | 4A6V8X36A1 | 4TXCC005DS3 | S8V2C100M5PDB | 34000 | 31000 | 18 | 11.7 | 8.2 | 1.8 | 85 | 66 | 214253346
TRANE | 4TWV8X36A1 | 4TXCC005DS3 | S8V2C100M5PDB | 34000 | 31000 | 18 | 11.7 | 8.2 | 1.8 | 85 | 66 | 214253345
AMERICAN STANDARD | 4A6V8X36A1 | 4TXCB006DS3 | S8V2B080M4PCB | 35200 | 31800 | 18 | 12 | 8.2 | 1.8 | 84 | 65 | 214253344
TRANE | 4TWV8X36A1 | 4TXCB006DS3 | S8V2B080M4PCB | 35200 | 31800 | 18 | 12 | 8.2 | 1.8 | 84 | 65 | 214253343
AMERICAN STANDARD | 4A6V8X36A1 | 4TXCB006DS3 | S8V2B060M4PDB | 35200 | 31600 | 18 | 12 | 8.2 | 1.8 | 84 | 65 | 214253342
TRANE | 4TWV8X36A1 | 4TXCB006DS3 | S8V2B060M4PDB | 35200 | 31600 | 18 | 12 | 8.2 | 1.8 | 84 | 65 | 214253341
AMERICAN STANDARD | 4A6V8X36A1 | 4TXCB006DS3 | S8V2A040M3PCB | 33600 | 30400 | 18 | 12 | 8.1 | 1.8 | 83 | 65 | 214253340
TRANE | 4TWV8X36A1 | 4TXCB006DS3 | S8V2A040M3PCB | 33600 | 30400 | 18 | 12 | 8.1 | 1.8 | 83 | 65 | 214253339
AMERICAN STANDARD | 4A6V8X36A1 | 4TXCB006DS3 | S8V2A040M3PDB | 33600 | 30400 | 18 | 12 | 8.1 | 1.8 | 83 | 65 | 214253338
TRANE | 4TWV8X36A1 | 4TXCB006DS3 | S8V2A040M3PDB | 33600 | 30400 | 18 | 12 | 8.1 | 1.8 | 83 | 65 | 214253337
AMERICAN STANDARD | 4A6V8X36A1 | 4TXCB006DS3 | S8V2B060M4PCB | 35200 | 31600 | 18 | 12 | 8.2 | 1.8 | 84 | 65 | 214253336
TRANE | 4TWV8X36A1 | 4TXCB006DS3 | S8V2B060M4PCB | 35200 | 31600 | 18 | 12 | 8.2 | 1.8 | 84 | 65 | 214253335
AMERICAN STANDARD | 4A6V8X36A1 | 4TXCB006DS3 | S8V2B080M4PDB | 35200 | 31800 | 18 | 12 | 8.2 | 1.8 | 84 | 65 | 214253334
TRANE | 4TWV8X36A1 | 4TXCB006DS3 | S8V2B080M4PDB | 35200 | 31800 | 18 | 12 | 8.2 | 1.8 | 84 | 65 | 214253333
AMERICAN STANDARD | 4A6V8X36A1 | 4TXCB004DS3 | S8V2B060M4PDB | 34200 | 31200 | 18 | 11.7 | 8.2 | 1.8 | 84 | 66 | 214253332
TRANE | 4TWV8X36A1 | 4TXCB004DS3 | S8V2B060M4PDB | 34200 | 31200 | 18 | 11.7 | 8.2 | 1.8 | 84 | 66 | 214253331
AMERICAN STANDARD | 4A6V8X36A1 | 4TXCB004DS3 | S8V2B080M4PCB | 34200 | 31200 | 18 | 11.7 | 8.2 | 1.8 | 85 | 66 | 214253328
TRANE | 4TWV8X36A1 | 4TXCB004DS3 | S8V2B080M4PCB | 34200 | 31200 | 18 | 11.7 | 8.2 | 1.8 | 85 | 66 | 214253327
AMERICAN STANDARD | 4A6V8X36A1 | 4TXCB004DS3 | S8V2B080M4PDB | 34200 | 31200 | 18 | 11.7 | 8.2 | 1.8 | 85 | 66 | 214253326
TRANE | 4TWV8X36A1 | 4TXCB004DS3 | S8V2B080M4PDB | 34200 | 31200 | 18 | 11.7 | 8.2 | 1.8 | 85 | 66 | 214253325
AMERICAN STANDARD | 4A6V8X36A1 | 4TXCB004DS3 | S8V2B060M4PCB | 34200 | 31200 | 18 | 11.7 | 8.2 | 1.8 | 84 | 66 | 214253324
TRANE | 4TWV8X36A1 | 4TXCB004DS3 | S8V2B060M4PCB | 34200 | 31200 | 18 | 11.7 | 8.2 | 1.8 | 84 | 66 | 214253323
AMERICAN STANDARD | 4A6V8X36A1 | 4PX*CU48BS3 | S8V2C080M5PCB | 34800 | 31400 | 18 | 12 | 8.2 | 1.8 | 83 | 64 | 214253320
TRANE | 4TWV8X36A1 | 4PX*CU48BS3 | S8V2C080M5PCB | 34800 | 31400 | 18 | 12 | 8.2 | 1.8 | 83 | 64 | 214253319
AMERICAN STANDARD | 4A6V8X36A1 | 4PX*CU48BS3 | S8V2C100M5PCB | 35200 | 31600 | 18 | 12 | 8.2 | 1.8 | 84 | 65 | 214253318
TRANE | 4TWV8X36A1 | 4PX*CU48BS3 | S8V2C100M5PCB | 35200 | 31600 | 18 | 12 | 8.2 | 1.8 | 84 | 65 | 214253317
AMERICAN STANDARD | 4A6V8X36A1 | 4PX*CU48BS3 | S8V2C080M5PDB | 34800 | 31400 | 18 | 12 | 8.2 | 1.8 | 83 | 64 | 214253316
TRANE | 4TWV8X36A1 | 4PX*CU48BS3 | S8V2C080M5PDB | 34800 | 31400 | 18 | 12 | 8.2 | 1.8 | 83 | 64 | 214253315
AMERICAN STANDARD | 4A6V8X36A1 | 4PX*CU48BS3 | S8V2C100M5PDB | 35200 | 31600 | 18 | 12 | 8.2 | 1.8 | 84 | 65 | 214253314
TRANE | 4TWV8X36A1 | 4PX*CU48BS3 | S8V2C100M5PDB | 35200 | 31600 | 18 | 12 | 8.2 | 1.8 | 84 | 65 | 214253313
AMERICAN STANDARD | 4A6V8X36A1 | 4PX*CU42BS3 | S8V2C080M5PCB | 34800 | 31800 | 18 | 12 | 8.2 | 1.8 | 83 | 64 | 214253312
TRANE | 4TWV8X36A1 | 4PX*CU42BS3 | S8V2C080M5PCB | 34800 | 31800 | 18 | 12 | 8.2 | 1.8 | 83 | 64 | 214253311
AMERICAN STANDARD | 4A6V8X36A1 | 4PX*CU42BS3 | S8V2C080M5PDB | 34800 | 31800 | 18 | 12 | 8.2 | 1.8 | 83 | 64 | 214253310
TRANE | 4TWV8X36A1 | 4PX*CU42BS3 | S8V2C080M5PDB | 34800 | 31800 | 18 | 12 | 8.2 | 1.8 | 83 | 64 | 214253309
AMERICAN STANDARD | 4A6V8X36A1 | 4PX*CU42BS3 | S8V2C100M5PDB | 35200 | 32000 | 18 | 12 | 8.2 | 1.8 | 83 | 64 | 214253308
TRANE | 4TWV8X36A1 | 4PX*CU42BS3 | S8V2C100M5PDB | 35200 | 32000 | 18 | 12 | 8.2 | 1.8 | 83 | 64 | 214253307
AMERICAN STANDARD | 4A6V8X36A1 | 4PX*CU42BS3 | S8V2C100M5PCB | 35200 | 32000 | 18 | 12 | 8.2 | 1.8 | 83 | 64 | 214253306
TRANE | 4TWV8X36A1 | 4PX*CU42BS3 | S8V2C100M5PCB | 35200 | 32000 | 18 | 12 | 8.2 | 1.8 | 83 | 64 | 214253305
AMERICAN STANDARD | 4A6V8X36A1 | 4PX*CU36BS3 | S8V2C100M5PDB | 34000 | 31000 | 18 | 11.7 | 8.2 | 1.8 | 85 | 66 | 214253304
TRANE | 4TWV8X36A1 | 4PX*CU36BS3 | S8V2C100M5PDB | 34000 | 31000 | 18 | 11.7 | 8.2 | 1.8 | 85 | 66 | 214253303
AMERICAN STANDARD | 4A6V8X36A1 | 4PX*CU36BS3 | S8V2C080M5PDB | 33800 | 30800 | 18 | 11.7 | 8.2 | 1.8 | 84 | 66 | 214253302
TRANE | 4TWV8X36A1 | 4PX*CU36BS3 | S8V2C080M5PDB | 33800 | 30800 | 18 | 11.7 | 8.2 | 1.8 | 84 | 66 | 214253301
AMERICAN STANDARD | 4A6V8X36A1 | 4PX*CU36BS3 | S8V2C100M5PCB | 34000 | 31000 | 18 | 11.7 | 8.2 | 1.8 | 85 | 66 | 214253300
TRANE | 4TWV8X36A1 | 4PX*CU36BS3 | S8V2C100M5PCB | 34000 | 31000 | 18 | 11.7 | 8.2 | 1.8 | 85 | 66 | 214253299
AMERICAN STANDARD | 4A6V8X36A1 | 4PX*CU36BS3 | S8V2C080M5PCB | 33800 | 30800 | 18 | 11.7 | 8.2 | 1.8 | 84 | 66 | 214253298
TRANE | 4TWV8X36A1 | 4PX*CU36BS3 | S8V2C080M5PCB | 33800 | 30800 | 18 | 11.7 | 8.2 | 1.8 | 84 | 66 | 214253297
AMERICAN STANDARD | 4A6L6036A1 | 4PX*BU48BS3 | S9X1B040U3PSB | 36400 | 33400 | 15.2 | 12 | 8.1 | 2.1 | 64 | 50 | 204288093
AMERICAN STANDARD | 4A6L6036A1 | 4PX*BU42BS3 | S9X1B060U4PSB | 36000 | 33800 | 15.2 | 12 | 8.1 | 2.1 | 65 | 50 | 204288092
AMERICAN STANDARD | 4A6L6036A1 | 4PX*BU42BS3 | S9X2B040U3PSB | 36400 | 34000 | 15.2 | 12 | 8.1 | 2.1 | 64 | 50 | 204288091
AMERICAN STANDARD | 4A6L6036A1 | 4PX*BU42BS3 | S9X1B040U3PSB | 36400 | 34000 | 15.2 | 12 | 8.1 | 2.1 | 64 | 50 | 204288090
AMERICAN STANDARD | 4A6L6036A1 | 4PX*BU42BS3 | S9X2B060U4PSB | 36000 | 33800 | 15.2 | 12 | 8.1 | 2.1 | 65 | 50 | 204288089
AMERICAN STANDARD | 4A6V8X60A1 | 4PX*DU60BS3 | S8V2D120M5PCB | 54000 | 52000 | 18 | 11.7 | 8.2 | 1.8 | 95 | 76 | 214253516
TRANE | 4TWV8X60A1 | 4PX*DU60BS3 | S8V2D120M5PCB | 54000 | 52000 | 18 | 11.7 | 8.2 | 1.8 | 95 | 76 | 214253515
AMERICAN STANDARD | 4A6V8X60A1 | 4PX*DU60BS3 | S8V2D120M5PDB | 54000 | 52000 | 18 | 11.7 | 8.2 | 1.8 | 95 | 76 | 214253514
TRANE | 4TWV8X60A1 | 4PX*DU60BS3 | S8V2D120M5PDB | 54000 | 52000 | 18 | 11.7 | 8.2 | 1.8 | 95 | 76 | 214253513
AMERICAN STANDARD | 4A6V8X48A1 | 4TXCD010DS3 | S8V2C080M5PCB | 45000 | 41500 | 18 | 11.7 | 8.5 | 1.8 | 86 | 66 | 214253500
TRANE | 4TWV8X48A1 | 4TXCD010DS3 | S8V2C080M5PCB | 45000 | 41500 | 18 | 11.7 | 8.5 | 1.8 | 86 | 66 | 214253499
AMERICAN STANDARD | 4A6V8X48A1 | 4TXCD010DS3 | S8V2C080M5PDB | 45000 | 41500 | 18 | 11.7 | 8.5 | 1.8 | 86 | 66 | 214253498
TRANE | 4TWV8X48A1 | 4TXCD010DS3 | S8V2C080M5PDB | 45000 | 41500 | 18 | 11.7 | 8.5 | 1.8 | 86 | 66 | 214253497
AMERICAN STANDARD | 4A6V8X48A1 | 4TXCD010DS3 | S8V2C100M5PCB | 45500 | 42000 | 18 | 11.7 | 8.5 | 1.8 | 86 | 66 | 214253496
AMERICAN STANDARD | 4A6V8X60A1 | 4TXCD010DS3 | S8V2D120M5PCB | 54000 | 52000 | 18 | 11.7 | 8.2 | 1.8 | 95 | 76 | 214253528
TRANE | 4TWV8X60A1 | 4TXCD010DS3 | S8V2D120M5PCB | 54000 | 52000 | 18 | 11.7 | 8.2 | 1.8 | 95 | 76 | 214253527
AMERICAN STANDARD | 4A6V8X60A1 | 4TXCD010DS3 | S8V2D120M5PDB | 54000 | 52000 | 18 | 11.7 | 8.2 | 1.8 | 95 | 76 | 214253526
TRANE | 4TWV8X60A1 | 4TXCD010DS3 | S8V2D120M5PDB | 54000 | 52000 | 18 | 11.7 | 8.2 | 1.8 | 95 | 76 | 214253525
TRANE | 4TWL9024A1 | 4PX*BD30BS3 | S8V2A040M3PDB+RP | 22400 | 20600 | 17 | 12 | 8.5 | 2.2 | 67 | 52 | 214252727
AMERICAN STANDARD | 4A6L9024A1 | 4PX*BD30BS3 | S8V2A040M3PCB+RP | 22400 | 20600 | 17 | 12 | 8.5 | 2.2 | 67 | 52 | 214252726
TRANE | 4TWL9024A1 | 4PX*BD30BS3 | S8V2A040M3PCB+RP | 22400 | 20600 | 17 | 12 | 8.5 | 2.2 | 67 | 52 | 214252725
AMERICAN STANDARD | 4A6L6036A1 | 4PX*BU42BS3 | S9X2B080U4PSB | 36200 | 33800 | 15.2 | 12 | 8.1 | 2.1 | 65 | 50 | 203495373
TRANE | 4TWL6036A1 | 4PX*BU42BS3 | S9X2B080U4PSB | 36200 | 33800 | 15.2 | 12 | 8.1 | 2.1 | 65 | 50 | 203495279
TRANE | 5TWX5048A1 | 5TXCD010AS3+TSTAT | *UHMD120CCV5 | 45500 | 43000 | 15.2 | 11.7 | 8.1 | 2.1 | 67 | 52 | 214183147
TRANE | 5TWX5048A1 | 5TXCD010AS3+TSTAT | S9V2C100U4VSB | 44000 | 42000 | 15.5 | 11.7 | 8.1 | 2 | 67 | 52 | 214183137
TRANE | 5TWX5048A1 | 5TXCD010AS3+TSTAT | S9V2C100U4VSA | 44000 | 42000 | 15.2 | 11.7 | 8.1 | 2 | 67 | 52 | 214183135
TRANE | 5TWX5048A1 | 5TXCD010AS3+TSTAT | S9V2C080U5PSC | 43500 | 42000 | 15.2 | 11.7 | 8.1 | 2 | 67 | 52 | 214183133
TRANE | 5TWX5048A1 | 5TXCD010AS3+TSTAT | S9V2C080U5PSB | 43500 | 42000 | 15.5 | 11.7 | 8.1 | 2 | 67 | 52 | 214183131
TRANE | 5TWX5048A1 | 5TXCD010AS3+TSTAT | S9X2D120U5PSB | 45000 | 43500 | 15.5 | 11.7 | 8.1 | 2.1 | 66 | 51 | 214183088
TRANE | 5TWX5048A1 | 5TXCD010AS3+TSTAT | S9X2C100U5PSB | 43500 | 42500 | 15.2 | 11.7 | 8.1 | 2 | 67 | 52 | 214183086
TRANE | 5TWX5048A1 | 5TXCC007AS3+TSTAT | S9V2C100U4VSA | 43500 | 44000 | 15.2 | 11.7 | 8.1 | 2 | 67 | 51 | 214183061
TRANE | 5TWX5048A1 | 5TXCC007AS3+TSTAT | S9V2C100U5PSC | 44000 | 44000 | 15.2 | 11.7 | 8.1 | 2 | 67 | 51 | 214183047
TRANE | 5TWX5048A1 | 5TXCC007AS3+TSTAT | S9V2C100U5PSB | 44000 | 44000 | 15.2 | 11.7 | 8.1 | 2 | 67 | 51 | 214183045
AMERICAN STANDARD | 4A6V7X48A1 | 4TXCD010DS3 | *UHMC100ACV4+LRP | 45500 | 43000 | 17.1 | 12 | 8.5 | 1.8 | 82 | 64 | 213826734
TRANE | 4TWV7X48A1 | 4TXCD010DS3 | *UHMC100ACV4+LRP | 45500 | 43000 | 17.1 | 12 | 8.5 | 1.8 | 82 | 64 | 213826733
AMERICAN STANDARD | 4A6V7X48A1 | 4TXCD010DS3 | S9V2C100U5PSB+LRP | 45500 | 43000 | 17.1 | 11.7 | 8.5 | 1.8 | 83 | 64 | 213826732
TRANE | 4TWV7X48A1 | 4TXCD010DS3 | S9V2C100U5PSB+LRP | 45500 | 43000 | 17.1 | 11.7 | 8.5 | 1.8 | 83 | 64 | 213826731
AMERICAN STANDARD | 4A6V7X48A1 | 4TXCD010DS3 | S9V2C100U4VSB+LRP | 45000 | 43000 | 17.1 | 11.7 | 8.5 | 1.8 | 83 | 64 | 213826730
TRANE | 4TWV7X48A1 | 4TXCD010DS3 | S9V2C100U4VSB+LRP | 45000 | 43000 | 17.1 | 11.7 | 8.5 | 1.8 | 83 | 64 | 213826729
AMERICAN STANDARD | 4A6V7X48A1 | 4TXCD010DS3 | S9V2C100U4VSA+LRP | 45000 | 43000 | 17.1 | 11.7 | 8.5 | 1.8 | 83 | 64 | 213826728
TRANE | 4TWV7X48A1 | 4TXCD010DS3 | S9V2C100U4VSA+LRP | 45000 | 43000 | 17.1 | 11.7 | 8.5 | 1.8 | 83 | 64 | 213826727
AMERICAN STANDARD | 4A6V7X48A1 | 4TXCD010DS3 | S9V2C080U5PSC+LRP | 45500 | 43000 | 17.1 | 11.7 | 8.5 | 1.8 | 83 | 64 | 213826726
TRANE | 4TWV7X48A1 | 4TXCD010DS3 | S9V2C080U5PSC+LRP | 45500 | 43000 | 17.1 | 11.7 | 8.5 | 1.8 | 83 | 64 | 213826725
AMERICAN STANDARD | 4A6V7X48A1 | 4TXCD010DS3 | S9V2C080U5PSB+LRP | 45500 | 43000 | 17.1 | 11.7 | 8.5 | 1.8 | 83 | 64 | 213826724
TRANE | 4TWV7X48A1 | 4TXCD010DS3 | S9V2C080U5PSB+LRP | 45500 | 43000 | 17.1 | 11.7 | 8.5 | 1.8 | 83 | 64 | 213826723
AMERICAN STANDARD | 4A6V7X48A1 | 4TXCD010DS3 | S9V2C100U5PSC+LRP | 45500 | 43000 | 17.1 | 11.7 | 8.5 | 1.8 | 83 | 64 | 213826722
TRANE | 4TWV7X48A1 | 4TXCD010DS3 | S9V2C100U5PSC+LRP | 45500 | 43000 | 17.1 | 11.7 | 8.5 | 1.8 | 83 | 64 | 213826721
AMERICAN STANDARD | 4A6V7X48A1 | 4TXCD010DS3 | *UHMC100CCV4+LRP | 45500 | 43000 | 17.1 | 12 | 8.5 | 1.8 | 82 | 64 | 213826720
TRANE | 4TWV7X48A1 | 4TXCD010DS3 | *UHMC100CCV4+LRP | 45500 | 43000 | 17.1 | 12 | 8.5 | 1.8 | 82 | 64 | 213826719
AMERICAN STANDARD | 4A6V7X48A1 | 4TXCD010DS3 | *UHMD120ACV5+LRP | 46500 | 44000 | 17.1 | 12 | 8.5 | 1.8 | 83 | 64 | 213826718
TRANE | 4TWV7X48A1 | 4TXCD010DS3 | *UHMD120ACV5+LRP | 46500 | 44000 | 17.1 | 12 | 8.5 | 1.8 | 83 | 64 | 213826717
AMERICAN STANDARD | 4A6V7X48A1 | 4TXCD010DS3 | *UHMD120CCV5+LRP | 46500 | 44000 | 17.1 | 12 | 8.5 | 1.8 | 83 | 64 | 213826716
TRANE | 4TWV7X48A1 | 4TXCD010DS3 | *UHMD120CCV5+LRP | 46500 | 44000 | 17.1 | 12 | 8.5 | 1.8 | 83 | 64 | 213826715
AMERICAN STANDARD | 4A6V7X48A1 | 4TXCD010DS3 | L8V1C100U5VSB+LRP | 45500 | 43000 | 17.1 | 12 | 8.5 | 1.8 | 83 | 64 | 213826714
TRANE | 4TWV7X48A1 | 4TXCD010DS3 | L8V1C100U5VSB+LRP | 45500 | 43000 | 17.1 | 12 | 8.5 | 1.8 | 83 | 64 | 213826713
AMERICAN STANDARD | 4A6V7X48A1 | 4TXCD008DS3 | *UHMD120ACV5+LRP | 45500 | 44500 | 17.1 | 11.7 | 8.5 | 1.8 | 83 | 64 | 213826708
TRANE | 4TWV7X48A1 | 4TXCD008DS3 | *UHMD120ACV5+LRP | 45500 | 44500 | 17.1 | 11.7 | 8.5 | 1.8 | 83 | 64 | 213826707
AMERICAN STANDARD | 4A6V7X48A1 | 4TXCD008DS3 | *UHMD120CCV5+LRP | 45500 | 44500 | 17.1 | 11.7 | 8.5 | 1.8 | 83 | 64 | 213826706
TRANE | 4TWV7X48A1 | 4TXCD008DS3 | *UHMD120CCV5+LRP | 45500 | 44500 | 17.1 | 11.7 | 8.5 | 1.8 | 83 | 64 | 213826705
TRANE | 4TWV7X48A1 | 4TXCC009DS3 | L8V1C100U5VSB+LRP | 47000 | 44500 | 17.1 | 12 | 8.5 | 1.8 | 83 | 64 | 213826687
TRANE | 4TWV7X48A1 | 4TXCC009DS3 | *UHMC100CCV4+LRP | 46500 | 44500 | 17.1 | 12 | 8.5 | 1.8 | 82 | 63 | 213826681
AMERICAN STANDARD | 4A6V7X48A1 | 4TXCC007DS3 | *UHMC100ACV4+LRP | 45500 | 45000 | 17.1 | 11.7 | 8.5 | 1.8 | 82 | 64 | 213826680
AMERICAN STANDARD | 4A6V7X48A1 | 4TXCC007DS3 | L8V1C100U5VSB+LRP | 46000 | 45000 | 17.1 | 11.7 | 8.5 | 1.8 | 83 | 64 | 213826676
TRANE | 4TWV7X48A1 | 4TXCC007DS3 | *UHMC100ACV4+LRP | 45500 | 45000 | 17.1 | 11.7 | 8.5 | 1.8 | 82 | 64 | 213826679
TRANE | 4TWV7X48A1 | 4TXCC009DS3 | S9V2C100U5PSC+LRP | 47000 | 44500 | 17.1 | 11.7 | 8.5 | 1.8 | 83 | 64 | 213826685
AMERICAN STANDARD | 4A6V7X48A1 | 4TXCC009DS3 | *UHMC100ACV4+LRP | 46500 | 44500 | 17.1 | 12 | 8.5 | 1.8 | 82 | 63 | 213826684
AMERICAN STANDARD | 4A6V7X48A1 | 4TXCC007DS3 | *UHMC100CCV4+LRP | 45500 | 45000 | 17.1 | 11.7 | 8.5 | 1.8 | 82 | 64 | 213826678
TRANE | 4TWV7X48A1 | 4TXCC009DS3 | *UHMC100ACV4+LRP | 46500 | 44500 | 17.1 | 12 | 8.5 | 1.8 | 82 | 63 | 213826683
AMERICAN STANDARD | 4A6V7X48A1 | 4TXCC009DS3 | *UHMC100CCV4+LRP | 46500 | 44500 | 17.1 | 12 | 8.5 | 1.8 | 82 | 63 | 213826682
AMERICAN STANDARD | 4A6V7X48A1 | 4TXCC009DS3 | S9V2C100U5PSB+LRP | 47000 | 44500 | 17.1 | 11.7 | 8.5 | 1.8 | 83 | 64 | 213826698
TRANE | 4TWV7X48A1 | 4TXCC009DS3 | S9V2C100U5PSB+LRP | 47000 | 44500 | 17.1 | 11.7 | 8.5 | 1.8 | 83 | 64 | 213826697
AMERICAN STANDARD | 4A6V7X48A1 | 4TXCC009DS3 | S9V2C080U5PSB+LRP | 47000 | 44500 | 17.1 | 11.7 | 8.5 | 1.8 | 83 | 64 | 213826696
TRANE | 4TWV7X48A1 | 4TXCC009DS3 | S9V2C080U5PSB+LRP | 47000 | 44500 | 17.1 | 11.7 | 8.5 | 1.8 | 83 | 64 | 213826695
AMERICAN STANDARD | 4A6V7X48A1 | 4TXCC009DS3 | S9V2C080U5PSC+LRP | 47000 | 44500 | 17.1 | 11.7 | 8.5 | 1.8 | 83 | 64 | 213826694
AMERICAN STANDARD | 4A6V7X48A1 | 4TXCC009DS3 | S9V2C100U4VSA+LRP | 46500 | 40500 | 17.1 | 11.7 | 8.5 | 1.8 | 91 | 70 | 213826692
TRANE | 4TWV7X48A1 | 4TXCC009DS3 | S9V2C100U4VSA+LRP | 46500 | 40500 | 17.1 | 11.7 | 8.5 | 1.8 | 91 | 70 | 213826691
AMERICAN STANDARD | 4A6V7X48A1 | 4TXCC009DS3 | S9V2C100U4VSB+LRP | 46500 | 40500 | 17.1 | 11.7 | 8.5 | 1.8 | 91 | 70 | 213826690
TRANE | 4TWV7X48A1 | 4TXCC009DS3 | S9V2C100U4VSB+LRP | 46500 | 40500 | 17.1 | 11.7 | 8.5 | 1.8 | 91 | 70 | 213826689
AMERICAN STANDARD | 4A6V7X48A1 | 4TXCC009DS3 | L8V1C100U5VSB+LRP | 47000 | 44500 | 17.1 | 12 | 8.5 | 1.8 | 83 | 64 | 213826688
TRANE | 4TWV7X48A1 | 4TXCC009DS3 | S9V2C080U5PSC+LRP | 47000 | 44500 | 17.1 | 11.7 | 8.5 | 1.8 | 83 | 64 | 213826693
TRANE | 4TWV7X48A1 | 4TXCC007DS3 | *UHMC100CCV4+LRP | 45500 | 45000 | 17.1 | 11.7 | 8.5 | 1.8 | 82 | 64 | 213826677
TRANE | 4TWV7X48A1 | 4PX*DU60BS3 | S9V2C100U5PSB+LRP | 45500 | 43000 | 17.1 | 11.7 | 8.5 | 1.8 | 83 | 64 | 213826673
TRANE | 4TWV7X48A1 | 4TXCC007DS3 | L8V1C100U5VSB+LRP | 46000 | 45000 | 17.1 | 11.7 | 8.5 | 1.8 | 83 | 64 | 213826675
AMERICAN STANDARD | 4A6V7X48A1 | 4PX*DU60BS3 | S9V2C100U5PSB+LRP | 45500 | 43000 | 17.1 | 11.7 | 8.5 | 1.8 | 83 | 64 | 213826674
AMERICAN STANDARD | 4A6V7X48A1 | 4TXCC009DS3 | S9V2C100U5PSC+LRP | 47000 | 44500 | 17.1 | 11.7 | 8.5 | 1.8 | 83 | 64 | 213826686
AMERICAN STANDARD | 4A6V7X48A1 | 4PX*DU60BS3 | S9V2C100U4VSB+LRP | 45000 | 43000 | 17.1 | 11.7 | 8.5 | 1.8 | 83 | 64 | 213826672
TRANE | 4TWV7X48A1 | 4PX*DU60BS3 | S9V2C100U4VSB+LRP | 45000 | 43000 | 17.1 | 11.7 | 8.5 | 1.8 | 83 | 64 | 213826671
AMERICAN STANDARD | 4A6V7X48A1 | 4PX*DU60BS3 | S9V2C100U4VSA+LRP | 45000 | 43000 | 17.1 | 11.7 | 8.5 | 1.8 | 83 | 64 | 213826670
TRANE | 4TWV7X48A1 | 4PX*DU60BS3 | S9V2C100U4VSA+LRP | 45000 | 43000 | 17.1 | 11.7 | 8.5 | 1.8 | 83 | 64 | 213826669
AMERICAN STANDARD | 4A6V7X48A1 | 4PX*DU60BS3 | S9V2C100U5PSC+LRP | 45500 | 43000 | 17.1 | 11.7 | 8.5 | 1.8 | 83 | 64 | 213826668
TRANE | 4TWV7X48A1 | 4PX*DU60BS3 | S9V2C100U5PSC+LRP | 45500 | 43000 | 17.1 | 11.7 | 8.5 | 1.8 | 83 | 64 | 213826667
TRANE | 4TWL5030N1 | 4PX*BU36BS3 | *UHMB080CCV3 | 29400 | 26800 | 16 | 12 | 8.1 | 2.2 | 67 | 52 | 213907169
AMERICAN STANDARD | 4A6L5030N1 | 4PX*BU30BS3 | *UHMB060CCV3 | 29000 | 29400 | 15.2 | 12 | 8.1 | 2.1 | 65 | 50 | 213907166
TRANE | 4TWL5030N1 | 4PX*BU30BS3 | *UHMB060CCV3 | 29000 | 29400 | 15.2 | 12 | 8.1 | 2.1 | 65 | 50 | 213907163
AMERICAN STANDARD | 4A6L5030N1 | 4PX*BU30BS3 | *UHMB080CCV3 | 28800 | 29400 | 15.2 | 12 | 8.1 | 2.1 | 65 | 49 | 213907148
TRANE | 4TWL5030N1 | 4PX*BU30BS3 | *UHMB080CCV3 | 28800 | 29400 | 15.2 | 12 | 8.1 | 2.1 | 65 | 49 | 213907144
AMERICAN STANDARD | 4A6L5030N1 | 4PX*BD36BS3 | *DHMB080CCV3 | 29400 | 28400 | 15.2 | 12 | 8.1 | 2.1 | 66 | 51 | 213907129
TRANE | 4TWL5030N1 | 4PX*BD36BS3 | *DHMB080CCV3 | 29400 | 28400 | 15.2 | 12 | 8.1 | 2.1 | 66 | 51 | 213907126
AMERICAN STANDARD | 4A6L5030N1 | 4PX*BD36BS3 | *DHMB060CCV3 | 29200 | 28400 | 15.2 | 12 | 8.1 | 2.1 | 66 | 51 | 213907123
TRANE | 4TWL5030N1 | 4PX*BD36BS3 | *DHMB060CCV3 | 29200 | 28400 | 15.2 | 12 | 8.1 | 2.1 | 66 | 51 | 213907120
AMERICAN STANDARD | 4A6L5024N1 | 4TXCB006DS3 | *UHMB060CCV3 | 25600 | 25600 | 16 | 12 | 8.1 | 2.2 | 71 | 55 | 213907098
TRANE | 4TWL5024N1 | 4TXCB006DS3 | *UHMB060CCV3 | 25600 | 25600 | 16 | 12 | 8.1 | 2.2 | 71 | 55 | 213907095
AMERICAN STANDARD | 4A6L5024N1 | 4TXCB006DS3 | *UHMB080CCV3 | 25600 | 25600 | 16 | 12 | 8.1 | 2.2 | 71 | 55 | 213907092
TRANE | 4TWL5024N1 | 4TXCB006DS3 | *UHMB080CCV3 | 25600 | 25600 | 16 | 12 | 8.1 | 2.2 | 71 | 55 | 213907089
AMERICAN STANDARD | 4A6L5024N1 | 4TXCB003DS3 | *UHMB060CCV3 | 25600 | 25600 | 15.2 | 12 | 8.1 | 2.1 | 75 | 57 | 213907073
TRANE | 4TWL5024N1 | 4TXCB003DS3 | *UHMB060CCV3 | 25600 | 25600 | 15.2 | 12 | 8.1 | 2.1 | 75 | 57 | 213907070
AMERICAN STANDARD | 4A6L5024N1 | 4TXCB003DS3 | *UHMB080CCV3 | 25600 | 25600 | 15.2 | 12 | 8.1 | 2.1 | 74 | 57 | 213907060
TRANE | 4TWL5024N1 | 4TXCB003DS3 | *UHMB080CCV3 | 25600 | 25600 | 15.2 | 12 | 8.1 | 2.1 | 74 | 57 | 213907057
AMERICAN STANDARD | 4A6L5024N1 | 4PX*CU30BS3 | *UHMC100CCV4 | 25600 | 25600 | 15.2 | 12 | 8.1 | 2.1 | 75 | 57 | 213907035
TRANE | 4TWL5024N1 | 4PX*CU30BS3 | *UHMC100CCV4 | 25600 | 25600 | 15.2 | 12 | 8.1 | 2.1 | 75 | 57 | 213907032
AMERICAN STANDARD | 4A6L5024N1 | 4PX*BU42BS3 | *UHMB060CCV3 | 25600 | 25600 | 16 | 12 | 8.1 | 2.2 | 71 | 55 | 213907023
TRANE | 4TWL5024N1 | 4PX*BU42BS3 | *UHMB060CCV3 | 25600 | 25600 | 16 | 12 | 8.1 | 2.2 | 71 | 55 | 213907020
AMERICAN STANDARD | 4A6L5024N1 | 4PX*BU42BS3 | *UHMB080CCV3 | 25600 | 25600 | 16 | 12 | 8.1 | 2.2 | 71 | 55 | 213907017
TRANE | 4TWL5024N1 | 4PX*BU42BS3 | *UHMB080CCV3 | 25600 | 25600 | 16 | 12 | 8.1 | 2.2 | 71 | 55 | 213907014
AMERICAN STANDARD | 4A6L5024N1 | 4PX*BU30BS3 | *UHMB080CCV3 | 25600 | 25600 | 15.2 | 12 | 8.1 | 2.1 | 74 | 57 | 213906998
TRANE | 4TWL5024N1 | 4PX*BU30BS3 | *UHMB080CCV3 | 25600 | 25600 | 15.2 | 12 | 8.1 | 2.1 | 74 | 57 | 213906995
AMERICAN STANDARD | 4A6L5024N1 | 4PX*BU30BS3 | *UHMB060CCV3 | 25600 | 25600 | 15.2 | 12 | 8.1 | 2.1 | 75 | 57 | 213906986
TRANE | 4TWL5024N1 | 4PX*BU30BS3 | *UHMB060CCV3 | 25600 | 25600 | 15.2 | 12 | 8.1 | 2.1 | 75 | 57 | 213906983
AMERICAN STANDARD | 4A6V8X24A1 | 4PX*BU36BS3 | S9V2B060U4PSB+RP | 24000 | 20800 | 18 | 12.5 | 8.2 | 1.8 | 81 | 62 | 213880912
TRANE | 4TWV8X24A1 | 4PX*BU36BS3 | S9V2B060U4PSB+RP | 24000 | 20800 | 18 | 12.5 | 8.2 | 1.8 | 81 | 62 | 213880911
TRANE | 5TWX5024A1 | 5TXCB006AS3+TSTAT | S9V2B080U4VSA | 24400 | 22000 | 15.5 | 12 | 8.1 | 2.1 | 66 | 51 | 214181980
TRANE | 5TWX5024A1 | 5TXCB006AS3+TSTAT | S9V2B080U4PSC | 24400 | 21800 | 15.5 | 12 | 8.1 | 2.1 | 67 | 52 | 214181978
TRANE | 5TWX5024A1 | 5TXCB006AS3+TSTAT | S9V2B080U4PSB | 24400 | 21800 | 15.5 | 12 | 8.1 | 2.1 | 67 | 52 | 214181976
TRANE | 5TWX5024A1 | 5TXCB006AS3+TSTAT | S9V2B060U4PSC | 24400 | 21800 | 15.5 | 12 | 8.1 | 2.1 | 67 | 52 | 214181974
TRANE | 5TWX5024A1 | 5TXCB006AS3+TSTAT | S9V2B060U4PSB | 24200 | 21800 | 15.5 | 12 | 8.1 | 2.1 | 67 | 51 | 214181972
TRANE | 5TWX5024A1 | 5TXCB006AS3+TSTAT | S9V2B040U3VSB | 24200 | 21800 | 15.5 | 12 | 8.1 | 2.1 | 67 | 52 | 214181968
TRANE | 5TWX5024A1 | 5TXCB006AS3+TSTAT | S9V2B040U3VSA | 24000 | 21600 | 15.5 | 12 | 8.1 | 2.1 | 67 | 52 | 214181966
TRANE | 5TWX5024A1 | 5TXCB006AS3+TSTAT | S9V2B040U3PSC | 24400 | 22000 | 15.5 | 12 | 8.1 | 2.1 | 66 | 51 | 214181964
TRANE | 5TWX5024A1 | 5TXCB006AS3+TSTAT | S9V2B040U3PSB | 24000 | 21600 | 15.5 | 12 | 8.1 | 2.1 | 67 | 52 | 214181956
TRANE | 5TWX5024A1 | 5TXCB006AS3+TSTAT | *UHMB080CCV3 | 24400 | 21600 | 15.5 | 12 | 8.1 | 2.1 | 67 | 51 | 214181931
TRANE | 5TWX5024A1 | 5TXCB006AS3+TSTAT | *UHMB080ACV3 | 24400 | 21600 | 15.5 | 12 | 8.1 | 2.1 | 67 | 51 | 214181929
TRANE | 5TWX5024A1 | 5TXCB004AS3+TSTAT | S9X2B080U4PSB | 23400 | 21800 | 15.5 | 12 | 8.1 | 2.1 | 67 | 51 | 214181913
TRANE | 5TWX5024A1 | 5TXCB004AS3+TSTAT | S9X1B080U4PSB | 23400 | 21800 | 15.5 | 12 | 8.1 | 2.1 | 67 | 51 | 214181902
TRANE | 5TWX5048A1 | 5TEM6D07AV51+TDR+TSTAT |  | 45000 | 43500 | 15.5 | 12 | 8.5 | 2.2 | 67 | 52 | 214182959
TRANE | 5TWX5048A1 | 5TEM6D06AV41+TDR+TSTAT |  | 45000 | 43500 | 15.5 | 12 | 8.1 | 2.2 | 67 | 52 | 214182957
TRANE | 5TWX5042A1 | 5TXCD010AS3+TSTAT | S8X1D120M5PTC | 40500 | 39500 | 16 | 12 | 8.1 | 2.2 | 64 | 48 | 214182955
TRANE | 5TWX5042A1 | 5TXCD010AS3+TSTAT | S8X2D120M5PSC | 40500 | 39500 | 16 | 12 | 8.1 | 2.2 | 64 | 48 | 214182953
TRANE | 5TWX5042A1 | 5TXCD010AS3+TSTAT | S9X1D120U5PSB | 40000 | 39000 | 15.5 | 12 | 8.1 | 2.2 | 64 | 48 | 214182951
TRANE | 5TWX5042A1 | 5TXCD010AS3+TSTAT | S8X1D120M5PSC | 40500 | 39500 | 16 | 12 | 8.1 | 2.2 | 64 | 48 | 214182949
TRANE | 5TWX5042A1 | 5TXCD010AS3+TSTAT | S8V2D120M5PDA | 41000 | 39500 | 16 | 12 | 8.1 | 2.2 | 64 | 48 | 214182947
TRANE | 5TWX5042A1 | 5TXCD010AS3+TSTAT | S8V2D120M5PDB | 40500 | 39500 | 15.5 | 12 | 8.1 | 2.2 | 64 | 48 | 214182945
TRANE | 5TWX5042A1 | 5TXCD010AS3+TSTAT | S8X2D120M5PTC | 40500 | 39500 | 16 | 12 | 8.1 | 2.2 | 64 | 48 | 214182943
TRANE | 5TWX5042A1 | 5TXCD010AS3+TSTAT | S9V2D120U5PSB | 40500 | 39000 | 16 | 12 | 8.1 | 2.2 | 65 | 48 | 214182941
TRANE | 5TWX5042A1 | 5TXCD010AS3+TSTAT | S9V2D120U5PSC | 41000 | 39500 | 16 | 12 | 8.1 | 2.2 | 64 | 48 | 214182939
TRANE | 5TWX5042A1 | 5TXCD010AS3+TSTAT | S9V2D120U5VSA | 40500 | 39000 | 16 | 12 | 8.1 | 2.2 | 65 | 48 | 214182937
TRANE | 5TWX5042A1 | 5TXCD010AS3+TSTAT | S9V2D120U5VSB | 40000 | 39000 | 16 | 12 | 8.1 | 2.2 | 65 | 48 | 214182935
TRANE | 5TWX5042A1 | 5TXCD010AS3+TSTAT | S9X2D120U5PSB | 40000 | 39000 | 15.5 | 12 | 8.1 | 2.2 | 64 | 48 | 214182933
TRANE | 5TWX5042A1 | 5TXCD010AS3+TSTAT | *UHMD120ACV5 | 41000 | 39500 | 16 | 12 | 8.1 | 2.2 | 64 | 48 | 214182931
TRANE | 5TWX5042A1 | 5TXCD010AS3+TSTAT | *UHMD120CCV5 | 40000 | 39500 | 15.5 | 12 | 8.1 | 2.2 | 64 | 48 | 214182929
TRANE | 5TWX5042A1 | 5TXCD010AS3+TSTAT |  | 40500 | 40500 | 15.2 | 11.7 | 8.1 | 2.1 | 64 | 49 | 214182927
TRANE | 5TWX5042A1 | 5TXCD010AS3+TSTAT | S8V2D120M5PCA | 41000 | 39500 | 16 | 12 | 8.1 | 2.2 | 64 | 48 | 214182923
TRANE | 5TWX5042A1 | 5TXCD010AS3+TSTAT | S8V2D120M5PCB | 40500 | 39500 | 15.5 | 12 | 8.1 | 2.2 | 64 | 48 | 214182920
TRANE | 5TWX5042A1 | 5TXCD010AS3+TSTAT | S9V2D120D5PSC | 37200 | 37600 | 15.2 | 11.7 | 8.1 | 2.1 | 65 | 50 | 214182916
TRANE | 5TWX5042A1 | 5TXCD010AS3+TSTAT | S9V2D120D5PSB | 37600 | 38000 | 15.2 | 11.7 | 8.1 | 2.1 | 65 | 50 | 214182914
TRANE | 5TWX5042A1 | 5TXCC007AS3+TSTAT | S9V2C100U4VSB | 40000 | 40000 | 15.5 | 12 | 8.1 | 2.1 | 64 | 49 | 214182908
TRANE | 5TWX5042A1 | 5TXCC007AS3+TSTAT | S9V2C100U4VSA | 39500 | 39500 | 15.5 | 12 | 8.1 | 2.1 | 65 | 49 | 214182906
TRANE | 5TWX5042A1 | 5TXCC007AS3+TSTAT | S9V2C080U5PSC | 40000 | 40000 | 15.5 | 12 | 8.1 | 2.1 | 64 | 48 | 214182892
TRANE | 5TWX5042A1 | 5TXCC007AS3+TSTAT | S9V2C100U5PSB | 40000 | 39500 | 15.5 | 12 | 8.1 | 2.1 | 64 | 49 | 214182890
AMERICAN STANDARD | 4A6V0X36A1 | 4TXCB006DS3 | S8V2B080M4PCB | 35600 | 35000 | 20 | 12 | 8.7 | 1.9 | 83 | 63 | 214717215
TRANE | 4TWV0X36A1 | 4TXCB006DS3 | S8V2B080M4PCB | 35600 | 35000 | 20 | 12 | 8.7 | 1.9 | 83 | 63 | 214717214
AMERICAN STANDARD | 4A6V7X48A1 | 4PX*DU60BS3 | *UHMC100ACV4+LRP | 45500 | 43000 | 17.1 | 12 | 8.5 | 1.8 | 82 | 64 | 213826666
TRANE | 4TWV7X48A1 | 4PX*DU60BS3 | *UHMC100ACV4+LRP | 45500 | 43000 | 17.1 | 12 | 8.5 | 1.8 | 82 | 64 | 213826665
AMERICAN STANDARD | 4A6V7X48A1 | 4PX*DU60BS3 | *UHMC100CCV4+LRP | 45500 | 43000 | 17.1 | 12 | 8.5 | 1.8 | 82 | 64 | 213826664
TRANE | 4TWV7X48A1 | 4PX*DU60BS3 | *UHMC100CCV4+LRP | 45500 | 43000 | 17.1 | 12 | 8.5 | 1.8 | 82 | 64 | 213826663
AMERICAN STANDARD | 4A6V7X48A1 | 4PX*DU60BS3 | *UHMD120ACV5+LRP | 46500 | 44000 | 17.1 | 12 | 8.5 | 1.8 | 83 | 64 | 213826662
TRANE | 4TWV7X48A1 | 4PX*DU60BS3 | *UHMD120ACV5+LRP | 46500 | 44000 | 17.1 | 12 | 8.5 | 1.8 | 83 | 64 | 213826661
AMERICAN STANDARD | 4A6V7X48A1 | 4PX*DU60BS3 | *UHMD120CCV5+LRP | 46500 | 44000 | 17.1 | 12 | 8.5 | 1.8 | 83 | 64 | 213826660
TRANE | 4TWV7X48A1 | 4PX*DU60BS3 | *UHMD120CCV5+LRP | 46500 | 44000 | 17.1 | 12 | 8.5 | 1.8 | 83 | 64 | 213826659
AMERICAN STANDARD | 4A6V7X48A1 | 4PX*DU60BS3 | L8V1C100U5VSB+LRP | 45500 | 43000 | 17.1 | 12 | 8.5 | 1.8 | 83 | 64 | 213826658
TRANE | 4TWV7X48A1 | 4PX*DU60BS3 | L8V1C100U5VSB+LRP | 45500 | 43000 | 17.1 | 12 | 8.5 | 1.8 | 83 | 64 | 213826657
AMERICAN STANDARD | 4A6V7X48A1 | 4PX*DU60BS3 | S9V2C080U5PSB+LRP | 45500 | 43000 | 17.1 | 11.7 | 8.5 | 1.8 | 83 | 64 | 213826656
TRANE | 4TWV7X48A1 | 4PX*DU60BS3 | S9V2C080U5PSB+LRP | 45500 | 43000 | 17.1 | 11.7 | 8.5 | 1.8 | 83 | 64 | 213826655
AMERICAN STANDARD | 4A6V7X48A1 | 4PX*DU60BS3 | S9V2C080U5PSC+LRP | 45500 | 43000 | 17.1 | 11.7 | 8.5 | 1.8 | 83 | 64 | 213826654
TRANE | 4TWV7X48A1 | 4PX*DU60BS3 | S9V2C080U5PSC+LRP | 45500 | 43000 | 17.1 | 11.7 | 8.5 | 1.8 | 83 | 64 | 213826653
AMERICAN STANDARD | 4A6V7X48A1 | 4PX*DU48BS3 | *UHMD120CCV5+LRP | 45500 | 44500 | 17.1 | 11.7 | 8.5 | 1.8 | 83 | 64 | 213826642
TRANE | 4TWV7X48A1 | 4PX*DU48BS3 | *UHMD120CCV5+LRP | 45500 | 44500 | 17.1 | 11.7 | 8.5 | 1.8 | 83 | 64 | 213826641
AMERICAN STANDARD | 4A6V7X48A1 | 4PX*DU48BS3 | *UHMD120ACV5+LRP | 45500 | 44500 | 17.1 | 11.7 | 8.5 | 1.8 | 83 | 64 | 213826640
TRANE | 4TWV7X48A1 | 4PX*DU48BS3 | *UHMD120ACV5+LRP | 45500 | 44500 | 17.1 | 11.7 | 8.5 | 1.8 | 83 | 64 | 213826639
AMERICAN STANDARD | 4A6V7X48A1 | 4PX*CU60BS3 | S9V2C100U5PSC+LRP | 47000 | 44500 | 17.1 | 11.7 | 8.5 | 1.8 | 83 | 64 | 213826638
TRANE | 4TWV7X48A1 | 4PX*CU60BS3 | S9V2C100U5PSC+LRP | 47000 | 44500 | 17.1 | 11.7 | 8.5 | 1.8 | 83 | 64 | 213826637
AMERICAN STANDARD | 4A6V7X48A1 | 4PX*CU60BS3 | S9V2C100U5PSB+LRP | 47000 | 44500 | 17.1 | 11.7 | 8.5 | 1.8 | 83 | 64 | 213826636
TRANE | 4TWV7X48A1 | 4PX*CU60BS3 | S9V2C100U5PSB+LRP | 47000 | 44500 | 17.1 | 11.7 | 8.5 | 1.8 | 83 | 64 | 213826635
AMERICAN STANDARD | 4A6V7X48A1 | 4PX*CU60BS3 | S9V2C100U4VSB+LRP | 46500 | 44500 | 17.1 | 11.7 | 8.5 | 1.8 | 83 | 64 | 213826634
TRANE | 4TWV7X48A1 | 4PX*CU60BS3 | S9V2C100U4VSB+LRP | 46500 | 44500 | 17.1 | 11.7 | 8.5 | 1.8 | 83 | 64 | 213826633
AMERICAN STANDARD | 4A6V7X48A1 | 4PX*CU60BS3 | S9V2C100U4VSA+LRP | 46500 | 44500 | 17.1 | 11.7 | 8.5 | 1.8 | 83 | 64 | 213826632
TRANE | 4TWV7X48A1 | 4PX*CU60BS3 | S9V2C100U4VSA+LRP | 46500 | 44500 | 17.1 | 11.7 | 8.5 | 1.8 | 83 | 64 | 213826631
AMERICAN STANDARD | 4A6V7X48A1 | 4PX*CU60BS3 | S9V2C080U5PSC+LRP | 47000 | 44500 | 17.1 | 11.7 | 8.5 | 1.8 | 83 | 64 | 213826630
TRANE | 4TWV7X48A1 | 4PX*CU60BS3 | S9V2C080U5PSC+LRP | 47000 | 44500 | 17.1 | 11.7 | 8.5 | 1.8 | 83 | 64 | 213826629
AMERICAN STANDARD | 4A6V7X48A1 | 4PX*CU60BS3 | S9V2C080U5PSB+LRP | 47000 | 44500 | 17.1 | 11.7 | 8.5 | 1.8 | 83 | 64 | 213826628
TRANE | 4TWV7X48A1 | 4PX*CU60BS3 | S9V2C080U5PSB+LRP | 47000 | 44500 | 17.1 | 11.7 | 8.5 | 1.8 | 83 | 64 | 213826627
AMERICAN STANDARD | 4A6V7X48A1 | 4PX*CU60BS3 | L8V1C100U5VSB+LRP | 47000 | 44500 | 17.1 | 12 | 8.5 | 1.8 | 83 | 64 | 213826626
TRANE | 4TWV7X48A1 | 4PX*CU60BS3 | L8V1C100U5VSB+LRP | 47000 | 44500 | 17.1 | 12 | 8.5 | 1.8 | 83 | 64 | 213826625
AMERICAN STANDARD | 4A6V7X48A1 | 4PX*CU60BS3 | *UHMC100CCV4+LRP | 46500 | 44500 | 17.1 | 12 | 8.5 | 1.8 | 82 | 63 | 213826624
TRANE | 4TWV7X48A1 | 4PX*CU60BS3 | *UHMC100CCV4+LRP | 46500 | 44500 | 17.1 | 12 | 8.5 | 1.8 | 82 | 63 | 213826623
AMERICAN STANDARD | 4A6V7X48A1 | 4PX*CU60BS3 | *UHMC100ACV4+LRP | 46500 | 44500 | 17.1 | 12 | 8.5 | 1.8 | 82 | 63 | 213826622
TRANE | 4TWV7X48A1 | 4PX*CU60BS3 | *UHMC100ACV4+LRP | 46500 | 44500 | 17.1 | 12 | 8.5 | 1.8 | 82 | 63 | 213826621
AMERICAN STANDARD | 4A6V7X48A1 | 4PX*CU48BS3 | *UHMC100ACV4+LRP | 45500 | 45000 | 17.1 | 11.7 | 8.5 | 1.8 | 82 | 64 | 213826620
TRANE | 4TWV7X48A1 | 4PX*CU48BS3 | *UHMC100ACV4+LRP | 45500 | 45000 | 17.1 | 11.7 | 8.5 | 1.8 | 82 | 64 | 213826619
AMERICAN STANDARD | 4A6V7X48A1 | 4PX*CU48BS3 | *UHMC100CCV4+LRP | 45500 | 45000 | 17.1 | 11.7 | 8.5 | 1.8 | 82 | 64 | 213826618
TRANE | 4TWV7X48A1 | 4PX*CU48BS3 | *UHMC100CCV4+LRP | 45500 | 45000 | 17.1 | 11.7 | 8.5 | 1.8 | 82 | 64 | 213826617
AMERICAN STANDARD | 4A6V7X48A1 | 4PX*CU48BS3 | L8V1C100U5VSB+LRP | 46000 | 45000 | 17.1 | 11.7 | 8.5 | 1.8 | 83 | 64 | 213826616
TRANE | 4TWV7X48A1 | 4PX*CU48BS3 | L8V1C100U5VSB+LRP | 46000 | 45000 | 17.1 | 11.7 | 8.5 | 1.8 | 83 | 64 | 213826615
AMERICAN STANDARD | 4A6V7X48A1 | 4PX*CU42BS3 | L8V1C100U5VSB+LRP | 46000 | 45500 | 17.1 | 11.7 | 8.5 | 1.8 | 83 | 63 | 213826614
TRANE | 4TWV7X48A1 | 4PX*CU42BS3 | L8V1C100U5VSB+LRP | 46000 | 45500 | 17.1 | 11.7 | 8.5 | 1.8 | 83 | 63 | 213826613
AMERICAN STANDARD | 4A6V7X48A1 | 4PX*CD60BS3 | S9V2C100D5PSC+LRP | 47000 | 44500 | 17.1 | 11.7 | 8.5 | 1.8 | 83 | 64 | 213826612
TRANE | 4TWV7X48A1 | 4PX*CD60BS3 | S9V2C100D5PSC+LRP | 47000 | 44500 | 17.1 | 11.7 | 8.5 | 1.8 | 83 | 64 | 213826611
AMERICAN STANDARD | 4A6V7X48A1 | 4PX*CD60BS3 | S9V2C100D5PSB+LRP | 47000 | 44500 | 17.1 | 11.7 | 8.5 | 1.8 | 83 | 64 | 213826606
TRANE | 4TWV7X48A1 | 4PX*CD60BS3 | S9V2C100D5PSB+LRP | 47000 | 44500 | 17.1 | 11.7 | 8.5 | 1.8 | 83 | 64 | 213826605
AMERICAN STANDARD | 4A6V7X36A1 | 4TXCC007DS3 | S9V2C100U4VSB+LRP | 35200 | 29000 | 17.1 | 12 | 8.5 | 1.8 | 90 | 70 | 213826604
TRANE | 4TWV7X36A1 | 4TXCC007DS3 | S9V2C100U4VSB+LRP | 35200 | 29000 | 17.1 | 12 | 8.5 | 1.8 | 90 | 70 | 213826603
AMERICAN STANDARD | 4A6V7X36A1 | 4TXCC007DS3 | S9V2C100U4VSA+LRP | 35200 | 29000 | 17.1 | 12 | 8.5 | 1.8 | 90 | 70 | 213826602
TRANE | 4TWV7X36A1 | 4TXCC007DS3 | S9V2C100U4VSA+LRP | 35200 | 29000 | 17.1 | 12 | 8.5 | 1.8 | 90 | 70 | 213826601
AMERICAN STANDARD | 4A6V7X36A1 | 4TXCC005DS3 | S9V2C100U4VSB+LRP | 34200 | 31800 | 17.1 | 11.7 | 8.2 | 1.8 | 82 | 64 | 213826600
TRANE | 4TWV7X36A1 | 4TXCC005DS3 | S9V2C100U4VSB+LRP | 34200 | 31800 | 17.1 | 11.7 | 8.2 | 1.8 | 82 | 64 | 213826599
AMERICAN STANDARD | 4A6V7X36A1 | 4TXCC005DS3 | S9V2C080U5PSC+LRP | 34200 | 31800 | 17.1 | 11.7 | 8.2 | 1.8 | 82 | 64 | 213826598
TRANE | 4TWV7X36A1 | 4TXCC005DS3 | S9V2C080U5PSC+LRP | 34200 | 31800 | 17.1 | 11.7 | 8.2 | 1.8 | 82 | 64 | 213826597
AMERICAN STANDARD | 4A6V7X36A1 | 4TXCC005DS3 | S9V2C100U4VSA+LRP | 34200 | 31800 | 17.1 | 11.7 | 8.2 | 1.8 | 82 | 64 | 213826596
TRANE | 4TWV7X36A1 | 4TXCC005DS3 | S9V2C100U4VSA+LRP | 34200 | 31800 | 17.1 | 11.7 | 8.2 | 1.8 | 82 | 64 | 213826595
TRANE | 5TWX5024A1 | 5TXCB004AS3+TSTAT | S9V2B080D4PSC | 22600 | 21600 | 15.2 | 11.7 | 8.1 | 2 | 67 | 52 | 214181781
TRANE | 5TWX5024A1 | 5TEM6D06AV41+TDR+TSTAT |  | 24800 | 22200 | 16 | 12 | 8.1 | 2.1 | 67 | 52 | 214181744
TRANE | 5TWX5024A1 | 5TEM6D04AV31+TDR+TSTAT |  | 24000 | 22200 | 16 | 12 | 8.1 | 2.1 | 67 | 52 | 214181742
TRANE | 5TWX5024A1 | 5TEM6B03AV21+TDR+TSTAT |  | 23600 | 23000 | 15.5 | 12 | 8.1 | 2.1 | 66 | 51 | 214181740
TRANE | 4TWL5036N1 | 4PX*CU48BS3 | *UHMC100CCV4 | 35600 | 32600 | 15.2 | 12 | 8.1 | 2 | 61 | 45 | 213907417
TRANE | 4TWL5036N1 | 4PX*CU42BS3 | *UHMC100CCV4 | 35000 | 32600 | 15.2 | 12 | 8.1 | 2 | 62 | 45 | 213907410
AMERICAN STANDARD | 4A6L5036N1 | 4PX*CU42BS3 | *UHMC100CCV4 | 35000 | 32600 | 15.2 | 12 | 8.1 | 2 | 62 | 45 | 213907413
AMERICAN STANDARD | 4A6L5036N1 | 4PX*BU48BS3 | *UHMB080CCV3 | 35000 | 32400 | 15.2 | 12 | 8.1 | 2 | 62 | 46 | 213907376
TRANE | 4TWL5036N1 | 4PX*BU48BS3 | *UHMB080CCV3 | 35000 | 32400 | 15.2 | 12 | 8.1 | 2 | 62 | 46 | 213907373
AMERICAN STANDARD | 4A6L5036N1 | 4PX*BU48BS3 | *UHMB060CCV3 | 34800 | 32200 | 15.2 | 12 | 8.1 | 2 | 62 | 46 | 213907370
TRANE | 4TWL5036N1 | 4PX*BU48BS3 | *UHMB060CCV3 | 34800 | 32200 | 15.2 | 12 | 8.1 | 2 | 62 | 46 | 213907367
AMERICAN STANDARD | 4A6L5036N1 | 4PX*BU42BS3 | *UHMB060CCV3 | 34800 | 32600 | 15.2 | 12 | 8.1 | 2 | 62 | 46 | 213907364
TRANE | 4TWL5036N1 | 4PX*BU42BS3 | *UHMB060CCV3 | 34800 | 32600 | 15.2 | 12 | 8.1 | 2 | 62 | 46 | 213907361
AMERICAN STANDARD | 4A6L5036N1 | 4PX*BU42BS3 | *UHMB080CCV3 | 35000 | 32800 | 15.2 | 12 | 8.1 | 2 | 62 | 45 | 213907358
TRANE | 4TWL5036N1 | 4PX*BU42BS3 | *UHMB080CCV3 | 35000 | 32800 | 15.2 | 12 | 8.1 | 2 | 62 | 45 | 213907355
AMERICAN STANDARD | 4A6L5030N1 | 4TXCC005DS3 | *UHMC100CCV4 | 30000 | 27000 | 16 | 12 | 8.1 | 2.2 | 67 | 52 | 213907302
TRANE | 4TWL5030N1 | 4TXCC005DS3 | *UHMC100CCV4 | 30000 | 27000 | 16 | 12 | 8.1 | 2.2 | 67 | 52 | 213907299
AMERICAN STANDARD | 4A6L5030N1 | 4TXCB006DS3 | *UHMB080CCV3 | 30000 | 27400 | 16 | 12 | 8.1 | 2.2 | 66 | 51 | 213907296
TRANE | 4TWL5030N1 | 4TXCB006DS3 | *UHMB080CCV3 | 30000 | 27400 | 16 | 12 | 8.1 | 2.2 | 66 | 51 | 213907292
AMERICAN STANDARD | 4A6L5030N1 | 4TXCB006DS3 | *UHMB060CCV3 | 30200 | 27600 | 16 | 12 | 8.1 | 2.2 | 66 | 51 | 213907289
TRANE | 4TWL5030N1 | 4TXCB006DS3 | *UHMB060CCV3 | 30200 | 27600 | 16 | 12 | 8.1 | 2.2 | 66 | 51 | 213907286
AMERICAN STANDARD | 4A6L5030N1 | 4TXCB004DS3 | *UHMB080CCV3 | 29400 | 26800 | 16 | 12 | 8.1 | 2.2 | 67 | 52 | 213907283
TRANE | 4TWL5030N1 | 4TXCB004DS3 | *UHMB080CCV3 | 29400 | 26800 | 16 | 12 | 8.1 | 2.2 | 67 | 52 | 213907280
AMERICAN STANDARD | 4A6L5030N1 | 4TXCB004DS3 | *UHMB060CCV3 | 29800 | 27000 | 15.2 | 12 | 8.1 | 2.1 | 67 | 53 | 213907277
TRANE | 4TWL5030N1 | 4TXCB004DS3 | *UHMB060CCV3 | 29800 | 27000 | 15.2 | 12 | 8.1 | 2.1 | 67 | 53 | 213907274
AMERICAN STANDARD | 4A6L5030N1 | 4TXCB003DS3 | *UHMB080CCV3 | 28800 | 29400 | 15.2 | 12 | 8.1 | 2.1 | 65 | 49 | 213907271
TRANE | 4TWL5030N1 | 4TXCB003DS3 | *UHMB080CCV3 | 28800 | 29400 | 15.2 | 12 | 8.1 | 2.1 | 65 | 49 | 213907268
AMERICAN STANDARD | 4A6L5030N1 | 4TXCB003DS3 | *UHMB060CCV3 | 29000 | 29400 | 15.2 | 12 | 8.1 | 2.1 | 65 | 50 | 213907265
TRANE | 4TWL5030N1 | 4TXCB003DS3 | *UHMB060CCV3 | 29000 | 29400 | 15.2 | 12 | 8.1 | 2.1 | 65 | 50 | 213907262
AMERICAN STANDARD | 4A6L5030N1 | 4PX*CU42BS3 | *DHMC100CCV4 | 28600 | 26400 | 15.2 | 12 | 8.1 | 2.2 | 67 | 53 | 213907246
TRANE | 4TWL5030N1 | 4PX*CU42BS3 | *DHMC100CCV4 | 28600 | 26400 | 15.2 | 12 | 8.1 | 2.2 | 67 | 53 | 213907243
AMERICAN STANDARD | 4A6L5030N1 | 4PX*CU42BS3 | *UHMC100CCV4 | 30800 | 28000 | 16 | 12 | 8.1 | 2.2 | 66 | 51 | 213907240
TRANE | 4TWL5030N1 | 4PX*CU42BS3 | *UHMC100CCV4 | 30800 | 28000 | 16 | 12 | 8.1 | 2.2 | 66 | 51 | 213907237
AMERICAN STANDARD | 4A6L5030N1 | 4PX*CU36BS3 | *UHMC100CCV4 | 30000 | 27000 | 16 | 12 | 8.1 | 2.2 | 67 | 52 | 213907234
TRANE | 4TWL5030N1 | 4PX*CU36BS3 | *UHMC100CCV4 | 30000 | 27000 | 16 | 12 | 8.1 | 2.2 | 67 | 52 | 213907231
AMERICAN STANDARD | 4A6L5030N1 | 4PX*CU30BS3 | *UHMC100CCV4 | 29200 | 29400 | 15.2 | 12 | 8.1 | 2.1 | 65 | 50 | 213907228
TRANE | 4TWL5030N1 | 4PX*CU30BS3 | *UHMC100CCV4 | 29200 | 29400 | 15.2 | 12 | 8.1 | 2.1 | 65 | 50 | 213907225
AMERICAN STANDARD | 4A6L5030N1 | 4PX*CD36BS3 | *DHMC100CCV4 | 29400 | 28200 | 15.2 | 12 | 8.1 | 2.1 | 66 | 51 | 213907209
TRANE | 4TWL5030N1 | 4PX*CD36BS3 | *DHMC100CCV4 | 29400 | 28200 | 15.2 | 12 | 8.1 | 2.1 | 66 | 51 | 213907206
AMERICAN STANDARD | 4A6L5030N1 | 4PX*BU48BS3 | *UHMB080CCV3 | 30000 | 27400 | 16 | 12 | 8.1 | 2.2 | 66 | 51 | 213907203
TRANE | 4TWL5030N1 | 4PX*BU48BS3 | *UHMB080CCV3 | 30000 | 27400 | 16 | 12 | 8.1 | 2.2 | 66 | 51 | 213907200
AMERICAN STANDARD | 4A6L5030N1 | 4PX*BU48BS3 | *UHMB060CCV3 | 30200 | 27600 | 16 | 12 | 8.1 | 2.2 | 66 | 51 | 213907197
TRANE | 4TWL5030N1 | 4PX*BU48BS3 | *UHMB060CCV3 | 30200 | 27600 | 16 | 12 | 8.1 | 2.2 | 66 | 51 | 213907194
AMERICAN STANDARD | 4A6L5030N1 | 4PX*BU42BS3 | *UHMB060CCV3 | 30000 | 27800 | 16 | 12 | 8.1 | 2.2 | 66 | 51 | 213907191
TRANE | 4TWL5030N1 | 4PX*BU42BS3 | *UHMB060CCV3 | 30000 | 27800 | 16 | 12 | 8.1 | 2.2 | 66 | 51 | 213907188
AMERICAN STANDARD | 4A6L5030N1 | 4PX*BU42BS3 | *UHMB080CCV3 | 30200 | 27800 | 16 | 12 | 8.1 | 2.2 | 66 | 51 | 213907185
TRANE | 4TWL5030N1 | 4PX*BU42BS3 | *UHMB080CCV3 | 30200 | 27800 | 16 | 12 | 8.1 | 2.2 | 66 | 51 | 213907182
AMERICAN STANDARD | 4A6L5030N1 | 4PX*BU36BS3 | *UHMB060CCV3 | 29800 | 27000 | 15.2 | 12 | 8.1 | 2.1 | 67 | 53 | 213907179
TRANE | 4TWL5030N1 | 4PX*BU36BS3 | *UHMB060CCV3 | 29800 | 27000 | 15.2 | 12 | 8.1 | 2.1 | 67 | 53 | 213907175
AMERICAN STANDARD | 4A6L5030N1 | 4PX*BU36BS3 | *UHMB080CCV3 | 29400 | 26800 | 16 | 12 | 8.1 | 2.2 | 67 | 52 | 213907172
TRANE | 5TWX5030A1 | 5TXCB004AS3+TSTAT | S9X2B080U4PSB | 27400 | 26000 | 15.2 | 11.7 | 8.1 | 2 | 67 | 53 | 214182105
TRANE | 5TWX5030A1 | 5TXCB004AS3+TSTAT | S9X2B040U3PSB | 27200 | 25800 | 15.2 | 11.7 | 8.1 | 2 | 67 | 52 | 214182101
TRANE | 5TWX5030A1 | 5TXCB004AS3+TSTAT | S9X1B080U4PSB | 27400 | 26000 | 15.2 | 11.7 | 8.1 | 2 | 67 | 53 | 214182099
TRANE | 5TWX5030A1 | 5TXCB004AS3+TSTAT | S9X1B040U3PSB | 27200 | 25800 | 15.2 | 11.7 | 8.1 | 2 | 67 | 52 | 214182089
TRANE | 5TWX5030A1 | 5TEM6D07AV51+TDR+TSTAT |  | 28400 | 25600 | 15.5 | 12 | 8.1 | 2.2 | 67 | 52 | 214182017
TRANE | 5TWX5030A1 | 5TEM6D06AV41+TDR+TSTAT |  | 28400 | 25600 | 15.5 | 12 | 8.1 | 2.2 | 68 | 52 | 214182015
TRANE | 5TWX5030A1 | 5TEM6D04AV31+TDR+TSTAT |  | 27800 | 26000 | 15.5 | 12 | 8.1 | 2.1 | 68 | 53 | 214182013
TRANE | 5TWX5030A1 | 5TEM6B03AV21+TDR+TSTAT |  | 27000 | 26800 | 15.2 | 11.7 | 8.1 | 2.1 | 67 | 51 | 214182011
TRANE | 5TWX5024A1 | 5TXCC007AS3+TSTAT | *UHMC100ACV4 | 24200 | 21400 | 16 | 12 | 8.1 | 2.1 | 66 | 51 | 214182009
TRANE | 5TWX5024A1 | 5TXCC007AS3+TSTAT | *UHMC100CCV4 | 24200 | 21400 | 16 | 12 | 8.1 | 2.1 | 67 | 52 | 214182007
TRANE | 5TWX5024A1 | 5TXCC007AS3+TSTAT |  | 23800 | 22400 | 15.2 | 11.7 | 8.1 | 2 | 67 | 53 | 214182005
TRANE | 5TWX5024A1 | 5TXCB006AS3+TSTAT | S9X2B060U4PSB | 24600 | 22000 | 16 | 12 | 8.1 | 2.1 | 67 | 52 | 214181990
TRANE | 5TWX5024A1 | 5TXCB006AS3+TSTAT | S9X1B060U4PSB | 24600 | 22000 | 16 | 12 | 8.1 | 2.1 | 67 | 52 | 214181988
TRANE | 5TWX5024A1 | 5TXCB006AS3+TSTAT |  | 24000 | 22600 | 15.2 | 11.7 | 8.1 | 2 | 67 | 53 | 214181984
AMERICAN STANDARD | 4A6L9048A1 | 4PX*DU60BS3 | *UHMC100CCV4 | 47000 | 42000 | 19 | 12 | 8.7 | 2.2 | 73 | 59 | 214250580
TRANE | 4TWL9048A1 | 4PX*DU60BS3 | *UHMC100CCV4 | 47000 | 42000 | 19 | 12 | 8.7 | 2.2 | 73 | 59 | 214250579
AMERICAN STANDARD | 4A6L9048A1 | 4PX*DU60BS3 | *UHMD120CCV5 | 48500 | 43000 | 19 | 12 | 8.7 | 2.2 | 73 | 59 | 214250576
TRANE | 4TWL9048A1 | 4PX*DU60BS3 | *UHMD120CCV5 | 48500 | 43000 | 19 | 12 | 8.7 | 2.2 | 73 | 59 | 214250575
AMERICAN STANDARD | 4A6L9048A1 | 4PX*DU48BS3 | *UHMC100CCV4 | 46000 | 42500 | 19 | 11.7 | 8.7 | 2.1 | 73 | 59 | 214250568
TRANE | 4TWL9048A1 | 4PX*DU48BS3 | *UHMC100CCV4 | 46000 | 42500 | 19 | 11.7 | 8.7 | 2.1 | 73 | 59 | 214250567
AMERICAN STANDARD | 4A6L9048A1 | 4PX*DU48BS3 | *UHMD120CCV5 | 47500 | 44000 | 19 | 11.7 | 9 | 2.2 | 73 | 59 | 214250566
TRANE | 4TWL9048A1 | 4PX*DU48BS3 | *UHMD120CCV5 | 47500 | 44000 | 19 | 11.7 | 9 | 2.2 | 73 | 59 | 214250565
AMERICAN STANDARD | 4A6L9048A1 | 4PX*CU60BS3 | *UHMC100CCV4 | 48500 | 43500 | 19 | 12 | 8.7 | 2.2 | 73 | 58 | 214250558
TRANE | 4TWL9048A1 | 4PX*CU60BS3 | *UHMC100CCV4 | 48500 | 43500 | 19 | 12 | 8.7 | 2.2 | 73 | 58 | 214250557
AMERICAN STANDARD | 4A6L9048A1 | 4PX*CU48BS3 | *UHMC100CCV4 | 47000 | 44000 | 19 | 11.7 | 9 | 2.2 | 73 | 59 | 214250556
TRANE | 4TWL9048A1 | 4PX*CU48BS3 | *UHMC100CCV4 | 47000 | 44000 | 19 | 11.7 | 9 | 2.2 | 73 | 59 | 214250555
AMERICAN STANDARD | 4A6L9048A1 | 4PX*CU42BS3 | *UHMC100CCV4 | 47500 | 44500 | 19 | 11.7 | 8.7 | 2.2 | 73 | 58 | 214250552
TRANE | 4TWL9048A1 | 4PX*CU42BS3 | *UHMC100CCV4 | 47500 | 44500 | 19 | 11.7 | 8.7 | 2.2 | 73 | 58 | 214250551
AMERICAN STANDARD | 4A6L9036A1 | 4TXCC009DS3 | *UHMC100CCV4 | 37600 | 33000 | 18.5 | 12 | 8.7 | 2.3 | 70 | 55 | 214250544
TRANE | 4TWL9036A1 | 4TXCC009DS3 | *UHMC100CCV4 | 37600 | 33000 | 18.5 | 12 | 8.7 | 2.3 | 70 | 55 | 214250543
AMERICAN STANDARD | 4A6L9036A1 | 4TXCC007DS3 | *UHMC100CCV4 | 37200 | 33600 | 18 | 11.7 | 8.7 | 2.3 | 69 | 54 | 214250542
TRANE | 4TWL9036A1 | 4TXCC007DS3 | *UHMC100CCV4 | 37200 | 33600 | 18 | 11.7 | 8.7 | 2.3 | 69 | 54 | 214250541
AMERICAN STANDARD | 4A6L9036A1 | 4PX*CU48BS3 | *UHMC100CCV4 | 37200 | 33600 | 18 | 11.7 | 8.7 | 2.3 | 70 | 55 | 214250518
TRANE | 4TWL9036A1 | 4PX*CU48BS3 | *UHMC100CCV4 | 37200 | 33600 | 18 | 11.7 | 8.7 | 2.3 | 70 | 55 | 214250517
AMERICAN STANDARD | 4A6L9036A1 | 4PX*CU42BS3 | *UHMC100CCV4 | 37000 | 34000 | 17.5 | 11.7 | 8.7 | 2.3 | 69 | 54 | 214250514
TRANE | 4TWL9036A1 | 4PX*CU42BS3 | *UHMC100CCV4 | 37000 | 34000 | 17.5 | 11.7 | 8.7 | 2.3 | 69 | 54 | 214250513
AMERICAN STANDARD | 4A6L9036A1 | 4PX*CD60BS3 | *DHMC100CCV4 | 37400 | 33200 | 18 | 11.7 | 8.5 | 2.2 | 70 | 55 | 214250506
TRANE | 4TWL9036A1 | 4PX*CD60BS3 | *DHMC100CCV4 | 37400 | 33200 | 18 | 11.7 | 8.5 | 2.2 | 70 | 55 | 214250505
TRANE | 5TWX5060A1 | 5TXCD010AS3+TSTAT+P0V0D000M50SD |  | 55500 | 53500 | 15.2 | 11.7 | 8.1 | 2.4 | 67 | 53 | 214183276
TRANE | 5TWX5060A1 | 5TEM6D07AV51+TDR+TSTAT |  | 54500 | 53500 | 15.2 | 11.7 | 8.1 | 2.5 | 67 | 53 | 214183188
TRANE | 5TWX5048A1 | 5TXCD010AS3+TSTAT | S9X2C080U5PSB | 43500 | 42000 | 15.5 | 11.7 | 8.1 | 2 | 67 | 52 | 214183184
TRANE | 5TWX5048A1 | 5TXCD010AS3+TSTAT | S9X1D120U5PSB | 45000 | 43500 | 15.5 | 11.7 | 8.1 | 2.1 | 66 | 51 | 214183182
TRANE | 5TWX5048A1 | 5TXCD010AS3+TSTAT | S9X1C100U5PSB | 43500 | 42500 | 15.2 | 11.7 | 8.1 | 2 | 67 | 52 | 214183180
TRANE | 5TWX5048A1 | 5TXCD010AS3+TSTAT | S9X1C080U5PSB | 43500 | 42000 | 15.5 | 11.7 | 8.1 | 2 | 67 | 52 | 214183178
TRANE | 5TWX5048A1 | 5TXCD010AS3+TSTAT | S9V2D120U5VSB | 44500 | 43000 | 15.5 | 12 | 8.1 | 2.1 | 67 | 51 | 214183176
TRANE | 5TWX5048A1 | 5TXCD010AS3+TSTAT | S9V2D120U5VSA | 45500 | 43500 | 15.5 | 12 | 8.1 | 2.1 | 66 | 51 | 214183174
TRANE | 5TWX5048A1 | 5TXCD010AS3+TSTAT | S9V2D120U5PSC | 45500 | 43500 | 15.5 | 12 | 8.1 | 2.1 | 66 | 51 | 214183171
TRANE | 5TWX5048A1 | 5TXCD010AS3+TSTAT | S9V2D120U5PSB | 45500 | 43500 | 15.5 | 12 | 8.1 | 2.1 | 66 | 51 | 214183169
TRANE | 5TWX5048A1 | 5TXCD010AS3+TSTAT | S9V2C100U5PSC | 43500 | 42000 | 15.2 | 11.7 | 8.1 | 2 | 67 | 52 | 214183167
TRANE | 5TWX5048A1 | 5TXCD010AS3+TSTAT | S9V2C100U5PSB | 43500 | 42000 | 15.5 | 11.7 | 8.1 | 2.1 | 66 | 51 | 214183165
TRANE | 5TWX5048A1 | 5TXCD010AS3+TSTAT | *UHMD120ACV5 | 44000 | 43000 | 15.2 | 11.7 | 8.1 | 2.1 | 67 | 51 | 214183163
TRANE | 5TWX5048A1 | 5TXCD010AS3+TSTAT | *UHMC100CCV4 | 43500 | 42000 | 15.2 | 11.7 | 8.1 | 2 | 68 | 52 | 214183161
TRANE | 5TWX5048A1 | 5TXCD010AS3+TSTAT | *UHMC100ACV4 | 43500 | 42000 | 15.2 | 11.7 | 8.1 | 2 | 68 | 52 | 214183159
AMERICAN STANDARD | 4A6L9048A1 | 4TXCD010DS3 | S8V2C100M5PCB+RP | 47000 | 42000 | 19 | 11.7 | 8.7 | 2.2 | 74 | 59 | 214252782
TRANE | 4TWL9048A1 | 4TXCD010DS3 | S8V2C100M5PCB+RP | 47000 | 42000 | 19 | 11.7 | 8.7 | 2.2 | 74 | 59 | 214252781
AMERICAN STANDARD | 4A6L9048A1 | 4TXCD010DS3 | S8V2C100M5PDB+RP | 47000 | 42000 | 19 | 11.7 | 8.7 | 2.2 | 74 | 59 | 214252780
TRANE | 4TWL9048A1 | 4TXCD010DS3 | S8V2C100M5PDB+RP | 47000 | 42000 | 19 | 11.7 | 8.7 | 2.2 | 74 | 59 | 214252779
AMERICAN STANDARD | 4A6L9048A1 | 4TXCD008DS3 | S8V2C080M5PDB+RP | 46000 | 42500 | 19 | 11.7 | 8.7 | 2.2 | 73 | 59 | 214252776
TRANE | 4TWL9048A1 | 4TXCD008DS3 | S8V2C080M5PDB+RP | 46000 | 42500 | 19 | 11.7 | 8.7 | 2.2 | 73 | 59 | 214252775
AMERICAN STANDARD | 4A6L9048A1 | 4TXCD008DS3 | S8V2C080M5PCB+RP | 46000 | 42500 | 19 | 11.7 | 8.7 | 2.2 | 73 | 59 | 214252772
TRANE | 4TWL9048A1 | 4TXCD008DS3 | S8V2C080M5PCB+RP | 46000 | 42500 | 19 | 11.7 | 8.7 | 2.2 | 73 | 59 | 214252771
AMERICAN STANDARD | 4A6L9048A1 | 4PX*DU60BS3 | S8V2C100M5PDB+RP | 47000 | 42000 | 19 | 11.7 | 8.7 | 2.2 | 73 | 59 | 214252770
TRANE | 4TWL9048A1 | 4PX*DU60BS3 | S8V2C100M5PDB+RP | 47000 | 42000 | 19 | 11.7 | 8.7 | 2.2 | 73 | 59 | 214252769
AMERICAN STANDARD | 4A6L9048A1 | 4PX*DU60BS3 | S8V2C100M5PCB+RP | 47000 | 42000 | 19 | 11.7 | 8.7 | 2.2 | 73 | 59 | 214252768
TRANE | 4TWL9048A1 | 4PX*DU60BS3 | S8V2C100M5PCB+RP | 47000 | 42000 | 19 | 11.7 | 8.7 | 2.2 | 73 | 59 | 214252767
AMERICAN STANDARD | 4A6L9048A1 | 4PX*DU48BS3 | S8V2C080M5PDB+RP | 46000 | 42500 | 19 | 11.7 | 8.7 | 2.2 | 73 | 59 | 214252764
TRANE | 4TWL9048A1 | 4PX*DU48BS3 | S8V2C080M5PDB+RP | 46000 | 42500 | 19 | 11.7 | 8.7 | 2.2 | 73 | 59 | 214252763
AMERICAN STANDARD | 4A6L9048A1 | 4PX*DU48BS3 | S8V2C080M5PCB+RP | 46000 | 42500 | 19 | 11.7 | 8.7 | 2.2 | 73 | 59 | 214252762
TRANE | 4TWL9048A1 | 4PX*DU48BS3 | S8V2C080M5PCB+RP | 46000 | 42500 | 19 | 11.7 | 8.7 | 2.2 | 73 | 59 | 214252761
AMERICAN STANDARD | 4A6L9024A1 | 4TXCB003DS3 | S8V2A040M3PDB+RP | 22600 | 20600 | 17 | 12 | 8.7 | 2.2 | 67 | 52 | 214252752
TRANE | 4TWL9024A1 | 4TXCB003DS3 | S8V2A040M3PDB+RP | 22600 | 20600 | 17 | 12 | 8.7 | 2.2 | 67 | 52 | 214252751
AMERICAN STANDARD | 4A6L9024A1 | 4PX*BU42BS3 | S8V2A040M3PDB+RP | 23200 | 19800 | 17.5 | 12.5 | 8.5 | 2.2 | 68 | 53 | 214252750
TRANE | 4TWL9024A1 | 4PX*BU42BS3 | S8V2A040M3PDB+RP | 23200 | 19800 | 17.5 | 12.5 | 8.5 | 2.2 | 68 | 53 | 214252749
AMERICAN STANDARD | 4A6L9024A1 | 4PX*BU42BS3 | S8V2A040M3PCB+RP | 23200 | 19800 | 17.5 | 12.5 | 8.5 | 2.2 | 68 | 53 | 214252748
TRANE | 4TWL9024A1 | 4PX*BU42BS3 | S8V2A040M3PCB+RP | 23200 | 19800 | 17.5 | 12.5 | 8.5 | 2.2 | 68 | 53 | 214252747
AMERICAN STANDARD | 4A6L9024A1 | 4PX*BU30BS3 | S8V2A040M3PDB+RP | 22600 | 20600 | 17 | 12 | 8.7 | 2.2 | 67 | 52 | 214252744
TRANE | 4TWL9024A1 | 4PX*BU30BS3 | S8V2A040M3PDB+RP | 22600 | 20600 | 17 | 12 | 8.7 | 2.2 | 67 | 52 | 214252743
AMERICAN STANDARD | 4A6L9024A1 | 4PX*BU30BS3 | S8V2A040M3PCB+RP | 22600 | 20600 | 17 | 12 | 8.7 | 2.2 | 67 | 52 | 214252742
TRANE | 4TWL9024A1 | 4PX*BU30BS3 | S8V2A040M3PCB+RP | 22600 | 20600 | 17 | 12 | 8.7 | 2.2 | 67 | 52 | 214252741
AMERICAN STANDARD | 4A6L9024A1 | 4PX*BD30BS3 | S8V2A040M3PDB+RP | 22400 | 20600 | 17 | 12 | 8.5 | 2.2 | 67 | 52 | 214252728
AMERICAN STANDARD | 4A6L6036A1 | 4PX*BU42BS3 | S9X1B080U4PSB | 36200 | 33800 | 15.2 | 12 | 8.1 | 2.1 | 64 | 50 | 203515289
TRANE | 4TWL9024A1 | 4PX*BD30BS3 | *DHMB060CCV3 | 23400 | 21400 | 17.5 | 12 | 8.5 | 2.2 | 66 | 51 | 214250443
AMERICAN STANDARD | 4A6L9024A1 | 4PX*BD30BS3 | *DHMB060CCV3 | 23400 | 21400 | 17.5 | 12 | 8.5 | 2.2 | 66 | 51 | 214250444
TRANE | 4TWL9024A1 | 4PX*BD30BS3 | *DHMB080CCV3 | 23600 | 21400 | 17.5 | 12 | 8.7 | 2.2 | 66 | 51 | 214250445
AMERICAN STANDARD | 4A6L9024A1 | 4PX*BD30BS3 | *DHMB080CCV3 | 23600 | 21400 | 17.5 | 12 | 8.7 | 2.2 | 66 | 51 | 214250446
TRANE | 4TWL9024A1 | 4PX*BD36BS3 | *DHMB060CCV3 | 23800 | 20400 | 18 | 12 | 8.5 | 2.2 | 67 | 52 | 214250447
AMERICAN STANDARD | 4A6L9024A1 | 4PX*BD36BS3 | *DHMB060CCV3 | 23800 | 20400 | 18 | 12 | 8.5 | 2.2 | 67 | 52 | 214250448
TRANE | 4TWL9024A1 | 4PX*BU24BS3 | *UHMB060CCV3 | 22800 | 21600 | 17.5 | 11.7 | 8.2 | 2 | 66 | 51 | 214250451
AMERICAN STANDARD | 4A6L9024A1 | 4PX*BU24BS3 | *UHMB060CCV3 | 22800 | 21600 | 17.5 | 11.7 | 8.2 | 2 | 66 | 51 | 214250452
TRANE | 4TWL9024A1 | 4PX*BU24BS3 | *UHMB080CCV3 | 22800 | 21600 | 17.5 | 12 | 8.2 | 2 | 66 | 50 | 214250453
AMERICAN STANDARD | 4A6L9024A1 | 4PX*BU24BS3 | *UHMB080CCV3 | 22800 | 21600 | 17.5 | 12 | 8.2 | 2 | 66 | 50 | 214250454
TRANE | 4TWL9024A1 | 4PX*BU30BS3 | *UHMB060CCV3 | 23600 | 20800 | 18 | 12 | 9 | 2.3 | 67 | 52 | 214250455
AMERICAN STANDARD | 4A6L9024A1 | 4PX*BU30BS3 | *UHMB060CCV3 | 23600 | 20800 | 18 | 12 | 9 | 2.3 | 67 | 52 | 214250456
TRANE | 4TWL9024A1 | 4TXCB003DS3 | *UHMB060CCV3 | 23800 | 21200 | 18 | 12.5 | 8.7 | 2.3 | 67 | 51 | 214250461
AMERICAN STANDARD | 4A6L9024A1 | 4TXCB003DS3 | *UHMB060CCV3 | 23800 | 21200 | 18 | 12.5 | 8.7 | 2.3 | 67 | 51 | 214250462
TRANE | 4TWL9024A1 | 4TXCB003DS3 | *UHMB080CCV3 | 23800 | 21200 | 18 | 12.5 | 8.7 | 2.3 | 67 | 51 | 214250463
AMERICAN STANDARD | 4A6L9024A1 | 4TXCB003DS3 | *UHMB080CCV3 | 23800 | 21200 | 18 | 12.5 | 8.7 | 2.3 | 67 | 51 | 214250464
TRANE | 4TWL9048A1 | 4TXCC007DS3 | *UHMC100CCV4 | 47000 | 44000 | 19 | 11.7 | 9 | 2.2 | 73 | 59 | 214250583
AMERICAN STANDARD | 4A6L9048A1 | 4TXCC007DS3 | *UHMC100CCV4 | 47000 | 44000 | 19 | 11.7 | 9 | 2.2 | 73 | 59 | 214250584
TRANE | 4TWL9048A1 | 4TXCC009DS3 | *UHMC100CCV4 | 48500 | 43500 | 19 | 12 | 8.7 | 2.2 | 73 | 58 | 214250587
AMERICAN STANDARD | 4A6L9048A1 | 4TXCC009DS3 | *UHMC100CCV4 | 48500 | 43500 | 19 | 12 | 8.7 | 2.2 | 73 | 58 | 214250588
TRANE | 4TWL9048A1 | 4TXCD008DS3 | *UHMC100CCV4 | 46000 | 42500 | 19 | 11.7 | 8.7 | 2.2 | 73 | 59 | 214250591
AMERICAN STANDARD | 4A6L9048A1 | 4TXCD008DS3 | *UHMC100CCV4 | 46000 | 42500 | 19 | 11.7 | 8.7 | 2.2 | 73 | 59 | 214250592
TRANE | 4TWL9048A1 | 4TXCD008DS3 | *UHMD120CCV5 | 47500 | 44000 | 19 | 11.7 | 9 | 2.2 | 73 | 58 | 214250593
AMERICAN STANDARD | 4A6L9048A1 | 4TXCD008DS3 | *UHMD120CCV5 | 47500 | 44000 | 19 | 11.7 | 9 | 2.2 | 73 | 58 | 214250594
TRANE | 4TWL9048A1 | 4TXCD010DS3 | *UHMD120CCV5 | 48500 | 43000 | 19 | 12 | 8.7 | 2.2 | 73 | 59 | 214250601
AMERICAN STANDARD | 4A6L9048A1 | 4TXCD010DS3 | *UHMD120CCV5 | 48500 | 43000 | 19 | 12 | 8.7 | 2.2 | 73 | 59 | 214250602
TRANE | 4TWL9048A1 | 4TXCD010DS3 | *UHMC100CCV4 | 47000 | 42000 | 19 | 12 | 8.7 | 2.2 | 73 | 59 | 214250605
AMERICAN STANDARD | 4A6L9048A1 | 4TXCD010DS3 | *UHMC100CCV4 | 47000 | 42000 | 19 | 12 | 8.7 | 2.2 | 73 | 59 | 214250606
TRANE | 4TWV0X24A1 | 4PX*BU36BS3 | *UHMB080CCV3 | 23800 | 20200 | 19.5 | 12.7 | 8.5 | 1.8 | 83 | 63 | 214250617
AMERICAN STANDARD | 4A6V0X24A1 | 4PX*BU36BS3 | *UHMB080CCV3 | 23800 | 20200 | 19.5 | 12.7 | 8.5 | 1.8 | 83 | 63 | 214250618
TRANE | 4TWV0X24A1 | 4PX*BU36BS3 | *UHMB060CCV3 | 23600 | 20200 | 19.5 | 12.7 | 8.5 | 1.8 | 83 | 63 | 214250619
AMERICAN STANDARD | 4A6V0X24A1 | 4PX*BU36BS3 | *UHMB060CCV3 | 23600 | 20200 | 19.5 | 12.7 | 8.5 | 1.8 | 83 | 63 | 214250620
TRANE | 4TWV0X24A1 | 4TXCB004DS3 | *UHMB060CCV3 | 23600 | 20200 | 19.5 | 12.7 | 8.5 | 1.8 | 83 | 63 | 214250625
AMERICAN STANDARD | 4A6V0X24A1 | 4TXCB004DS3 | *UHMB060CCV3 | 23600 | 20200 | 19.5 | 12.7 | 8.5 | 1.8 | 83 | 63 | 214250626
TRANE | 4TWV0X24A1 | 4TXFH024CZ3 | *DHMB080CCV3 | 23200 | 20200 | 18 | 12 | 8.5 | 1.8 | 83 | 63 | 214250627
AMERICAN STANDARD | 4A6V0X24A1 | 4TXFH024CZ3 | *DHMB080CCV3 | 23200 | 20200 | 18 | 12 | 8.5 | 1.8 | 83 | 63 | 214250628
TRANE | 5TWX5036A1 | 5TXCB004AS3+TSTAT | *UHMB080CCV3 | 32600 | 31600 | 15.2 | 11.7 | 8.1 | 2.2 | 69 | 55 | 214182465
TRANE | 5TWX5036A1 | 5TXCB004AS3+TSTAT | S8X1B060M4PSC | 32800 | 31800 | 15.2 | 11.7 | 8.1 | 2.2 | 69 | 55 | 214182463
TRANE | 5TWX5036A1 | 5TXCB004AS3+TSTAT | S9V2B060U4PSB | 32600 | 31600 | 15.2 | 11.7 | 8.1 | 2.2 | 69 | 55 | 214182455
TRANE | 5TWX5036A1 | 5TXCB004AS3+TSTAT | S8V2B080M4PDB | 32800 | 31600 | 15.2 | 11.7 | 8.1 | 2.2 | 69 | 55 | 214182439
TRANE | 5TWX5036A1 | 5TXCB004AS3+TSTAT | S8X2B060M4PTC | 32800 | 31800 | 15.2 | 11.7 | 8.1 | 2.2 | 69 | 55 | 214182433
TRANE | 5TWX5036A1 | 5TXCB004AS3+TSTAT | S8X2B060M4PSC | 32800 | 31800 | 15.2 | 11.7 | 8.1 | 2.2 | 69 | 55 | 214182431
TRANE | 5TWX5036A1 | 5TXCB004AS3+TSTAT | S9V2B080U4VSB | 32400 | 31600 | 15.2 | 11.7 | 8.1 | 2.2 | 69 | 55 | 214182416
TRANE | 5TWX5036A1 | 5TXCB004AS3+TSTAT | S8V2B080M4PDA | 33000 | 31800 | 15.2 | 11.7 | 8.1 | 2.2 | 69 | 55 | 214182414
TRANE | 5TWX5036A1 | 5TXCB004AS3+TSTAT | S8V2B080M4PCB | 32800 | 31600 | 15.2 | 11.7 | 8.1 | 2.2 | 69 | 55 | 214182412
TRANE | 5TWX5036A1 | 5TXCB004AS3+TSTAT | S9V2B080U4VSA | 32000 | 31200 | 15.2 | 11.7 | 8.1 | 2.2 | 69 | 55 | 214182406
TRANE | 5TWX5036A1 | 5TXCB004AS3+TSTAT | S9V2B080U4PSC | 32400 | 31600 | 15.2 | 11.7 | 8.1 | 2.2 | 69 | 55 | 214182404
TRANE | 5TWX5036A1 | 5TXCB004AS3+TSTAT | S9V2B080U4PSB | 32400 | 31600 | 15.2 | 11.7 | 8.1 | 2.2 | 69 | 55 | 214182402
TRANE | 5TWX5036A1 | 5TXCB004AS3+TSTAT | S8V2B080M4PCA | 33000 | 31800 | 15.2 | 11.7 | 8.1 | 2.2 | 69 | 55 | 214182400
TRANE | 5TWX5036A1 | 5TXCB004AS3+TSTAT | S8V2B060M4PDA | 33000 | 31800 | 15.2 | 11.7 | 8.1 | 2.2 | 69 | 55 | 214182396
TRANE | 5TWX5036A1 | 5TXCB004AS3+TSTAT | S8V2B060M4PCA | 33000 | 31800 | 15.2 | 11.7 | 8.1 | 2.2 | 69 | 55 | 214182388
TRANE | 5TWX5036A1 | 5TXCB004AS3+TSTAT | S8X1B060M4PTC | 32800 | 31800 | 15.2 | 11.7 | 8.1 | 2.2 | 69 | 55 | 214182384
TRANE | 5TWX5036A1 | 5TXCB004AS3+TSTAT | *UHMB080ACV3 | 32600 | 31600 | 15.2 | 11.7 | 8.1 | 2.2 | 69 | 55 | 214182381
TRANE | 5TWX5036A1 | 5TXCB004AS3+TSTAT | *UHMB060CCV3 | 33000 | 31200 | 15.2 | 11.7 | 8.1 | 2.2 | 70 | 56 | 214182379
TRANE | 5TWX5036A1 | 5TEM6D07AV51+TDR+TSTAT |  | 34800 | 31400 | 16 | 12 | 8.5 | 2.4 | 69 | 56 | 214182340
TRANE | 5TWX5036A1 | 5TEM6D06AV41+TDR+TSTAT |  | 34800 | 31400 | 16 | 12 | 8.5 | 2.3 | 69 | 55 | 214182339
TRANE | 5TWX5036A1 | 5TEM6D04AV31+TDR+TSTAT |  | 33400 | 31800 | 16 | 12 | 8.5 | 2.3 | 69 | 55 | 214182337
TRANE | 5TWX5030A1 | 5TXCD010AS3+TSTAT | *UHMD120ACV5 | 28200 | 25000 | 15.2 | 12 | 8.1 | 2.2 | 67 | 52 | 214182335
TRANE | 5TWX5030A1 | 5TXCD010AS3+TSTAT | *UHMD120CCV5 | 28200 | 25000 | 15.2 | 12 | 8.1 | 2.2 | 67 | 52 | 214182333
TRANE | 5TWX5030A1 | 5TXCC007AS3+TSTAT | *UHMC100CCV4 | 28400 | 25400 | 15.2 | 12 | 8.1 | 2.1 | 67 | 52 | 214182331
TRANE | 5TWX5030A1 | 5TXCC007AS3+TSTAT | S9X2C080U5PSB | 28200 | 25600 | 15.5 | 12 | 8.1 | 2.1 | 67 | 52 | 214182325
TRANE | 5TWX5030A1 | 5TXCC007AS3+TSTAT | S9X1C080U5PSB | 28200 | 25600 | 15.5 | 12 | 8.1 | 2.1 | 67 | 52 | 214182321
TRANE | 5TWX5030A1 | 5TXCC007AS3+TSTAT | S9V2C100U5PSC | 28600 | 25800 | 15.5 | 12 | 8.1 | 2.1 | 67 | 52 | 214182319
TRANE | 5TWX5030A1 | 5TXCC007AS3+TSTAT | S9V2C100U5PSB | 28600 | 25800 | 15.5 | 12 | 8.1 | 2.1 | 67 | 52 | 214182317
TRANE | 5TWX5030A1 | 5TXCC007AS3+TSTAT | S9V2C100U4VSB | 28600 | 25800 | 15.5 | 12 | 8.1 | 2.1 | 67 | 52 | 214182315
TRANE | 5TWX5030A1 | 5TXCC007AS3+TSTAT | S9V2C100U4VSA | 28200 | 25400 | 15.5 | 12 | 8.1 | 2.1 | 67 | 52 | 214182313
TRANE | 5TWX5030A1 | 5TXCC007AS3+TSTAT | S9V2C080U5PSC | 28600 | 25800 | 15.5 | 12 | 8.1 | 2.1 | 67 | 52 | 214182311
TRANE | 5TWX5030A1 | 5TXCC007AS3+TSTAT | S9V2C080U5PSB | 28600 | 25800 | 15.5 | 12 | 8.1 | 2.1 | 67 | 52 | 214182309
AMERICAN STANDARD | 4A6V7X24A1 | 4TXCB004DS3 | *DHMB060CCV3+LRP | 22200 | 20800 | 17.1 | 11.7 | 8.2 | 1.8 | 81 | 61 | 213826854
TRANE | 4TWV7X24A1 | 4TXCB004DS3 | *DHMB060CCV3+LRP | 22200 | 20800 | 17.1 | 11.7 | 8.2 | 1.8 | 81 | 61 | 213826853
AMERICAN STANDARD | 4A6V7X24A1 | 4TXCB004DS3 | *DHMB060BCV3+LRP | 22200 | 20800 | 17.1 | 11.7 | 8.2 | 1.8 | 81 | 61 | 213826846
TRANE | 4TWV7X24A1 | 4TXCB004DS3 | *DHMB060BCV3+LRP | 22200 | 20800 | 17.1 | 11.7 | 8.2 | 1.8 | 81 | 61 | 213826845
AMERICAN STANDARD | 4A6L5036N1 | 4TXCD008DS3 | *UHMD120CCV5 | 35600 | 32600 | 15.2 | 12 | 8.1 | 2 | 61 | 45 | 213907490
TRANE | 4TWL5036N1 | 4TXCD008DS3 | *UHMD120CCV5 | 35600 | 32600 | 15.2 | 12 | 8.1 | 2 | 61 | 45 | 213907488
AMERICAN STANDARD | 4A6L5036N1 | 4TXCC009DS3 | *UHMC100CCV4 | 35600 | 31400 | 15.2 | 12 | 8.1 | 2 | 63 | 47 | 213907485
TRANE | 4TWL5036N1 | 4TXCC009DS3 | *UHMC100CCV4 | 35600 | 31400 | 15.2 | 12 | 8.1 | 2 | 63 | 47 | 213907482
AMERICAN STANDARD | 4A6L5036N1 | 4TXCC007DS3 | *UHMC100CCV4 | 35600 | 32600 | 15.2 | 12 | 8.1 | 2 | 61 | 45 | 213907481
TRANE | 4TWL5036N1 | 4TXCC007DS3 | *UHMC100CCV4 | 35600 | 32600 | 15.2 | 12 | 8.1 | 2 | 61 | 45 | 213907478
AMERICAN STANDARD | 4A6L5036N1 | 4TXCB006DS3 | *UHMB060CCV3 | 34800 | 32200 | 15.2 | 12 | 8.1 | 2 | 62 | 46 | 213907469
TRANE | 4TWL5036N1 | 4TXCB006DS3 | *UHMB060CCV3 | 34800 | 32200 | 15.2 | 12 | 8.1 | 2 | 62 | 46 | 213907466
AMERICAN STANDARD | 4A6L5036N1 | 4TXCB006DS3 | *UHMB080CCV3 | 35000 | 32400 | 15.2 | 12 | 8.1 | 2 | 62 | 46 | 213907463
TRANE | 4TWL5036N1 | 4TXCB006DS3 | *UHMB080CCV3 | 35000 | 32400 | 15.2 | 12 | 8.1 | 2 | 62 | 46 | 213907460
AMERICAN STANDARD | 4A6L5036N1 | 4PX*DU48BS3 | *UHMD120CCV5 | 35600 | 32600 | 15.2 | 12 | 8.1 | 2 | 61 | 45 | 213907432
TRANE | 4TWL5036N1 | 4PX*DU48BS3 | *UHMD120CCV5 | 35600 | 32600 | 15.2 | 12 | 8.1 | 2 | 61 | 45 | 213907429
AMERICAN STANDARD | 4A6L5036N1 | 4PX*DD60BS3 | *DHMD120CCV5 | 34800 | 31600 | 15.2 | 12 | 8.1 | 2 | 63 | 47 | 213907426
TRANE | 4TWL5036N1 | 4PX*DD60BS3 | *DHMD120CCV5 | 34800 | 31600 | 15.2 | 12 | 8.1 | 2 | 63 | 47 | 213907423
AMERICAN STANDARD | 4A6L5036N1 | 4PX*CU48BS3 | *UHMC100CCV4 | 35600 | 32600 | 15.2 | 12 | 8.1 | 2 | 61 | 45 | 213907420
TRANE | 5TWX5030A1 | 5TXCC007AS3+TSTAT | S8X2C080M5PTC | 28600 | 25600 | 15.5 | 12 | 8.1 | 2.1 | 68 | 53 | 214182307
TRANE | 5TWX5030A1 | 5TXCC007AS3+TSTAT | S8X2C080M5PSC | 28600 | 25600 | 15.5 | 12 | 8.1 | 2.1 | 68 | 53 | 214182305
TRANE | 5TWX5030A1 | 5TXCC007AS3+TSTAT | S8X1C080M5PTC | 28600 | 25600 | 15.5 | 12 | 8.1 | 2.1 | 68 | 53 | 214182303
TRANE | 5TWX5030A1 | 5TXCC007AS3+TSTAT | S8X1C080M5PSC | 28600 | 25600 | 15.5 | 12 | 8.1 | 2.1 | 68 | 53 | 214182301
TRANE | 5TWX5030A1 | 5TXCB006AS3+TSTAT | S8X1A040M3PSC | 26800 | 24400 | 16 | 12 | 8.1 | 2 | 68 | 53 | 214182280
TRANE | 5TWX5030A1 | 5TXCB006AS3+TSTAT | *UHMB060CCV3 | 28000 | 25400 | 15.5 | 12 | 8.1 | 2.1 | 67 | 52 | 214182254
TRANE | 5TWX5030A1 | 5TXCB006AS3+TSTAT | *UHMB060ACV3 | 28000 | 25400 | 15.2 | 12 | 8.1 | 2.1 | 67 | 52 | 214182252
TRANE | 5TWX5030A1 | 5TXCB006AS3+TSTAT | S9X2B080U4PSB | 28600 | 26000 | 15.5 | 12 | 8.1 | 2.1 | 67 | 52 | 214182248
TRANE | 5TWX5030A1 | 5TXCB006AS3+TSTAT | S9X2B060U4PSB | 28400 | 26000 | 15.5 | 11.7 | 8.1 | 2.1 | 67 | 52 | 214182242
TRANE | 5TWX5030A1 | 5TXCB006AS3+TSTAT | S9X2B040U3PSB | 28200 | 25800 | 15.2 | 11.7 | 8.1 | 2.1 | 67 | 52 | 214182240
TRANE | 5TWX5030A1 | 5TXCB006AS3+TSTAT | S9X1B080U4PSB | 28600 | 26000 | 15.5 | 12 | 8.1 | 2.1 | 67 | 52 | 214182238
TRANE | 5TWX5030A1 | 5TXCB006AS3+TSTAT | S9X1B060U4PSB | 28400 | 26000 | 15.5 | 11.7 | 8.1 | 2.1 | 67 | 52 | 214182229
TRANE | 5TWX5030A1 | 5TXCB006AS3+TSTAT | *UHMB080ACV3 | 27600 | 25000 | 15.5 | 12 | 8.1 | 2.1 | 67 | 52 | 214182223
TRANE | 5TWX5030A1 | 5TXCB006AS3+TSTAT | S9X1B040U3PSB | 28200 | 25800 | 15.2 | 11.7 | 8.1 | 2.1 | 67 | 52 | 214182221
TRANE | 5TWX5030A1 | 5TXCB006AS3+TSTAT | S9V2B080U4VSA | 28600 | 26200 | 15.2 | 11.7 | 8.1 | 2.1 | 68 | 53 | 214182219
TRANE | 5TWX5030A1 | 5TXCB006AS3+TSTAT | S9V2B080U4PSC | 28400 | 26000 | 15.5 | 12 | 8.1 | 2.1 | 67 | 52 | 214182217
TRANE | 5TWX5030A1 | 5TXCB006AS3+TSTAT | S9V2B080U4PSB | 27800 | 25200 | 15.2 | 12 | 8.1 | 2.1 | 67 | 52 | 214182215
TRANE | 5TWX5030A1 | 5TXCB006AS3+TSTAT | S9V2B060U4PSC | 28600 | 26000 | 15.5 | 11.7 | 8.1 | 2.1 | 68 | 53 | 214182213
TRANE | 5TWX5030A1 | 5TXCB006AS3+TSTAT | S9V2B060U4PSB | 28600 | 26000 | 15.2 | 11.7 | 8.1 | 2.1 | 68 | 53 | 214182211
TRANE | 5TWX5030A1 | 5TXCB006AS3+TSTAT | S9V2B040U3VSB | 28600 | 26200 | 15.5 | 11.7 | 8.1 | 2.1 | 68 | 53 | 214182209
TRANE | 5TWX5030A1 | 5TXCB006AS3+TSTAT | S9V2B040U3VSA | 28600 | 26200 | 15.2 | 11.7 | 8.1 | 2.1 | 68 | 53 | 214182207
TRANE | 5TWX5030A1 | 5TXCB006AS3+TSTAT | S9V2B040U3PSC | 28600 | 26200 | 15.5 | 11.7 | 8.1 | 2.1 | 68 | 53 | 214182205
TRANE | 5TWX5030A1 | 5TXCB006AS3+TSTAT | S9V2B040U3PSB | 28600 | 26200 | 15.2 | 11.7 | 8.1 | 2.1 | 68 | 53 | 214182203
TRANE | 5TWX5030A1 | 5TXCB006AS3+TSTAT | S8X2A040M3PTC | 26800 | 24400 | 16 | 12 | 8.1 | 2 | 68 | 53 | 214182193
TRANE | 5TWX5030A1 | 5TXCB006AS3+TSTAT | S8X2A040M3PSC | 26800 | 24400 | 16 | 12 | 8.1 | 2 | 68 | 53 | 214182191
TRANE | 5TWX5030A1 | 5TXCB006AS3+TSTAT | S8X1A040M3PTC | 26800 | 24400 | 16 | 12 | 8.1 | 2 | 68 | 53 | 214182180
TRANE | 5TWX5030A1 | 5TXCB004AS3+TSTAT | S9V2B040U3VSA | 27200 | 25800 | 15.2 | 11.7 | 8.1 | 2 | 67 | 52 | 214182174
TRANE | 5TWX5030A1 | 5TXCB004AS3+TSTAT | S9V2B040U3PSB | 27200 | 25800 | 15.2 | 11.7 | 8.1 | 2 | 67 | 52 | 214182170
TRANE | 4TWV0X36A1 | 4PX*BU42BS3 | *UHMB080CCV3 | 35600 | 32600 | 20.5 | 12.5 | 8.5 | 1.8 | 82 | 63 | 214250643
AMERICAN STANDARD | 4A6V0X36A1 | 4PX*BU42BS3 | *UHMB060CCV3 | 35400 | 32800 | 20 | 12.5 | 8.5 | 1.8 | 81 | 62 | 214250642
TRANE | 4TWV0X36A1 | 4PX*BU42BS3 | *UHMB060CCV3 | 35400 | 32800 | 20 | 12.5 | 8.5 | 1.8 | 81 | 62 | 214250641
TRANE | 4TWV0X36A1 | 4TXCB004DS3 | *UHMB060CCV3 | 34400 | 31600 | 20 | 12 | 8.2 | 1.8 | 82 | 65 | 214250659
AMERICAN STANDARD | 4A6V0X24A1 | 4TXFH024CZ3 | *DHMB060CCV3 | 23200 | 20200 | 18 | 12 | 8.5 | 1.8 | 83 | 63 | 214250630
TRANE | 4TWV0X24A1 | 4TXFH024CZ3 | *DHMB060CCV3 | 23200 | 20200 | 18 | 12 | 8.5 | 1.8 | 83 | 63 | 214250629
AMERICAN STANDARD | 4A6V0X24A1 | 4TXFH024CZ3 | *UHMB060CCV3 | 23200 | 20000 | 18 | 12.5 | 8.2 | 1.8 | 84 | 64 | 214250632
TRANE | 4TWV0X24A1 | 4TXFH024CZ3 | *UHMB060CCV3 | 23200 | 20000 | 18 | 12.5 | 8.2 | 1.8 | 84 | 64 | 214250631
TRANE | 4TWV0X36A1 | 4PX*BU36BS3 | *UHMB060CCV3 | 34400 | 31600 | 20 | 12 | 8.2 | 1.8 | 83 | 65 | 214250637
AMERICAN STANDARD | 4A6V0X36A1 | 4PX*BU36BS3 | *UHMB060CCV3 | 34400 | 31600 | 20 | 12 | 8.2 | 1.8 | 83 | 65 | 214250638
AMERICAN STANDARD | 4A6V0X36A1 | 4TXCB004DS3 | *UHMB060CCV3 | 34400 | 31600 | 20 | 12 | 8.2 | 1.8 | 82 | 65 | 214250660
TRANE | 4TWV0X36A1 | 4PX*CU36BS3 | *UHMC100CCV4 | 34400 | 31400 | 20 | 12 | 8.5 | 1.8 | 83 | 64 | 214250651
AMERICAN STANDARD | 4A6V0X36A1 | 4PX*BU42BS3 | *UHMB080CCV3 | 35600 | 32600 | 20.5 | 12.5 | 8.5 | 1.8 | 82 | 63 | 214250644
AMERICAN STANDARD | 4A6V0X36A1 | 4PX*CU48BS3 | *DHMC100CCV4 | 33200 | 31200 | 18.5 | 11.7 | 8.5 | 1.8 | 83 | 64 | 214250656
TRANE | 4TWV0X36A1 | 4PX*CU48BS3 | *DHMC100CCV4 | 33200 | 31200 | 18.5 | 11.7 | 8.5 | 1.8 | 83 | 64 | 214250655
AMERICAN STANDARD | 4A6V0X36A1 | 4PX*CU36BS3 | *UHMC100CCV4 | 34400 | 31400 | 20 | 12 | 8.5 | 1.8 | 83 | 64 | 214250652
TRANE | 4TWL6036A1 | 4PX*BU42BS3 | S9X1B080U4PSB | 36200 | 33800 | 15.2 | 12 | 8.1 | 2.1 | 65 | 50 | 203515652
AMERICAN STANDARD | 4A6V7X36A1 | 4PX*BU36BS3 | S9V2B080U4VSB+LRP | 34000 | 31800 | 17.1 | 11.7 | 8.2 | 1.8 | 82 | 64 | 213826926
TRANE | 4TWV7X36A1 | 4PX*BU36BS3 | S9V2B080U4VSB+LRP | 34000 | 31800 | 17.1 | 11.7 | 8.2 | 1.8 | 82 | 64 | 213826925
AMERICAN STANDARD | 4A6V7X36A1 | 4PX*BU36BS3 | S9V2B060U4PSC+LRP | 34200 | 32000 | 17.1 | 11.7 | 8.2 | 1.8 | 82 | 64 | 213826918
TRANE | 4TWV7X36A1 | 4PX*BU36BS3 | S9V2B060U4PSC+LRP | 34200 | 32000 | 17.1 | 11.7 | 8.2 | 1.8 | 82 | 64 | 213826917
AMERICAN STANDARD | 4A6V7X36A1 | 4PX*BU36BS3 | S9V2B060U4PSB+LRP | 34200 | 32000 | 17.1 | 11.7 | 8.2 | 1.8 | 82 | 64 | 213826916
TRANE | 4TWV7X36A1 | 4PX*BU36BS3 | S9V2B060U4PSB+LRP | 34200 | 32000 | 17.1 | 11.7 | 8.2 | 1.8 | 82 | 64 | 213826915
AMERICAN STANDARD | 4A6V7X36A1 | 4PX*BU36BS3 | S9V2B060U3VSB+LRP | 34200 | 32000 | 17.1 | 11.7 | 8.2 | 1.8 | 82 | 64 | 213826914
TRANE | 4TWV7X36A1 | 4PX*BU36BS3 | S9V2B060U3VSB+LRP | 34200 | 32000 | 17.1 | 11.7 | 8.2 | 1.8 | 82 | 64 | 213826913
AMERICAN STANDARD | 4A6V7X36A1 | 4PX*BU36BS3 | S9V2B060U3VSA+LRP | 34200 | 32000 | 17.1 | 11.7 | 8.2 | 1.8 | 82 | 64 | 213826912
TRANE | 4TWV7X36A1 | 4PX*BU36BS3 | S9V2B060U3VSA+LRP | 34200 | 32000 | 17.1 | 11.7 | 8.2 | 1.8 | 82 | 64 | 213826911
TRANE | 4TWV0X36A1 | 4TXCC005DS3 | *UHMC100CCV4 | 34400 | 31400 | 20 | 12 | 8.5 | 1.8 | 83 | 64 | 214250665
AMERICAN STANDARD | 4A6V0X36A1 | 4TXCC005DS3 | *UHMC100CCV4 | 34400 | 31400 | 20 | 12 | 8.5 | 1.8 | 83 | 64 | 214250666
TRANE | 4TWV0X48A1 | 4PX*CU60BS3 | *UHMC100CCV4 | 46500 | 42000 | 19.5 | 11.7 | 8.5 | 1.9 | 85 | 67 | 214250679
AMERICAN STANDARD | 4A6V0X48A1 | 4PX*CU60BS3 | *UHMC100CCV4 | 46500 | 42000 | 19.5 | 11.7 | 8.5 | 1.9 | 85 | 67 | 214250680
TRANE | 4TWV0X48A1 | 4PX*DU60BS3 | *UHMC100CCV4 | 45000 | 41000 | 19.5 | 11.7 | 8.2 | 1.8 | 85 | 66 | 214250685
AMERICAN STANDARD | 4A6V0X48A1 | 4PX*DU60BS3 | *UHMC100CCV4 | 45000 | 41000 | 19.5 | 11.7 | 8.2 | 1.8 | 85 | 66 | 214250686
TRANE | 4TWL9048A1 | 4PX*DU60BS3 | S8V2D120M5PDB+RP | 49000 | 43500 | 19 | 11.7 | 9 | 2.2 | 73 | 59 | 214251423
AMERICAN STANDARD | 4A6L9048A1 | 4PX*DU60BS3 | S8V2C080M5PCB+RP | 47000 | 42000 | 19 | 11.7 | 8.7 | 2.2 | 73 | 59 | 214251422
TRANE | 4TWL9048A1 | 4PX*DU60BS3 | S8V2C080M5PCB+RP | 47000 | 42000 | 19 | 11.7 | 8.7 | 2.2 | 73 | 59 | 214251421
AMERICAN STANDARD | 4A6L9048A1 | 4PX*DU60BS3 | S8V2C080M5PDB+RP | 47000 | 42000 | 19 | 11.7 | 8.7 | 2.2 | 73 | 59 | 214251420
TRANE | 4TWL9048A1 | 4PX*DU60BS3 | S8V2C080M5PDB+RP | 47000 | 42000 | 19 | 11.7 | 8.7 | 2.2 | 73 | 59 | 214251419
AMERICAN STANDARD | 4A6L9048A1 | 4PX*DU48BS3 | S8V2D120M5PDB+RP | 48000 | 44000 | 19 | 11.7 | 9 | 2.2 | 74 | 59 | 214251418
TRANE | 4TWL9048A1 | 4PX*DU48BS3 | S8V2D120M5PDB+RP | 48000 | 44000 | 19 | 11.7 | 9 | 2.2 | 74 | 59 | 214251417
AMERICAN STANDARD | 4A6L9048A1 | 4PX*DU48BS3 | S8V2D120M5PCB+RP | 48000 | 44000 | 19 | 11.7 | 9 | 2.2 | 74 | 59 | 214251416
TRANE | 4TWL9048A1 | 4PX*DU48BS3 | S8V2D120M5PCB+RP | 48000 | 44000 | 19 | 11.7 | 9 | 2.2 | 74 | 59 | 214251415
AMERICAN STANDARD | 4A6V8X36A1 | 4PX*BU42BS3 | S8V2B060M4PDB | 35200 | 32200 | 18 | 12 | 8.2 | 1.8 | 83 | 65 | 214253276
TRANE | 4TWV8X36A1 | 4PX*BU42BS3 | S8V2B060M4PDB | 35200 | 32200 | 18 | 12 | 8.2 | 1.8 | 83 | 65 | 214253275
AMERICAN STANDARD | 4A6V8X36A1 | 4PX*BU42BS3 | S8V2B080M4PCB | 35200 | 32200 | 18 | 12 | 8.2 | 1.8 | 83 | 65 | 214253274
TRANE | 4TWV8X36A1 | 4PX*BU42BS3 | S8V2B080M4PCB | 35200 | 32200 | 18 | 12 | 8.2 | 1.8 | 83 | 65 | 214253273
AMERICAN STANDARD | 4A6V8X36A1 | 4PX*BU42BS3 | S8V2B080M4PDB | 35200 | 32200 | 18 | 12 | 8.2 | 1.8 | 83 | 65 | 214253272
TRANE | 4TWV8X36A1 | 4PX*BU42BS3 | S8V2B080M4PDB | 35200 | 32200 | 18 | 12 | 8.2 | 1.8 | 83 | 65 | 214253271
AMERICAN STANDARD | 4A6V8X36A1 | 4PX*BU42BS3 | S8V2B060M4PCB | 35200 | 32200 | 18 | 12 | 8.2 | 1.8 | 83 | 65 | 214253270
TRANE | 4TWV8X36A1 | 4PX*BU42BS3 | S8V2B060M4PCB | 35200 | 32200 | 18 | 12 | 8.2 | 1.8 | 83 | 65 | 214253269
AMERICAN STANDARD | 4A6V8X36A1 | 4PX*BU36BS3 | S8V2B060M4PDB | 34200 | 31200 | 18 | 11.7 | 8.2 | 1.8 | 85 | 66 | 214253268
TRANE | 4TWV8X36A1 | 4PX*BU36BS3 | S8V2B060M4PDB | 34200 | 31200 | 18 | 11.7 | 8.2 | 1.8 | 85 | 66 | 214253267
AMERICAN STANDARD | 4A6V8X36A1 | 4PX*BU36BS3 | S8V2B080M4PDB | 34200 | 31200 | 18 | 11.7 | 8.2 | 1.8 | 85 | 66 | 214253266
TRANE | 4TWV8X36A1 | 4PX*BU36BS3 | S8V2B080M4PDB | 34200 | 31200 | 18 | 11.7 | 8.2 | 1.8 | 85 | 66 | 214253265
AMERICAN STANDARD | 4A6V8X36A1 | 4PX*BU36BS3 | S8V2B080M4PCB | 34200 | 31200 | 18 | 11.7 | 8.2 | 1.8 | 85 | 66 | 214253264
TRANE | 4TWV8X36A1 | 4PX*BU36BS3 | S8V2B080M4PCB | 34200 | 31200 | 18 | 11.7 | 8.2 | 1.8 | 85 | 66 | 214253263
AMERICAN STANDARD | 4A6V8X36A1 | 4PX*BU36BS3 | S8V2B060M4PCB | 34200 | 31200 | 18 | 11.7 | 8.2 | 1.8 | 85 | 66 | 214253262
TRANE | 4TWV8X36A1 | 4PX*BU36BS3 | S8V2B060M4PCB | 34200 | 31200 | 18 | 11.7 | 8.2 | 1.8 | 85 | 66 | 214253261
AMERICAN STANDARD | 4A6V0X60A1 | 4TXCD010DS3 | S8V2D120M5PDB | 54000 | 52000 | 19 | 11.7 | 8.2 | 1.8 | 95 | 76 | 214253222
TRANE | 4TWV0X60A1 | 4TXCD010DS3 | S8V2D120M5PDB | 54000 | 52000 | 19 | 11.7 | 8.2 | 1.8 | 95 | 76 | 214253221
AMERICAN STANDARD | 4A6V0X60A1 | 4TXCD010DS3 | S8V2D120M5PCB | 54000 | 52000 | 19 | 11.7 | 8.2 | 1.8 | 95 | 76 | 214253220
TRANE | 4TWV0X60A1 | 4TXCD010DS3 | S8V2D120M5PCB | 54000 | 52000 | 19 | 11.7 | 8.2 | 1.8 | 95 | 76 | 214253219
AMERICAN STANDARD | 4A6V0X60A1 | 4PX*DU60BS3 | S8V2D120M5PCB | 54000 | 52000 | 19 | 11.7 | 8.2 | 1.8 | 95 | 76 | 214253214
TRANE | 4TWV0X60A1 | 4PX*DU60BS3 | S8V2D120M5PCB | 54000 | 52000 | 19 | 11.7 | 8.2 | 1.8 | 95 | 76 | 214253213
AMERICAN STANDARD | 4A6V0X60A1 | 4PX*DU60BS3 | S8V2D120M5PDB | 54000 | 52000 | 19 | 11.7 | 8.2 | 1.8 | 95 | 76 | 214253212
TRANE | 4TWV0X60A1 | 4PX*DU60BS3 | S8V2D120M5PDB | 54000 | 52000 | 19 | 11.7 | 8.2 | 1.8 | 95 | 76 | 214253211
AMERICAN STANDARD | 4A6V8X36A1 | 4PX*BU42BS3 | *UHMB060CCV3 | 35200 | 32000 | 18 | 12 | 8.2 | 1.8 | 83 | 64 | 214250740
TRANE | 4TWV8X36A1 | 4PX*BU42BS3 | *UHMB060CCV3 | 35200 | 32000 | 18 | 12 | 8.2 | 1.8 | 83 | 64 | 214250739
AMERICAN STANDARD | 4A6V8X36A1 | 4PX*BU42BS3 | *UHMB080CCV3 | 35200 | 32000 | 18 | 12 | 8.2 | 1.8 | 83 | 64 | 214250738
TRANE | 4TWV8X36A1 | 4PX*BU42BS3 | *UHMB080CCV3 | 35200 | 32000 | 18 | 12 | 8.2 | 1.8 | 83 | 64 | 214250737
AMERICAN STANDARD | 4A6V8X36A1 | 4PX*BU36BS3 | *UHMB060CCV3 | 34000 | 31000 | 18 | 11.7 | 8.2 | 1.8 | 84 | 66 | 214250736
TRANE | 4TWV8X36A1 | 4PX*BU36BS3 | *UHMB060CCV3 | 34000 | 31000 | 18 | 11.7 | 8.2 | 1.8 | 84 | 66 | 214250735
AMERICAN STANDARD | 4A6V8X36A1 | 4PX*BU36BS3 | *UHMB080CCV3 | 34000 | 31000 | 18 | 11.7 | 8.2 | 1.8 | 84 | 66 | 214250732
TRANE | 4TWV8X36A1 | 4PX*BU36BS3 | *UHMB080CCV3 | 34000 | 31000 | 18 | 11.7 | 8.2 | 1.8 | 84 | 66 | 214250731
AMERICAN STANDARD | 4A6V8X24A1 | 4TXFH024CZ3 | *UHMB060CCV3 | 23200 | 20000 | 18 | 12.5 | 8.2 | 1.8 | 83 | 64 | 214250728
TRANE | 4TWV8X24A1 | 4TXFH024CZ3 | *UHMB060CCV3 | 23200 | 20000 | 18 | 12.5 | 8.2 | 1.8 | 83 | 64 | 214250727
AMERICAN STANDARD | 4A6V8X24A1 | 4TXFH024CZ3 | *DHMB060CCV3 | 23200 | 20200 | 18 | 12 | 8.5 | 1.8 | 83 | 63 | 214250726
TRANE | 4TWV8X24A1 | 4TXFH024CZ3 | *DHMB060CCV3 | 23200 | 20200 | 18 | 12 | 8.5 | 1.8 | 83 | 63 | 214250725
AMERICAN STANDARD | 4A6V8X24A1 | 4TXFH024CZ3 | *DHMB080CCV3 | 23200 | 20200 | 18 | 12 | 8.5 | 1.8 | 83 | 63 | 214250724
TRANE | 4TWV8X24A1 | 4TXFH024CZ3 | *DHMB080CCV3 | 23200 | 20200 | 18 | 12 | 8.5 | 1.8 | 83 | 63 | 214250723
AMERICAN STANDARD | 4A6V8X24A1 | 4TXCB004DS3 | *UHMB080CCV3 | 23800 | 20200 | 18 | 12.5 | 8.5 | 1.9 | 83 | 63 | 214250722
TRANE | 4TWV8X24A1 | 4TXCB004DS3 | *UHMB080CCV3 | 23800 | 20200 | 18 | 12.5 | 8.5 | 1.9 | 83 | 63 | 214250721
AMERICAN STANDARD | 4A6V8X24A1 | 4PX*BU36BS3 | *UHMB080CCV3 | 23800 | 20200 | 18 | 12.5 | 8.5 | 1.9 | 83 | 63 | 214250716
TRANE | 4TWV8X24A1 | 4PX*BU36BS3 | *UHMB080CCV3 | 23800 | 20200 | 18 | 12.5 | 8.5 | 1.9 | 83 | 63 | 214250715
AMERICAN STANDARD | 4A6V8X24A1 | 4PX*BU36BS3 | *UHMB060CCV3 | 23800 | 20200 | 18 | 12.5 | 8.5 | 1.8 | 83 | 63 | 214250714
TRANE | 4TWV8X24A1 | 4PX*BU36BS3 | *UHMB060CCV3 | 23800 | 20200 | 18 | 12.5 | 8.5 | 1.8 | 83 | 63 | 214250713
AMERICAN STANDARD | 4A6V0X60A1 | 4TXCD010DS3 | *UHMD120CCV5 | 53500 | 51000 | 19 | 11.7 | 8.2 | 1.8 | 96 | 76 | 214250708
TRANE | 4TWV0X60A1 | 4TXCD010DS3 | *UHMD120CCV5 | 53500 | 51000 | 19 | 11.7 | 8.2 | 1.8 | 96 | 76 | 214250707
AMERICAN STANDARD | 4A6V0X48A1 | 4TXFH064AZ3 | *UHMC100CCV4 | 46000 | 41500 | 19.5 | 11.7 | 8.2 | 1.8 | 86 | 68 | 214250706
TRANE | 4TWV0X48A1 | 4TXFH064AZ3 | *UHMC100CCV4 | 46000 | 41500 | 19.5 | 11.7 | 8.2 | 1.8 | 86 | 68 | 214250705
AMERICAN STANDARD | 4A6V0X48A1 | 4TXCD010DS3 | *UHMC100CCV4 | 45000 | 41000 | 19.5 | 11.7 | 8.2 | 1.8 | 85 | 66 | 214250702
TRANE | 4TWV0X48A1 | 4TXCD010DS3 | *UHMC100CCV4 | 45000 | 41000 | 19.5 | 11.7 | 8.2 | 1.8 | 85 | 66 | 214250701
AMERICAN STANDARD | 4A6V0X48A1 | 4TXCD010DS3 | *UHMD120CCV5 | 46000 | 42000 | 19.5 | 11.7 | 8.5 | 1.8 | 85 | 66 | 214250700
TRANE | 4TWV0X48A1 | 4TXCD010DS3 | *UHMD120CCV5 | 46000 | 42000 | 19.5 | 11.7 | 8.5 | 1.8 | 85 | 66 | 214250699
AMERICAN STANDARD | 4A6V0X48A1 | 4TXCC009DS3 | *UHMC100CCV4 | 46500 | 42000 | 19.5 | 11.7 | 8.5 | 1.9 | 85 | 67 | 214250696
TRANE | 4TWV0X48A1 | 4TXCC009DS3 | *UHMC100CCV4 | 46500 | 42000 | 19.5 | 11.7 | 8.5 | 1.9 | 85 | 67 | 214250695
AMERICAN STANDARD | 4A6V0X48A1 | 4PX*DU60BS3 | *UHMD120CCV5 | 46000 | 42000 | 19.5 | 11.7 | 8.5 | 1.8 | 85 | 66 | 214250688
TRANE | 4TWV0X48A1 | 4PX*DU60BS3 | *UHMD120CCV5 | 46000 | 42000 | 19.5 | 11.7 | 8.5 | 1.8 | 85 | 66 | 214250687
TRANE | 4TWV0X24A1 | 4PX*BU36BS3 | S8V2A040M3PDB | 22800 | 19600 | 17.5 | 12.5 | 8.2 | 1.8 | 84 | 63 | 214252923
AMERICAN STANDARD | 4A6V0X24A1 | 4PX*BU36BS3 | S8V2A040M3PDB | 22800 | 19600 | 17.5 | 12.5 | 8.2 | 1.8 | 84 | 63 | 214252924
TRANE | 4TWV0X24A1 | 4PX*BU36BS3 | S8V2A040M3PCB | 22800 | 19600 | 17.5 | 12.5 | 8.2 | 1.8 | 84 | 63 | 214252929
AMERICAN STANDARD | 4A6V0X24A1 | 4PX*BU36BS3 | S8V2A040M3PCB | 22800 | 19600 | 17.5 | 12.5 | 8.2 | 1.8 | 84 | 63 | 214252930
TRANE | 4TWV0X24A1 | 4TXCB004DS3 | S8V2A040M3PCB | 22800 | 19600 | 17.5 | 12.5 | 8.2 | 1.8 | 84 | 63 | 214252941
AMERICAN STANDARD | 4A6V0X24A1 | 4TXCB004DS3 | S8V2A040M3PCB | 22800 | 19600 | 17.5 | 12.5 | 8.2 | 1.8 | 84 | 63 | 214252942
TRANE | 4TWV0X24A1 | 4TXCB004DS3 | S8V2A040M3PDB | 22800 | 19600 | 17.5 | 12.5 | 8.2 | 1.8 | 84 | 63 | 214252943
AMERICAN STANDARD | 4A6V0X24A1 | 4TXCB004DS3 | S8V2A040M3PDB | 22800 | 19600 | 17.5 | 12.5 | 8.2 | 1.8 | 84 | 63 | 214252944
AMERICAN STANDARD | 4A6V8X24A1 | 4TXCB004DS3 | S8V2A040M3PCB | 22800 | 19600 | 17.5 | 12.5 | 8.1 | 1.8 | 83 | 63 | 214252130
TRANE | 4TWV8X24A1 | 4TXCB004DS3 | S8V2A040M3PCB | 22800 | 19600 | 17.5 | 12.5 | 8.1 | 1.8 | 83 | 63 | 214252129
AMERICAN STANDARD | 4A6V8X24A1 | 4TXCB004DS3 | S8V2A040M3PDB | 22800 | 19600 | 17.5 | 12.5 | 8.1 | 1.8 | 83 | 63 | 214252128
TRANE | 4TWV8X24A1 | 4TXCB004DS3 | S8V2A040M3PDB | 22800 | 19600 | 17.5 | 12.5 | 8.1 | 1.8 | 83 | 63 | 214252127
AMERICAN STANDARD | 4A6V8X24A1 | 4PX*BU36BS3 | S8V2A040M3PDB | 22800 | 19600 | 17.5 | 12.5 | 8.1 | 1.8 | 83 | 63 | 214252124
TRANE | 4TWV8X24A1 | 4PX*BU36BS3 | S8V2A040M3PDB | 22800 | 19600 | 17.5 | 12.5 | 8.1 | 1.8 | 83 | 63 | 214252123
AMERICAN STANDARD | 4A6V8X24A1 | 4PX*BU36BS3 | S8V2A040M3PCB | 22800 | 19600 | 17.5 | 12.5 | 8.1 | 1.8 | 83 | 63 | 214252122
TRANE | 4TWV8X24A1 | 4PX*BU36BS3 | S8V2A040M3PCB | 22800 | 19600 | 17.5 | 12.5 | 8.1 | 1.8 | 83 | 63 | 214252121
AMERICAN STANDARD | 4A6L9024A1 | TAM9A0A24V21 |  | 23000 | 20800 | 18 | 12 | 8.7 | 2.18 | 68 | 52 | 201978189
TRANE | 4TWL9024A1 | TAM9A0A24V21 |  | 23000 | 20800 | 18 | 12 | 8.7 | 2.18 | 68 | 52 | 201978188
TRANE | 4TWL6036A1 | 4TXCC005DS3 | *UHMC100ACV4 | 35600 | 32200 | 15.2 | 12 | 8.1 | 2.1 | 66 | 52 | 201928767
TRANE | 4TWL6036A1 | 4PX*CU36BS3 | *UHMC100ACV4 | 35600 | 32200 | 15.2 | 12 | 8.1 | 2.1 | 66 | 52 | 201928766
AMERICAN STANDARD | 4A6L6036A1 | 4TXCC005DS3 | *UHMC100ACV4 | 35600 | 32200 | 15.2 | 12 | 8.1 | 2.1 | 66 | 52 | 201928765
AMERICAN STANDARD | 4A6L6036A1 | 4PX*CU36BS3 | *UHMC100ACV4 | 35600 | 32200 | 15.2 | 12 | 8.1 | 2.1 | 66 | 52 | 201928764
TRANE | 4TWL9036A1 | TAM9A0C36V31 |  | 36400 | 34000 | 17 | 11.7 | 8.7 | 2.3 | 69 | 54 | 201923703
AMERICAN STANDARD | 4A6L9036A1 | TAM9A0C36V31 |  | 36400 | 34000 | 17 | 11.7 | 8.7 | 2.3 | 69 | 54 | 201923681
TRANE | 4TWL9024A1 | 4TXCB003DS3 | S9V2B060U3PSB+RP | 23200 | 21400 | 17 | 12 | 8.7 | 2.33 | 66 | 52 | 201923129
AMERICAN STANDARD | 4A6L9024A1 | 4TXCB003DS3 | S9V2B060U3PSB+RP | 23200 | 21400 | 17 | 12 | 8.7 | 2.33 | 66 | 52 | 201923051
TRANE | 4TWL9024A1 | TAM9A0C36V31 |  | 23800 | 20400 | 18.5 | 12.5 | 9 | 2.39 | 67 | 52 | 201923002
AMERICAN STANDARD | 4A6L9024A1 | TAM9A0C36V31 |  | 23800 | 20400 | 18.5 | 12.5 | 9 | 2.39 | 67 | 52 | 201922924
AMERICAN STANDARD | 4A6L9048A1 | TEM8A0C48V41+TDR |  | 48500 | 43000 | 19 | 12 | 9 | 2.38 | 73 | 58 | 201922736
AMERICAN STANDARD | 4A6L9048A1 | 4TXCD010DS3 | S9V2C100U5PSB+RP | 47000 | 42000 | 18.5 | 11.7 | 8.7 | 2.21 | 74 | 59 | 201922719
AMERICAN STANDARD | 4A6H6024N1 | 4TXCC009DS3 | *UHMC100CCV4 | 25600 | 24000 | 16 | 12 | 8.1 | 2.1 | 63 | 47 | 213908905
TRANE | 4TWR6024N1 | 4TXCC009DS3 | *UHMC100CCV4 | 25600 | 24000 | 16 | 12 | 8.1 | 2.1 | 63 | 47 | 213908904
AMERICAN STANDARD | 4A6H6024N1 | 4TXCB006DS3 | *UHMB060CCV3 | 25600 | 24400 | 16 | 12 | 8.1 | 2.1 | 63 | 46 | 213908897
TRANE | 4TWR6024N1 | 4TXCB006DS3 | *UHMB060CCV3 | 25600 | 24400 | 16 | 12 | 8.1 | 2.1 | 63 | 46 | 213908896
AMERICAN STANDARD | 4A6H6024N1 | 4TXCB006DS3 | *UHMB080CCV3 | 25600 | 24400 | 16 | 12 | 8.1 | 2.1 | 62 | 46 | 213908893
TRANE | 4TWR6024N1 | 4TXCB006DS3 | *UHMB080CCV3 | 25600 | 24400 | 16 | 12 | 8.1 | 2.1 | 62 | 46 | 213908892
AMERICAN STANDARD | 4A6H6024N1 | 4PX*CU60BS3 | *UHMC100CCV4 | 25600 | 24000 | 16 | 12 | 8.1 | 2.1 | 63 | 47 | 213908887
TRANE | 4TWR6024N1 | 4PX*CU60BS3 | *UHMC100CCV4 | 25600 | 24000 | 16 | 12 | 8.1 | 2.1 | 63 | 47 | 213908886
AMERICAN STANDARD | 4A6H6024N1 | 4PX*BU48BS3 | *UHMB060CCV3 | 25600 | 24400 | 16 | 12 | 8.1 | 2.1 | 63 | 46 | 213908879
AMERICAN STANDARD | 4A6V7X24A1 | 4TXCB004DS3 | S9V2B060U4PSC+LRP | 24000 | 21400 | 17.1 | 12 | 8.5 | 1.8 | 80 | 60 | 213826424
TRANE | 4TWV7X24A1 | 4TXCB004DS3 | S9V2B060U4PSC+LRP | 24000 | 21400 | 17.1 | 12 | 8.5 | 1.8 | 80 | 60 | 213826423
AMERICAN STANDARD | 4A6V7X24A1 | 4TXCB004DS3 | S9V2B060U4PSB+LRP | 24000 | 21400 | 17.1 | 12 | 8.5 | 1.8 | 80 | 60 | 213826422
TRANE | 4TWV7X24A1 | 4TXCB004DS3 | S9V2B060U4PSB+LRP | 24000 | 21400 | 17.1 | 12 | 8.5 | 1.8 | 80 | 60 | 213826421
AMERICAN STANDARD | 4A6V7X24A1 | 4TXCB004DS3 | S9V2B060U3VSB+LRP | 24000 | 18400 | 17.1 | 12 | 8.5 | 1.8 | 93 | 70 | 213826420
TRANE | 4TWV7X24A1 | 4TXCB004DS3 | S9V2B060U3VSB+LRP | 24000 | 18400 | 17.1 | 12 | 8.5 | 1.8 | 93 | 70 | 213826419
AMERICAN STANDARD | 4A6V7X24A1 | 4TXCB004DS3 | S9V2B060U3VSA+LRP | 24000 | 18400 | 17.1 | 12 | 8.5 | 1.8 | 93 | 70 | 213826418
TRANE | 4TWV7X24A1 | 4TXCB004DS3 | S9V2B060U3VSA+LRP | 24000 | 18400 | 17.1 | 12 | 8.5 | 1.8 | 93 | 70 | 213826417
AMERICAN STANDARD | 4A6V7X24A1 | 4TXCB004DS3 | S9V2B040U3VSB+LRP | 24000 | 21400 | 17.1 | 12 | 8.5 | 1.8 | 80 | 59 | 213826416
TRANE | 4TWV7X24A1 | 4TXCB004DS3 | S9V2B040U3VSB+LRP | 24000 | 21400 | 17.1 | 12 | 8.5 | 1.8 | 80 | 59 | 213826415
AMERICAN STANDARD | 4A6V7X24A1 | 4TXCB004DS3 | S9V2B040U3VSA+LRP | 24000 | 21400 | 17.1 | 12 | 8.5 | 1.8 | 80 | 59 | 213826414
TRANE | 4TWV7X24A1 | 4TXCB004DS3 | S9V2B040U3VSA+LRP | 24000 | 21400 | 17.1 | 12 | 8.5 | 1.8 | 80 | 59 | 213826413
AMERICAN STANDARD | 4A6V7X24A1 | 4TXCB004DS3 | S9V2B040U3PSC+LRP | 24000 | 21400 | 17.1 | 12 | 8.5 | 1.8 | 80 | 59 | 213826412
TRANE | 4TWV7X24A1 | 4TXCB004DS3 | S9V2B040U3PSC+LRP | 24000 | 21400 | 17.1 | 12 | 8.5 | 1.8 | 80 | 59 | 213826411
AMERICAN STANDARD | 4A6V7X24A1 | 4TXCB004DS3 | S9V2B040U3PSB+LRP | 24000 | 21400 | 17.1 | 12 | 8.5 | 1.8 | 80 | 59 | 213826410
TRANE | 4TWV7X24A1 | 4TXCB004DS3 | S9V2B040U3PSB+LRP | 24000 | 21400 | 17.1 | 12 | 8.5 | 1.8 | 80 | 59 | 213826409
AMERICAN STANDARD | 4A6V7X24A1 | 4TXCB004DS3 | *UHMB080CCV3+LRP | 23800 | 21200 | 17.1 | 12 | 8.5 | 1.8 | 81 | 60 | 213826402
TRANE | 4TWV7X24A1 | 4TXCB004DS3 | *UHMB080CCV3+LRP | 23800 | 21200 | 17.1 | 12 | 8.5 | 1.8 | 81 | 60 | 213826401
AMERICAN STANDARD | 4A6V7X24A1 | 4TXCB004DS3 | *UHMB080ACV3+LRP | 23800 | 21200 | 17.1 | 12 | 8.5 | 1.8 | 81 | 60 | 213826400
TRANE | 4TWV7X24A1 | 4TXCB004DS3 | *UHMB080ACV3+LRP | 23800 | 21200 | 17.1 | 12 | 8.5 | 1.8 | 81 | 60 | 213826399
AMERICAN STANDARD | 4A6V7X24A1 | 4TXCB004DS3 | *UHMB060CCV3+LRP | 23800 | 21200 | 17.1 | 12 | 8.5 | 1.8 | 81 | 60 | 213826398
TRANE | 4TWV7X24A1 | 4TXCB004DS3 | *UHMB060CCV3+LRP | 23800 | 21200 | 17.1 | 12 | 8.5 | 1.8 | 81 | 60 | 213826397
AMERICAN STANDARD | 4A6V7X24A1 | 4TXCB004DS3 | *UHMB060ACV3+LRP | 23800 | 21200 | 17.1 | 12 | 8.5 | 1.8 | 81 | 60 | 213826396
TRANE | 4TWV7X24A1 | 4TXCB004DS3 | *UHMB060ACV3+LRP | 23800 | 21200 | 17.1 | 12 | 8.5 | 1.8 | 81 | 60 | 213826395
AMERICAN STANDARD | 4A6V7X24A1 | 4TXCB004DS3 | *DHMB080CCV3+LRP | 22200 | 20800 | 17.1 | 11.7 | 8.2 | 1.8 | 81 | 61 | 213826384
TRANE | 4TWV7X24A1 | 4TXCB004DS3 | *DHMB080CCV3+LRP | 22200 | 20800 | 17.1 | 11.7 | 8.2 | 1.8 | 81 | 61 | 213826383
AMERICAN STANDARD | 4A6V7X24A1 | 4TXCB004DS3 | *DHMB080ACV3+LRP | 22200 | 20800 | 17.1 | 11.7 | 8.2 | 1.8 | 81 | 61 | 213826382
TRANE | 4TWV7X24A1 | 4TXCB004DS3 | *DHMB080ACV3+LRP | 22200 | 20800 | 17.1 | 11.7 | 8.2 | 1.8 | 81 | 61 | 213826381
AMERICAN STANDARD | 4A6L9048A1 | 4TXCD010DS3 | S8V2D120M5PDB+RP | 49000 | 43500 | 19 | 11.7 | 9 | 2.2 | 73 | 59 | 214251466
TRANE | 4TWL9048A1 | 4TXCD010DS3 | S8V2D120M5PDB+RP | 49000 | 43500 | 19 | 11.7 | 9 | 2.2 | 73 | 59 | 214251465
AMERICAN STANDARD | 4A6L9048A1 | 4TXCD010DS3 | S8V2D120M5PCB+RP | 49000 | 43500 | 19 | 11.7 | 9 | 2.2 | 73 | 59 | 214251464
TRANE | 4TWL9048A1 | 4TXCD010DS3 | S8V2D120M5PCB+RP | 49000 | 43500 | 19 | 11.7 | 9 | 2.2 | 73 | 59 | 214251463
AMERICAN STANDARD | 4A6L9048A1 | 4TXCD010DS3 | S8V2C080M5PDB+RP | 47000 | 42000 | 19 | 11.7 | 8.7 | 2.2 | 73 | 59 | 214251462
TRANE | 4TWL9048A1 | 4TXCD010DS3 | S8V2C080M5PDB+RP | 47000 | 42000 | 19 | 11.7 | 8.7 | 2.2 | 73 | 59 | 214251461
AMERICAN STANDARD | 4A6L9048A1 | 4TXCD010DS3 | S8V2C080M5PCB+RP | 47000 | 42000 | 19 | 11.7 | 8.7 | 2.2 | 73 | 59 | 214251460
TRANE | 4TWL9048A1 | 4TXCD010DS3 | S8V2C080M5PCB+RP | 47000 | 42000 | 19 | 11.7 | 8.7 | 2.2 | 73 | 59 | 214251459
AMERICAN STANDARD | 4A6L9048A1 | 4TXCD008DS3 | S8V2D120M5PDB+RP | 48000 | 44000 | 19 | 11.7 | 9 | 2.2 | 73 | 59 | 214251458
TRANE | 4TWL9048A1 | 4TXCD008DS3 | S8V2D120M5PDB+RP | 48000 | 44000 | 19 | 11.7 | 9 | 2.2 | 73 | 59 | 214251457
AMERICAN STANDARD | 4A6L9048A1 | 4TXCD008DS3 | S8V2D120M5PCB+RP | 48000 | 44000 | 19 | 11.7 | 9 | 2.2 | 73 | 59 | 214251456
TRANE | 4TWL9048A1 | 4TXCD008DS3 | S8V2D120M5PCB+RP | 48000 | 44000 | 19 | 11.7 | 9 | 2.2 | 73 | 59 | 214251455
AMERICAN STANDARD | 4A6L9048A1 | 4TXCC009DS3 | S8V2C080M5PDB+RP | 48500 | 43000 | 19 | 11.7 | 8.7 | 2.2 | 74 | 59 | 214251454
TRANE | 4TWL9048A1 | 4TXCC009DS3 | S8V2C080M5PDB+RP | 48500 | 43000 | 19 | 11.7 | 8.7 | 2.2 | 74 | 59 | 214251453
AMERICAN STANDARD | 4A6L9048A1 | 4TXCC009DS3 | S8V2C100M5PCB+RP | 48500 | 43500 | 19 | 11.7 | 8.7 | 2.2 | 74 | 59 | 214251452
TRANE | 4TWL9048A1 | 4TXCC009DS3 | S8V2C100M5PCB+RP | 48500 | 43500 | 19 | 11.7 | 8.7 | 2.2 | 74 | 59 | 214251451
AMERICAN STANDARD | 4A6L9048A1 | 4TXCC009DS3 | S8V2C080M5PCB+RP | 48500 | 43000 | 19 | 11.7 | 8.7 | 2.2 | 74 | 59 | 214251450
TRANE | 4TWL9048A1 | 4TXCC009DS3 | S8V2C080M5PCB+RP | 48500 | 43000 | 19 | 11.7 | 8.7 | 2.2 | 74 | 59 | 214251449
AMERICAN STANDARD | 4A6L9048A1 | 4TXCC009DS3 | S8V2C100M5PDB+RP | 48500 | 43500 | 19 | 11.7 | 8.7 | 2.2 | 74 | 59 | 214251448
TRANE | 4TWL9048A1 | 4TXCC009DS3 | S8V2C100M5PDB+RP | 48500 | 43500 | 19 | 11.7 | 8.7 | 2.2 | 74 | 59 | 214251447
AMERICAN STANDARD | 4A6L9048A1 | 4PX*DU60BS3 | S8V2D120M5PCB+RP | 49000 | 43500 | 19 | 11.7 | 9 | 2.2 | 73 | 59 | 214251426
TRANE | 4TWL9048A1 | 4PX*DU60BS3 | S8V2D120M5PCB+RP | 49000 | 43500 | 19 | 11.7 | 9 | 2.2 | 73 | 59 | 214251425
AMERICAN STANDARD | 4A6L9048A1 | 4PX*DU60BS3 | S8V2D120M5PDB+RP | 49000 | 43500 | 19 | 11.7 | 9 | 2.2 | 73 | 59 | 214251424
TRANE | 4TWV8036A1 | 4TXCB004DS3 | S9V2B080U4VSA+RP | 34000 | 31000 | 18 | 11.7 | 8.2 | 1.8 | 83 | 66 | 205262064
AMERICAN STANDARD | 4A6V8036A1 | 4TXCB004DS3 | S9V2B080U4VSA+RP | 34000 | 31000 | 18 | 11.7 | 8.2 | 1.8 | 83 | 66 | 205262065
TRANE | 4TWX8024A1 | 4PX*BU48BS3 | *UHMB080CCV3 | 25600 | 24400 | 16 | 12 | 8.1 | 2.1 | 62 | 46 | 213916215
TRANE | 4TWX8024A1 | 4PX*BU48BS3 | *UHMB060CCV3 | 25600 | 24400 | 16 | 12 | 8.1 | 2.1 | 63 | 46 | 213916216
TRANE | 4TWX8024A1 | 4PX*CU48BS3 | *UHMC100CCV4 | 25600 | 24200 | 16 | 12 | 8.1 | 2.1 | 63 | 47 | 213916220
TRANE | 4TWX8024A1 | 4PX*CU60BS3 | *UHMC100CCV4 | 25600 | 24000 | 16 | 12 | 8.1 | 2.1 | 63 | 46 | 213916221
TRANE | 4TWX8024A1 | 4TXCB006DS3 | *UHMB080CCV3 | 25600 | 24400 | 16 | 12 | 8.1 | 2.1 | 62 | 46 | 213916224
TRANE | 4TWX8024A1 | 4TXCB006DS3 | *UHMB060CCV3 | 25600 | 24400 | 16 | 12 | 8.1 | 2.1 | 63 | 46 | 213916225
TRANE | 4TWX8024A1 | 4TXCC007DS3 | *UHMC100CCV4 | 25600 | 24200 | 16 | 12 | 8.1 | 2.1 | 63 | 47 | 213916227
TRANE | 4TWX8024A1 | 4TXCC009DS3 | *UHMC100CCV4 | 25600 | 24000 | 16 | 12 | 8.1 | 2.1 | 63 | 47 | 213916228
TRANE | 4TWL5030N1 | 4TXCC005DS3 | S9V2C080U5PSC | 30000 | 27200 | 15.2 | 12 | 8.1 | 2.1 | 67 | 52 | 213912321
AMERICAN STANDARD | 4A6L5030N1 | 4TXCC005DS3 | S9V2C080U5PSC | 30000 | 27200 | 15.2 | 12 | 8.1 | 2.1 | 67 | 52 | 213912322
TRANE | 4TWL5030N1 | 4TXCC005DS3 | S9V2C100U4VSB | 29400 | 26600 | 16 | 12 | 8.1 | 2.1 | 68 | 53 | 213912323
AMERICAN STANDARD | 4A6L5030N1 | 4TXCC005DS3 | S9V2C100U4VSB | 29400 | 26600 | 16 | 12 | 8.1 | 2.1 | 68 | 53 | 213912324
TRANE | 4TWL5030N1 | 4TXFH036CZ3 | S9V2B080U4PSC | 29400 | 26600 | 15.2 | 12 | 8.1 | 2.2 | 67 | 52 | 213912325
AMERICAN STANDARD | 4A6L5030N1 | 4TXFH036CZ3 | S9V2B080U4PSC | 29400 | 26600 | 15.2 | 12 | 8.1 | 2.2 | 67 | 52 | 213912326
TRANE | 4TWL5030N1 | 4TXFH036CZ3 | S9V2B040U3VSB | 29200 | 26400 | 15.2 | 12 | 8.1 | 2.1 | 67 | 53 | 213912327
TRANE | 4TWL5030N1 | 4TXCB006DS3 | S9V2B060U3VSB | 30000 | 27600 | 16 | 12 | 8.1 | 2.2 | 66 | 51 | 213912315
AMERICAN STANDARD | 4A6L5030N1 | 4TXCB006DS3 | S9V2B060U3VSB | 30000 | 27600 | 16 | 12 | 8.1 | 2.2 | 66 | 51 | 213912316
TRANE | 4TWL5030N1 | 4TXCB006DS3 | S9V2B080U4PSC | 30400 | 27800 | 16 | 12 | 8.1 | 2.2 | 66 | 51 | 213912317
AMERICAN STANDARD | 4A6L5030N1 | 4TXCB006DS3 | S9V2B080U4PSC | 30400 | 27800 | 16 | 12 | 8.1 | 2.2 | 66 | 51 | 213912318
TRANE | 4TWL5030N1 | 4TXCC005DS3 | S9V2C100U5PSC | 30000 | 27200 | 15.2 | 12 | 8.1 | 2.1 | 67 | 52 | 213912319
AMERICAN STANDARD | 4A6L5030N1 | 4TXCC005DS3 | S9V2C100U5PSC | 30000 | 27200 | 15.2 | 12 | 8.1 | 2.1 | 67 | 52 | 213912320
TRANE | 4TWL5030N1 | 4TXCB006DS3 | S9V2B080U4VSB | 30400 | 27800 | 16 | 12 | 8.1 | 2.2 | 66 | 51 | 213912309
AMERICAN STANDARD | 4A6L5030N1 | 4TXCB006DS3 | S9V2B080U4VSB | 30400 | 27800 | 16 | 12 | 8.1 | 2.2 | 66 | 51 | 213912310
TRANE | 4TWL5030N1 | 4TXCB006DS3 | S9V2B040U3PSC | 30200 | 27600 | 16 | 12 | 8.1 | 2.2 | 66 | 51 | 213912311
AMERICAN STANDARD | 4A6L5030N1 | 4TXCB006DS3 | S9V2B040U3PSC | 30200 | 27600 | 16 | 12 | 8.1 | 2.2 | 66 | 51 | 213912312
TRANE | 4TWL5030N1 | 4TXCB004DS3 | S9V2B080U4PSC | 30000 | 27400 | 15.2 | 12 | 8.1 | 2.1 | 67 | 53 | 213912305
TRANE | 4TWL5030N1 | 4TXCB006DS3 | S9V2B040U3VSB | 30200 | 27600 | 16 | 12 | 8.1 | 2.2 | 66 | 51 | 213912313
AMERICAN STANDARD | 4A6L5030N1 | 4PX*BU36BS3 | S8V2B080M4PCB | 30000 | 27400 | 15.2 | 12 | 8.1 | 2.1 | 67 | 53 | 213910524
TRANE | 4TWL5030N1 | 4PX*BU36BS3 | S8V2B080M4PCB | 30000 | 27400 | 15.2 | 12 | 8.1 | 2.1 | 67 | 53 | 213910523
AMERICAN STANDARD | 4A6L5030N1 | 4PX*BU36BS3 | S8V2B060M4PDB | 29600 | 27000 | 15.2 | 12 | 8.1 | 2.1 | 67 | 53 | 213910520
TRANE | 4TWL5030N1 | 4PX*BU36BS3 | S8V2B060M4PDB | 29600 | 27000 | 15.2 | 12 | 8.1 | 2.1 | 67 | 53 | 213910519
AMERICAN STANDARD | 4A6L5030N1 | 4PX*BU30BS3 | S8V2B060M4PCB | 28800 | 29400 | 15.2 | 12 | 8.1 | 2.1 | 65 | 50 | 213910518
TRANE | 4TWL5030N1 | 4PX*BU30BS3 | S8V2B060M4PCB | 28800 | 29400 | 15.2 | 12 | 8.1 | 2.1 | 65 | 50 | 213910517
AMERICAN STANDARD | 4A6L5030N1 | 4PX*BU30BS3 | S8V2A040M3PDB | 27800 | 29200 | 15.2 | 12 | 8.1 | 2 | 65 | 50 | 213910516
TRANE | 4TWL5030N1 | 4PX*BU30BS3 | S8V2A040M3PDB | 27800 | 29200 | 15.2 | 12 | 8.1 | 2 | 65 | 50 | 213910515
AMERICAN STANDARD | 4A6L5030N1 | 4PX*BU30BS3 | S8V2A040M3PCB | 27800 | 29200 | 15.2 | 12 | 8.1 | 2 | 65 | 50 | 213910514
TRANE | 4TWL5030N1 | 4PX*BU30BS3 | S8V2A040M3PCB | 27800 | 29200 | 15.2 | 12 | 8.1 | 2 | 65 | 50 | 213910513
AMERICAN STANDARD | 4A6L5030N1 | 4PX*BU30BS3 | S8V2B060M4PDB | 28800 | 29400 | 15.2 | 12 | 8.1 | 2.1 | 65 | 50 | 213910512
TRANE | 4TWL5030N1 | 4PX*BU30BS3 | S8V2B060M4PDB | 28800 | 29400 | 15.2 | 12 | 8.1 | 2.1 | 65 | 50 | 213910511
AMERICAN STANDARD | 4A6L5030N1 | 4PX*BU30BS3 | S8V2B080M4PDB | 28800 | 29400 | 15.2 | 12 | 8.1 | 2.1 | 65 | 50 | 213910510
TRANE | 4TWL5030N1 | 4PX*BU30BS3 | S8V2B080M4PDB | 28800 | 29400 | 15.2 | 12 | 8.1 | 2.1 | 65 | 50 | 213910509
AMERICAN STANDARD | 4A6L5030N1 | 4PX*BU30BS3 | S8V2B080M4PCB | 28800 | 29400 | 15.2 | 12 | 8.1 | 2.1 | 65 | 50 | 213910508
TRANE | 4TWL5030N1 | 4PX*BU30BS3 | S8V2B080M4PCB | 28800 | 29400 | 15.2 | 12 | 8.1 | 2.1 | 65 | 50 | 213910507
AMERICAN STANDARD | 4A6L5030N1 | 4PX*BD36BS3 | S8V2A040M3PDB | 28200 | 28000 | 15.2 | 12 | 8.1 | 2.1 | 66 | 51 | 213910494
TRANE | 4TWL5030N1 | 4PX*BD36BS3 | S8V2A040M3PDB | 28200 | 28000 | 15.2 | 12 | 8.1 | 2.1 | 66 | 51 | 213910493
AMERICAN STANDARD | 4A6L5030N1 | 4PX*BD36BS3 | S8V2B060M4PCB | 29800 | 28600 | 15.2 | 12 | 8.1 | 2.1 | 66 | 51 | 213910492
TRANE | 4TWL5030N1 | 4PX*BD36BS3 | S8V2B060M4PCB | 29800 | 28600 | 15.2 | 12 | 8.1 | 2.1 | 66 | 51 | 213910491
AMERICAN STANDARD | 4A6L5030N1 | 4PX*BD36BS3 | S8V2A040M3PCB | 28200 | 28000 | 15.2 | 12 | 8.1 | 2.1 | 66 | 51 | 213910490
TRANE | 4TWL5030N1 | 4PX*BD36BS3 | S8V2A040M3PCB | 28200 | 28000 | 15.2 | 12 | 8.1 | 2.1 | 66 | 51 | 213910489
AMERICAN STANDARD | 4A6L5030N1 | 4PX*BD36BS3 | S8V2B080M4PCB | 29600 | 28600 | 15.2 | 12 | 8.1 | 2.1 | 66 | 51 | 213910488
TRANE | 4TWL5030N1 | 4PX*BD36BS3 | S8V2B080M4PCB | 29600 | 28600 | 15.2 | 12 | 8.1 | 2.1 | 66 | 51 | 213910487
AMERICAN STANDARD | 4A6L5030N1 | 4PX*BD36BS3 | S8V2B080M4PDB | 29600 | 28600 | 15.2 | 12 | 8.1 | 2.1 | 66 | 51 | 213910486
TRANE | 4TWL5030N1 | 4PX*BD36BS3 | S8V2B080M4PDB | 29600 | 28600 | 15.2 | 12 | 8.1 | 2.1 | 66 | 51 | 213910485
AMERICAN STANDARD | 4A6L5030N1 | 4PX*BD36BS3 | S8V2B060M4PDB | 29800 | 28600 | 15.2 | 12 | 8.1 | 2.1 | 66 | 51 | 213910484
TRANE | 4TWL5030N1 | 4PX*BD36BS3 | S8V2B060M4PDB | 29800 | 28600 | 15.2 | 12 | 8.1 | 2.1 | 66 | 51 | 213910483
AMERICAN STANDARD | 4A6L5024N1 | 4TXCB006DS3 | S8V2A040M3PCB | 25600 | 25600 | 16 | 12 | 8.1 | 2.1 | 70 | 54 | 213910466
TRANE | 4TWL5024N1 | 4TXCB006DS3 | S8V2A040M3PCB | 25600 | 25600 | 16 | 12 | 8.1 | 2.1 | 70 | 54 | 213910465
AMERICAN STANDARD | 4A6L5024N1 | 4TXCB006DS3 | S8V2B060M4PCB | 25600 | 25600 | 16 | 12 | 8.1 | 2.2 | 72 | 55 | 213910464
TRANE | 4TWL5024N1 | 4TXCB006DS3 | S8V2B060M4PCB | 25600 | 25600 | 16 | 12 | 8.1 | 2.2 | 72 | 55 | 213910463
AMERICAN STANDARD | 4A6L5024N1 | 4TXCB006DS3 | S8V2A040M3PDB | 25600 | 25600 | 16 | 12 | 8.1 | 2.1 | 70 | 54 | 213910462
TRANE | 4TWL5024N1 | 4TXCB006DS3 | S8V2A040M3PDB | 25600 | 25600 | 16 | 12 | 8.1 | 2.1 | 70 | 54 | 213910461
AMERICAN STANDARD | 4A6L5024N1 | 4TXCB006DS3 | S8V2B060M4PDB | 25600 | 25600 | 16 | 12 | 8.1 | 2.2 | 72 | 55 | 213910460
TRANE | 4TWL5024N1 | 4TXCB006DS3 | S8V2B060M4PDB | 25600 | 25600 | 16 | 12 | 8.1 | 2.2 | 72 | 55 | 213910459
AMERICAN STANDARD | 4A6L5024N1 | 4TXCB006DS3 | S8V2B080M4PCB | 25600 | 25600 | 16 | 12 | 8.1 | 2.2 | 72 | 55 | 213910458
TRANE | 4TWL5024N1 | 4TXCB006DS3 | S8V2B080M4PCB | 25600 | 25600 | 16 | 12 | 8.1 | 2.2 | 72 | 55 | 213910457
AMERICAN STANDARD | 4A6L5024N1 | 4TXCB006DS3 | S8V2B080M4PDB | 25600 | 25600 | 16 | 12 | 8.1 | 2.2 | 72 | 55 | 213910456
TRANE | 4TWL5024N1 | 4TXCB006DS3 | S8V2B080M4PDB | 25600 | 25600 | 16 | 12 | 8.1 | 2.2 | 72 | 55 | 213910455
AMERISTAR | A5HP5048A1 | A5AHV007A1D3+TDR+TSTAT |  | 45000 | 43500 | 16 | 12 | 8.1 | 2.2 | 67 | 52 | 214296705
RUNTRU | A5HP5048A1 | A5AHV007A1D3+TDR+TSTAT |  | 45000 | 43500 | 16 | 12 | 8.1 | 2.2 | 67 | 52 | 214296704
AMERISTAR | A5HP5048A1 | A5AHV006A1D3+TDR+TSTAT |  | 45500 | 44000 | 16 | 12 | 8.1 | 2.2 | 66 | 51 | 214296703
RUNTRU | A5HP5048A1 | A5AHV006A1D3+TDR+TSTAT |  | 45500 | 44000 | 16 | 12 | 8.1 | 2.2 | 66 | 51 | 214296702
AMERISTAR | A5HP5048A1 | 5TXCD010AS3+TSTAT | A952V120DU5SB | 45500 | 43500 | 16 | 12 | 8.1 | 2.1 | 66 | 51 | 214296695
RUNTRU | A5HP5048A1 | 5TXCD010AS3+TSTAT | A952V120DU5SB | 45500 | 43500 | 16 | 12 | 8.1 | 2.1 | 66 | 51 | 214296694
AMERISTAR | A5HP5048A1 | 5TXCD010AS3+TSTAT | A952V120DU5SA | 45500 | 43500 | 16 | 12 | 8.1 | 2.1 | 66 | 51 | 214296693
RUNTRU | A5HP5048A1 | 5TXCD010AS3+TSTAT | A952V120DU5SA | 45500 | 43500 | 16 | 12 | 8.1 | 2.1 | 66 | 51 | 214296692
AMERISTAR | A5HP5048A1 | 5TXCD010AS3+TSTAT | A952V100CU5SB | 43500 | 42000 | 15.2 | 11.7 | 8.1 | 2.1 | 67 | 52 | 214296691
RUNTRU | A5HP5048A1 | 5TXCD010AS3+TSTAT | A952V100CU5SB | 43500 | 42000 | 15.2 | 11.7 | 8.1 | 2.1 | 67 | 52 | 214296690
AMERISTAR | A5HP5048A1 | 5TXCD010AS3+TSTAT | A952V100CU5SA | 43500 | 42000 | 15.2 | 12 | 8.1 | 2.1 | 66 | 51 | 214296689
RUNTRU | A5HP5048A1 | 5TXCD010AS3+TSTAT | A952V100CU5SA | 43500 | 42000 | 15.2 | 12 | 8.1 | 2.1 | 66 | 51 | 214296688
AMERISTAR | A5HP5048A1 | 5TXCD010AS3+TSTAT | A952V080CU5SB | 43500 | 42000 | 15.2 | 11.7 | 8.1 | 2.1 | 67 | 52 | 214296687
RUNTRU | A5HP5048A1 | 5TXCD010AS3+TSTAT | A952V080CU5SB | 43500 | 42000 | 15.2 | 11.7 | 8.1 | 2.1 | 67 | 52 | 214296686
AMERISTAR | A5HP5048A1 | 5TXCD010AS3+TSTAT | A952V080CU5SA | 43500 | 42000 | 15.2 | 12 | 8.1 | 2.1 | 66 | 51 | 214296685
RUNTRU | A5HP5048A1 | 5TXCD010AS3+TSTAT | A952V080CU5SA | 43500 | 42000 | 15.2 | 12 | 8.1 | 2.1 | 66 | 51 | 214296684
AMERISTAR | A5HP5048A1 | 5TXCD010AS3+TSTAT | A951X120DU5SA | 45000 | 43500 | 15.2 | 12 | 8.1 | 2.2 | 66 | 51 | 214296683
RUNTRU | A5HP5048A1 | 5TXCD010AS3+TSTAT | A951X120DU5SA | 45000 | 43500 | 15.2 | 12 | 8.1 | 2.2 | 66 | 51 | 214296682
AMERISTAR | A5HP5048A1 | 5TXCD010AS3+TSTAT | A951X100CU5SA | 43500 | 42500 | 15.2 | 11.7 | 8.1 | 2 | 67 | 52 | 214296681
RUNTRU | A5HP5048A1 | 5TXCD010AS3+TSTAT | A951X100CU5SA | 43500 | 42500 | 15.2 | 11.7 | 8.1 | 2 | 67 | 52 | 214296680
AMERISTAR | A5HP5048A1 | 5TXCC007AS3+TSTAT | A952V100CU5SA | 44000 | 44000 | 15.2 | 11.7 | 8.1 | 2 | 67 | 51 | 214296665
RUNTRU | A5HP5048A1 | 5TXCC007AS3+TSTAT | A952V100CU5SA | 44000 | 44000 | 15.2 | 11.7 | 8.1 | 2 | 67 | 51 | 214296664
AMERISTAR | A5HP5048A1 | 5TXCC007AS3+TSTAT | A952V080CU5SA | 44000 | 44000 | 15.2 | 11.7 | 8.1 | 2 | 67 | 51 | 214296655
RUNTRU | A5HP5048A1 | 5TXCC007AS3+TSTAT | A952V080CU5SA | 44000 | 44000 | 15.2 | 11.7 | 8.1 | 2 | 67 | 51 | 214296654
AMERISTAR | A5HP5048A1 | 5TXCC007AS3+TSTAT | A951X100CU5SA | 43500 | 44000 | 15.2 | 11.7 | 8.1 | 2 | 66 | 51 | 214296653
RUNTRU | A5HP5048A1 | 5TXCC007AS3+TSTAT | A951X100CU5SA | 43500 | 44000 | 15.2 | 11.7 | 8.1 | 2 | 66 | 51 | 214296652
AMERISTAR | A5HP5048A1 | 5TXCC007AS3+TSTAT | A951X080CU5SA | 44000 | 44000 | 15.2 | 11.7 | 8.1 | 2 | 67 | 51 | 214296651
RUNTRU | A5HP5048A1 | 5TXCC007AS3+TSTAT | A951X080CU5SA | 44000 | 44000 | 15.2 | 11.7 | 8.1 | 2 | 67 | 51 | 214296650
AMERICAN STANDARD | 4A6L5030N1 | 4TXFH041CC3 | S9V2C100U4VSB | 29600 | 28400 | 15.2 | 12 | 8.1 | 2.1 | 66 | 51 | 213912342
TRANE | 4TWL5030N1 | 4TXFH041CC3 | S9V2C100U4VSB | 29600 | 28400 | 15.2 | 12 | 8.1 | 2.1 | 66 | 51 | 213912341
AMERICAN STANDARD | 4A6L5030N1 | 4TXFH041CC3 | S9V2B060U3VSB | 29000 | 28400 | 15.2 | 12 | 8.1 | 2.1 | 66 | 51 | 213912340
TRANE | 4TWL5030N1 | 4TXFH041CC3 | S9V2B060U3VSB | 29000 | 28400 | 15.2 | 12 | 8.1 | 2.1 | 66 | 51 | 213912339
AMERICAN STANDARD | 4A6L5030N1 | 4TXFH041CC3 | S9V2B040U3VSB | 29000 | 28400 | 15.2 | 12 | 8.1 | 2.1 | 66 | 51 | 213912338
TRANE | 4TWL5030N1 | 4TXFH041CC3 | S9V2B040U3VSB | 29000 | 28400 | 15.2 | 12 | 8.1 | 2.1 | 66 | 51 | 213912337
AMERICAN STANDARD | 4A6L5030N1 | 4TXFH041CC3 | S9V2C100U5PSC | 29600 | 28400 | 16 | 12 | 8.1 | 2.1 | 66 | 51 | 213912336
TRANE | 4TWL5030N1 | 4TXFH041CC3 | S9V2C100U5PSC | 29600 | 28400 | 16 | 12 | 8.1 | 2.1 | 66 | 51 | 213912335
AMERICAN STANDARD | 4A6L5030N1 | 4TXFH036CZ3 | S9V2C100U4VSB | 29600 | 26600 | 16 | 12 | 8.1 | 2.2 | 67 | 53 | 213912334
TRANE | 4TWL5030N1 | 4TXFH036CZ3 | S9V2C100U4VSB | 29600 | 26600 | 16 | 12 | 8.1 | 2.2 | 67 | 53 | 213912333
AMERICAN STANDARD | 4A6L5030N1 | 4TXFH036CZ3 | S9V2B060U3VSB | 29200 | 26400 | 15.2 | 12 | 8.1 | 2.1 | 67 | 53 | 213912332
TRANE | 4TWL5030N1 | 4TXFH036CZ3 | S9V2B060U3VSB | 29200 | 26400 | 15.2 | 12 | 8.1 | 2.1 | 67 | 53 | 213912331
AMERICAN STANDARD | 4A6L5030N1 | 4TXFH036CZ3 | S9V2C100U5PSC | 29800 | 26600 | 16 | 12 | 8.1 | 2.2 | 67 | 53 | 213912330
TRANE | 4TWL5030N1 | 4TXFH036CZ3 | S9V2C100U5PSC | 29800 | 26600 | 16 | 12 | 8.1 | 2.2 | 67 | 53 | 213912329
AMERICAN STANDARD | 4A6L5030N1 | 4TXFH036CZ3 | S9V2B040U3VSB | 29200 | 26400 | 15.2 | 12 | 8.1 | 2.1 | 67 | 53 | 213912328
AMERICAN STANDARD | 4A6L5030N1 | 4TXCB006DS3 | S9V2B040U3VSB | 30200 | 27600 | 16 | 12 | 8.1 | 2.2 | 66 | 51 | 213912314
TRANE | 4TWL5030N1 | 4TXCB004DS3 | S9V2B080U4VSB | 30000 | 27400 | 15.2 | 12 | 8.1 | 2.1 | 67 | 53 | 213912307
AMERICAN STANDARD | 4A6L5030N1 | 4TXCB004DS3 | S9V2B080U4VSB | 30000 | 27400 | 15.2 | 12 | 8.1 | 2.1 | 67 | 53 | 213912308
AMERICAN STANDARD | 4A6L5030N1 | 4TXCB004DS3 | S9V2B080U4PSC | 30000 | 27400 | 15.2 | 12 | 8.1 | 2.1 | 67 | 53 | 213912306
AMERICAN STANDARD | 4A6L5030N1 | 4TXCB004DS3 | S9V2B060U4PSC | 30000 | 27200 | 15.2 | 12 | 8.1 | 2.1 | 67 | 53 | 213912304
TRANE | 4TWL5030N1 | 4TXCB004DS3 | S9V2B060U4PSC | 30000 | 27200 | 15.2 | 12 | 8.1 | 2.1 | 67 | 53 | 213912303
AMERICAN STANDARD | 4A6L5030N1 | 4TXCB004DS3 | S9V2B040U3VSB | 29400 | 27000 | 15.2 | 12 | 8.1 | 2.1 | 67 | 53 | 213912302
TRANE | 4TWL5030N1 | 4TXCB004DS3 | S9V2B040U3VSB | 29400 | 27000 | 15.2 | 12 | 8.1 | 2.1 | 67 | 53 | 213912301
AMERICAN STANDARD | 4A6L5030N1 | 4TXCB004DS3 | S9V2B040U3PSC | 29400 | 27000 | 15.2 | 12 | 8.1 | 2.1 | 67 | 53 | 213912300
TRANE | 4TWL5030N1 | 4TXCB004DS3 | S9V2B040U3PSC | 29400 | 27000 | 15.2 | 12 | 8.1 | 2.1 | 67 | 53 | 213912299
AMERICAN STANDARD | 4A6L5030N1 | 4TXCB003DS3 | S9V2B060U3VSB | 28600 | 29400 | 15.2 | 12 | 8.1 | 2.1 | 65 | 50 | 213912296
TRANE | 4TWL5030N1 | 4TXCB003DS3 | S9V2B060U3VSB | 28600 | 29400 | 15.2 | 12 | 8.1 | 2.1 | 65 | 50 | 213912295
AMERICAN STANDARD | 4A6L5030N1 | 4TXCB003DS3 | S9V2B060U4PSC | 28800 | 29600 | 15.2 | 12 | 8.1 | 2.1 | 65 | 49 | 213912294
TRANE | 4TWL5030N1 | 4TXCB003DS3 | S9V2B060U4PSC | 28800 | 29600 | 15.2 | 12 | 8.1 | 2.1 | 65 | 49 | 213912293
AMERICAN STANDARD | 4A6L5030N1 | 4TXCB003DS3 | S9V2B080U4VSB | 28800 | 29400 | 15.2 | 12 | 8.1 | 2.1 | 65 | 50 | 213912292
TRANE | 4TWL5030N1 | 4TXCB003DS3 | S9V2B080U4VSB | 28800 | 29400 | 15.2 | 12 | 8.1 | 2.1 | 65 | 50 | 213912291
TRANE | 4TWR6024N1 | 4TXCC007DS3 | *UHMC100CCV4 | 25600 | 24200 | 16 | 12 | 8.1 | 2.1 | 63 | 47 | 213915313
AMERICAN STANDARD | 4A6H6024N1 | 4PX*CU48BS3 | *UHMC100CCV4 | 25600 | 24200 | 16 | 12 | 8.1 | 2.1 | 63 | 47 | 213915304
TRANE | 4TWR6024N1 | 4PX*CU48BS3 | *UHMC100CCV4 | 25600 | 24200 | 16 | 12 | 8.1 | 2.1 | 63 | 47 | 213915303
SMART COMFORT | N4H5S30*K*AAA* | EA*4X37L21A* | *80ESU0802120A | 28800 | 28600 | 15.2 | 12.5 | 8.1 | 2.14 | 61 | 47 | 210310210
PAYNE HEATING AND COOLING | PH5SAN430**AA* | CAP**3721AL* | PG80ESUA60080C** | 28800 | 28600 | 15.2 | 12.5 | 8.1 | 2.14 | 61 | 47 | 210310183
TEMPSTAR | N4H5S30*K*AAA* | EA*4X37L21A* | *80ESU0802120A | 28800 | 28600 | 15.2 | 12.5 | 8.1 | 2.14 | 61 | 47 | 210310212
GRANDAIRE | W4H5S30*K*AAA* | WLA*374CA* | WFEU080C060A* | 28800 | 28600 | 15.2 | 12.5 | 8.1 | 2.14 | 61 | 47 | 210310215
TEMPSTAR | R4H5S30*K*AAA* | EA*4X37L21A* | *80ESU0802120A | 28800 | 28600 | 15.2 | 12.5 | 8.1 | 2.14 | 61 | 47 | 210310213
ECOTEMP | W4H5S30*K*AAA* | WLA*374CA* | WFEU080C060A* | 28800 | 28600 | 15.2 | 12.5 | 8.1 | 2.14 | 61 | 47 | 210310216
TEMPSTAR | T4H5S30*K*AAA* | EA*4X37L21A* | *80ESU0802120A | 28800 | 28600 | 15.2 | 12.5 | 8.1 | 2.14 | 61 | 47 | 210310214
HEIL | R4H5S30*K*AAA* | EA*4X37L21A* | *80ESU0802120A | 28800 | 28600 | 15.2 | 12.5 | 8.1 | 2.14 | 61 | 47 | 210310200
DAY & NIGHT | R4H5S30*K*AAA* | EA*4X37L21A* | *80ESU0802120A | 28800 | 28600 | 15.2 | 12.5 | 8.1 | 2.14 | 61 | 47 | 210310197
SMART COMFORT | R4H5S30*K*AAA* | EA*4X37L21A* | *80ESU0802120A | 28800 | 28600 | 15.2 | 12.5 | 8.1 | 2.14 | 61 | 47 | 210310211
MARATHERM | R4H5S30*K*AAA* | EA*4X37L21A* | *80ESU0802120A | 28800 | 28600 | 15.2 | 12.5 | 8.1 | 2.14 | 61 | 47 | 210310207
MSH LEGACY | N4H5S30*K*AAA* | EA*4X37L21A* | *80ESU0802120A | 28800 | 28600 | 15.2 | 12.5 | 8.1 | 2.14 | 61 | 47 | 210310208
HEIL | H4H5S30*K*AAA* | EA*4X37L21A* | *80ESU0802120A | 28800 | 28600 | 15.2 | 12.5 | 8.1 | 2.14 | 61 | 47 | 210310198
HEIL | N4H5S30*K*AAA* | EA*4X37L21A* | *80ESU0802120A | 28800 | 28600 | 15.2 | 12.5 | 8.1 | 2.14 | 61 | 47 | 210310199
KENMORE | R4H5S30*K*AAA* | EA*4X37L21A* | *80ESU0802120A | 28800 | 28600 | 15.2 | 12.5 | 8.1 | 2.14 | 61 | 47 | 210310205
KENMORE | N4H5S30*K*AAA* | EA*4X37L21A* | *80ESU0802120A | 28800 | 28600 | 15.2 | 12.5 | 8.1 | 2.14 | 61 | 47 | 210310204
KEEPRITE | R4H5S30*K*AAA* | EA*4X37L21A* | *80ESU0802120A | 28800 | 28600 | 15.2 | 12.5 | 8.1 | 2.14 | 61 | 47 | 210310203
KEEPRITE | N4H5S30*K*AAA* | EA*4X37L21A* | *80ESU0802120A | 28800 | 28600 | 15.2 | 12.5 | 8.1 | 2.14 | 61 | 47 | 210310202
KEEPRITE | C4H5S30*K*AAA* | EA*4X37L21A* | *80ESU0802120A | 28800 | 28600 | 15.2 | 12.5 | 8.1 | 2.14 | 61 | 47 | 210310201
DAY & NIGHT | N4H5S30*K*AAA* | EA*4X37L21A* | *80ESU0802120A | 28800 | 28600 | 15.2 | 12.5 | 8.1 | 2.14 | 61 | 47 | 210310196
COMFORTMAKER | R4H5S30*K*AAA* | EA*4X37L21A* | *80ESU0802120A | 28800 | 28600 | 15.2 | 12.5 | 8.1 | 2.14 | 61 | 47 | 210310194
DAY & NIGHT | C4H5S30*K*AAA* | EA*4X37L21A* | *80ESU0802120A | 28800 | 28600 | 15.2 | 12.5 | 8.1 | 2.14 | 61 | 47 | 210310195
COMFORTMAKER | N4H5S30*K*AAA* | EA*4X37L21A* | *80ESU0802120A | 28800 | 28600 | 15.2 | 12.5 | 8.1 | 2.14 | 61 | 47 | 210310193
ARCOAIRE | R4H5S30*K*AAA* | EA*4X37L21A* | *80ESU0802120A | 28800 | 28600 | 15.2 | 12.5 | 8.1 | 2.14 | 61 | 47 | 210310191
AIRQUEST | N4H5S30*K*AAA* | EA*4X37L21A* | *80ESU0802120A | 28800 | 28600 | 15.2 | 12.5 | 8.1 | 2.14 | 61 | 47 | 210310187
COMFORTMAKER | C4H5S30*K*AAA* | EA*4X37L21A* | *80ESU0802120A | 28800 | 28600 | 15.2 | 12.5 | 8.1 | 2.14 | 61 | 47 | 210310192
ARCOAIRE | H4H5S30*K*AAA* | EA*4X37L21A* | *80ESU0802120A | 28800 | 28600 | 15.2 | 12.5 | 8.1 | 2.14 | 61 | 47 | 210310189
AIRQUEST | R4H5S30*K*AAA* | EA*4X37L21A* | *80ESU0802120A | 28800 | 28600 | 15.2 | 12.5 | 8.1 | 2.14 | 61 | 47 | 210310188
ARCOAIRE | N4H5S30*K*AAA* | EA*4X37L21A* | *80ESU0802120A | 28800 | 28600 | 15.2 | 12.5 | 8.1 | 2.14 | 61 | 47 | 210310190
AIRQUEST | H4H5S30*K*AAA* | EA*4X37L21A* | *80ESU0802120A | 28800 | 28600 | 15.2 | 12.5 | 8.1 | 2.14 | 61 | 47 | 210310186
CARRIER | GH5SAN430**AA* | CAP**3721AL* | 58SU*A080E21**20 | 28800 | 28600 | 15.2 | 12.5 | 8.1 | 2.14 | 61 | 47 | 210310178
BRYANT HEATING AND COOLING SYSTEMS | PH5SAN430**AA* | CAP**3721AL* | 83*SA60080E21*** | 28800 | 28600 | 15.2 | 12.5 | 8.1 | 2.14 | 61 | 47 | 210310182
BRYANT HEATING AND COOLING SYSTEMS | GH5SAN430**AA* | CAP**3721AL* | 83*SA60080E21*** | 28800 | 28600 | 15.2 | 12.5 | 8.1 | 2.14 | 61 | 47 | 210310181
BRYANT HEATING AND COOLING SYSTEMS | 225SAN030**AA* | CAP**3721AL* | 83*SA60080E21*** | 28800 | 28600 | 15.2 | 12.5 | 8.1 | 2.14 | 61 | 47 | 210310180
BRYANT HEATING AND COOLING SYSTEMS | 215SAN030**AA* | CAP**3721AL* | 83*SA60080E21*** | 28800 | 28600 | 15.2 | 12.5 | 8.1 | 2.14 | 61 | 47 | 210310179
CARRIER | 25SPA530A**30* | CAP**3721AL* | 58SU*A080E21**20 | 28800 | 28600 | 15.2 | 12.5 | 8.1 | 2.14 | 61 | 47 | 210310177
CARRIER | 25SCA530A**30* | CAP**3721AL* | 58SU*A080E21**20 | 28800 | 28600 | 15.2 | 12.5 | 8.1 | 2.14 | 61 | 47 | 210310176
KENMORE | (C,H,T)VH837GKA2*+TSTAT | EA*4X37L21A* | *96VTN1002122A* | 32200 | 47500 | 17.5 | 11.7 | 8.5 | 1.98 | 65 | 51 | 210458486
TEMPSTAR | TVH837GKA2*+TSTAT | EA*4X37L21A* | *96VTN1002122A* | 32200 | 47500 | 17.5 | 11.7 | 8.5 | 1.98 | 65 | 51 | 210458487
KEEPRITE | CVH837GKA2*+TSTAT | EA*4X37L21A* | *96VTN1002122A* | 32200 | 47500 | 17.5 | 11.7 | 8.5 | 1.98 | 65 | 51 | 210458485
DAY & NIGHT | CVH837GKA2*+TSTAT | EA*4X37L21A* | *96VTN1002122A* | 32200 | 47500 | 17.5 | 11.7 | 8.5 | 1.98 | 65 | 51 | 210458484
AIRQUEST | HVH837GKA2*+TSTAT | EA*4X37L21A* | *96VTN1002122A* | 32200 | 47500 | 17.5 | 11.7 | 8.5 | 1.98 | 65 | 51 | 210458481
HEIL | HVH837GKA2*+TSTAT | EA*4X37L21A* | *96VTN1002122A* | 32200 | 47500 | 17.5 | 11.7 | 8.5 | 1.98 | 65 | 51 | 210458479
BRYANT HEATING AND COOLING SYSTEMS | 288BNV037*0**B*+TSTAT | CAP**3721AL* | 926TB66100V21*** | 32200 | 47500 | 17.5 | 11.7 | 8.5 | 1.98 | 65 | 51 | 210458478
CARRIER | 25VNA837A*031*+TSTAT | CAP**3721AL* | GG96VTAA60100C | 32200 | 47500 | 17.5 | 11.7 | 8.5 | 1.98 | 65 | 51 | 210458477
CARRIER | 25VNA837A*031*+TSTAT | CAP**3721AL* | 59TP6B100V21**22 | 32200 | 47500 | 17.5 | 11.7 | 8.5 | 1.98 | 65 | 17 | 210458476
AIRQUEST | HVH837GKA2*+TSTAT | EA*4X61L21A* | *96VTN1002120A* | 32600 | 46500 | 17.5 | 11.7 | 8.1 | 1.96 | 66 | 52 | 210461617
COMFORTMAKER | CVH837GKA2*+TSTAT | EA*4X61L21A* | *96VTN1002120A* | 32600 | 46500 | 17.5 | 11.7 | 8.1 | 1.96 | 66 | 52 | 210461619
HEIL | HVH837GKA2*+TSTAT | EA*4X61L21A* | *96VTN1002120A* | 32600 | 46500 | 17.5 | 11.7 | 8.1 | 1.96 | 66 | 52 | 210461615
CARRIER | 25VNA837A*031*+TSTAT | CAP**6121AL* | 59TP6B100V21**20 | 32600 | 46500 | 17.5 | 11.7 | 8.1 | 1.96 | 66 | 52 | 210461613
BRYANT HEATING AND COOLING SYSTEMS | 288BNV037*0**B*+TSTAT | CAP**6121AL* | 926TB60100V21*** | 32600 | 46500 | 17.5 | 11.7 | 8.1 | 1.96 | 66 | 52 | 210461614
COMFORTMAKER | CVH837GKA2*+TSTAT | EHD4X60AAL | *96VTN1002122A* | 32600 | 47000 | 17 | 11.7 | 8.1 | 1.98 | 65 | 51 | 210468210
DAY & NIGHT | CVH837GKA2*+TSTAT | EHD4X60AAL | *96VTN1002122A* | 32600 | 47000 | 17 | 11.7 | 8.1 | 1.98 | 65 | 51 | 210468211
TEMPSTAR | TVH837GKA2*+TSTAT | EHD4X60AAL | *96VTN1002122A* | 32600 | 47000 | 17 | 11.7 | 8.1 | 1.98 | 65 | 51 | 210468214
KENMORE | (C,H,T)VH837GKA2*+TSTAT | EHD4X60AAL | *96VTN1002122A* | 32600 | 47000 | 17 | 11.7 | 8.1 | 1.98 | 65 | 51 | 210468213
KEEPRITE | CVH837GKA2*+TSTAT | EHD4X60AAL | *96VTN1002122A* | 32600 | 47000 | 17 | 11.7 | 8.1 | 1.98 | 65 | 51 | 210468212
ARCOAIRE | HVH837GKA2*+TSTAT | EHD4X60AAL | *96VTN1002122A* | 32600 | 47000 | 17 | 11.7 | 8.1 | 1.98 | 65 | 51 | 210468209
BRYANT HEATING AND COOLING SYSTEMS | 288BNV037*0**B*+TSTAT | CSPH*6012AL* | 926TB66100V21*** | 32600 | 47000 | 17 | 11.7 | 8.1 | 1.98 | 65 | 51 | 210468205
CARRIER | 25VNA837A*031*+TSTAT | CSPH*6012AL* | 59TP6B100V21**22 | 32600 | 47000 | 17 | 11.7 | 8.1 | 1.98 | 65 | 17 | 210468203
CARRIER | 25VNA837A*031*+TSTAT | CSPH*6012AL* | GG96VTAA60100C | 32600 | 47000 | 17 | 11.7 | 8.1 | 1.98 | 65 | 51 | 210468204
CARRIER | 25VNA837A*031*+TSTAT | CAP**6024AL* | 59SP6A100V21**20 | 32200 | 46000 | 17.5 | 11.7 | 8.1 | 1.96 | 66 | 53 | 210460955
BRYANT HEATING AND COOLING SYSTEMS | 288BNV037*0**B*+TSTAT | CAP**6024AL* | 926SA60100V21*** | 32200 | 46000 | 17.5 | 11.7 | 8.1 | 1.96 | 66 | 52 | 210460956
AIRQUEST | HVH837GKA2*+TSTAT | EA*4X60L24A* | *96VSN1002120A* | 32200 | 46000 | 17.5 | 11.7 | 8.1 | 1.96 | 66 | 52 | 210460959
HEIL | HVH837GKA2*+TSTAT | EA*4X60L24A* | *96VSN1002120A* | 32200 | 46000 | 17.5 | 11.7 | 8.1 | 1.96 | 66 | 52 | 210460957
KENMORE | (C,H,T)VH837GKA2*+TSTAT | EA*4X60L24A* | *96VSN1002120A* | 32200 | 46000 | 17.5 | 11.7 | 8.1 | 1.96 | 66 | 52 | 210460964
COMFORTMAKER | CVH837GKA2*+TSTAT | EA*4X60L24A* | *96VSN1002120A* | 32200 | 46000 | 17.5 | 11.7 | 8.1 | 1.96 | 66 | 52 | 210460961
ARCOAIRE | HVH837GKA2*+TSTAT | EA*4X60L24A* | *96VSN1002120A* | 32200 | 46000 | 17.5 | 11.7 | 8.1 | 1.96 | 66 | 52 | 210460960
DAY & NIGHT | CVH837GKA2*+TSTAT | EA*4X60L24A* | *96VSN1002120A* | 32200 | 46000 | 17.5 | 11.7 | 8.1 | 1.96 | 66 | 52 | 210460962
KEEPRITE | CVH837GKA2*+TSTAT | EA*4X60L24A* | *96VSN1002120A* | 32200 | 46000 | 17.5 | 11.7 | 8.1 | 1.96 | 66 | 52 | 210460963
TEMPSTAR | TVH837GKA2*+TSTAT | EA*4X60L24A* | *96VSN1002120A* | 32200 | 46000 | 17.5 | 11.7 | 8.1 | 1.96 | 66 | 52 | 210460965
BRYANT HEATING AND COOLING SYSTEMS | 288BNV037*0**B*+TSTAT | CAP**6024AL* | 926SA66120V24*** | 32600 | 46500 | 17.5 | 11.7 | 8.1 | 1.96 | 65 | 52 | 210460967
HEIL | HVH837GKA2*+TSTAT | EA*4X60L24A* | *96VSN1202422A* | 32600 | 46500 | 17.5 | 11.7 | 8.1 | 1.96 | 65 | 52 | 210460968
ARCOAIRE | HVH837GKA2*+TSTAT | EA*4X60L24A* | *96VSN1202422A* | 32600 | 46500 | 17.5 | 11.7 | 8.1 | 1.96 | 65 | 52 | 210460971
AIRQUEST | HVH837GKA2*+TSTAT | EA*4X60L24A* | *96VSN1202422A* | 32600 | 46500 | 17.5 | 11.7 | 8.1 | 1.96 | 65 | 52 | 210460970
COMFORTMAKER | CVH837GKA2*+TSTAT | EA*4X60L24A* | *96VSN1202422A* | 32600 | 46500 | 17.5 | 11.7 | 8.1 | 1.96 | 65 | 52 | 210460972
TEMPSTAR | TVH837GKA2*+TSTAT | EHD4X60AAL | *80VSL1102422A* | 32400 | 46500 | 17 | 11.7 | 8.1 | 1.98 | 65 | 52 | 210468324
DAY & NIGHT | CVH837GKA2*+TSTAT | EHD4X60AAL | *80VSL1102422A* | 32400 | 46500 | 17 | 11.7 | 8.1 | 1.98 | 65 | 52 | 210468321
KEEPRITE | CVH837GKA2*+TSTAT | EHD4X60AAL | *80VSL1102422A* | 32400 | 46500 | 17 | 11.7 | 8.1 | 1.98 | 65 | 52 | 210468322
KENMORE | (C,H,T)VH837GKA2*+TSTAT | EHD4X60AAL | *80VSL1102422A* | 32400 | 46500 | 17 | 11.7 | 8.1 | 1.98 | 65 | 52 | 210468323
COMFORTMAKER | CVH837GKA2*+TSTAT | EHD4X60AAL | *80VSL1102422A* | 32400 | 46500 | 17 | 11.7 | 8.1 | 1.98 | 65 | 52 | 210468320
ARCOAIRE | HVH837GKA2*+TSTAT | EHD4X60AAL | *80VSL1102422A* | 32400 | 46500 | 17 | 11.7 | 8.1 | 1.98 | 65 | 52 | 210468319
HEIL | HVH837GKA2*+TSTAT | EHD4X60AAL | *80VSL1102422A* | 32400 | 46500 | 17 | 11.7 | 8.1 | 1.98 | 65 | 52 | 210468316
BRYANT HEATING AND COOLING SYSTEMS | 288BNV037*0**B*+TSTAT | CSPH*6012AL* | 82*SA66110V24*** | 32400 | 46500 | 17 | 11.7 | 8.1 | 1.98 | 65 | 52 | 210468315
TEMPSTAR | TVH837GKA2*+TSTAT | EN(A,D)4X48L24** | *96VTN1202422A* | 31800 | 47500 | 17.5 | 11.7 | 8.1 | 1.94 | 65 | 51 | 210464712
KEEPRITE | CVH837GKA2*+TSTAT | EN(A,D)4X48L24** | *80VTL0902120A* | 31600 | 47500 | 17.5 | 11.7 | 8.1 | 1.94 | 64 | 51 | 210464696
KENMORE | (C,H,T)VH837GKA2*+TSTAT | EN(A,D)4X48L24** | *96VTN1202422A* | 31800 | 47500 | 17.5 | 11.7 | 8.1 | 1.94 | 65 | 51 | 210464711
KEEPRITE | CVH837GKA2*+TSTAT | EN(A,D)4X48L24** | *96VTN1202422A* | 31800 | 47500 | 17.5 | 11.7 | 8.1 | 1.94 | 65 | 51 | 210464710
DAY & NIGHT | CVH837GKA2*+TSTAT | EN(A,D)4X48L24** | *96VTN1202422A* | 31800 | 47500 | 17.5 | 11.7 | 8.1 | 1.94 | 65 | 51 | 210464709
COMFORTMAKER | CVH837GKA2*+TSTAT | EN(A,D)4X48L24** | *96VTN1202422A* | 31800 | 47500 | 17.5 | 11.7 | 8.1 | 1.94 | 65 | 51 | 210464708
ARCOAIRE | HVH837GKA2*+TSTAT | EN(A,D)4X48L24** | *96VTN1202422A* | 31800 | 47500 | 17.5 | 11.7 | 8.1 | 1.94 | 65 | 51 | 210464707
AIRQUEST | HVH837GKA2*+TSTAT | EN(A,D)4X48L24** | *96VTN1202422A* | 31800 | 47500 | 17.5 | 11.7 | 8.1 | 1.94 | 65 | 51 | 210464706
KENMORE | (C,H,T)VH837GKA2*+TSTAT | EN(A,D)4X48L24** | *80VTL0902120A* | 31600 | 47500 | 17.5 | 11.7 | 8.1 | 1.94 | 64 | 51 | 210464697
HEIL | HVH837GKA2*+TSTAT | EN(A,D)4X48L24** | *96VTN1202422A* | 31800 | 47500 | 17.5 | 11.7 | 8.1 | 1.94 | 65 | 51 | 210464704
BRYANT HEATING AND COOLING SYSTEMS | 288BNV037*0**B*+TSTAT | CNPV*4824AL* | 926TB66120V24*** | 31800 | 47500 | 17.5 | 11.7 | 8.1 | 1.94 | 65 | 51 | 210464703
CARRIER | 25VNA837A*031*+TSTAT | CNPV*4824AL* | GG96VTAA66120D | 31800 | 47500 | 17.5 | 11.7 | 8.1 | 1.94 | 65 | 51 | 210464702
CARRIER | 25VNA837A*031*+TSTAT | CNPV*4824AL* | 59TP6B120V24**22 | 31800 | 47500 | 17.5 | 11.7 | 8.1 | 1.94 | 65 | 51 | 210464701
TEMPSTAR | TVH837GKA2*+TSTAT | EN(A,D)4X48L24** | *80VTL0902120A* | 31600 | 47500 | 17.5 | 11.7 | 8.1 | 1.94 | 64 | 51 | 210464698
BRYANT HEATING AND COOLING SYSTEMS | 288BNV037*0**B*+TSTAT | CNPV*4824AL* | 82*TA66135V24*** | 31600 | 47500 | 17.5 | 11.7 | 8.1 | 1.94 | 64 | 51 | 210464700
CARRIER | 25VNA837A*031*+TSTAT | CNPV*4824AL* | 58TP*A135V24**22 | 31600 | 47500 | 17.5 | 11.7 | 8.1 | 1.94 | 64 | 51 | 210464699
DAY & NIGHT | CVH837GKA2*+TSTAT | EN(A,D)4X48L24** | *80VSL0902120A* | 31600 | 47500 | 17.5 | 11.7 | 8.1 | 1.94 | 64 | 51 | 210464662
COMFORTMAKER | CVH837GKA2*+TSTAT | EN(A,D)4X48L24** | *80VSL0902120A* | 31600 | 47500 | 17.5 | 11.7 | 8.1 | 1.94 | 64 | 51 | 210464661
ARCOAIRE | HVH837GKA2*+TSTAT | EN(A,D)4X48L24** | *80VSL0902120A* | 31600 | 47500 | 17.5 | 11.7 | 8.1 | 1.94 | 64 | 51 | 210464660
AIRQUEST | HVH837GKA2*+TSTAT | EN(A,D)4X48L24** | *80VSL0902120A* | 31600 | 47500 | 17.5 | 11.7 | 8.1 | 1.94 | 64 | 51 | 210464659
HEIL | HVH837GKA2*+TSTAT | EN(A,D)4X48L24** | *80VSL0902120A* | 31600 | 47500 | 17.5 | 11.7 | 8.1 | 1.94 | 64 | 51 | 210464657
DAY & NIGHT | CVH837GKA2*+TSTAT | EN(A,D)4X48L24** | *80VTL0902120A* | 31600 | 47500 | 17.5 | 11.7 | 8.1 | 1.94 | 64 | 51 | 210464695
COMFORTMAKER | CVH837GKA2*+TSTAT | EA*4X61L24A* | *96VTN1002122A* | 32800 | 46500 | 18 | 11.7 | 8.1 | 1.98 | 65 | 52 | 210461763
TEMPSTAR | TVH837GKA2*+TSTAT | EA*4X61L24A* | *96VTN1002122A* | 32800 | 46500 | 18 | 11.7 | 8.1 | 1.98 | 65 | 52 | 210461767
KEEPRITE | CVH837GKA2*+TSTAT | EA*4X61L24A* | *96VTN1002122A* | 32800 | 46500 | 18 | 11.7 | 8.1 | 1.98 | 65 | 52 | 210461765
KENMORE | (C,H,T)VH837GKA2*+TSTAT | EA*4X61L24A* | *96VTN1002122A* | 32800 | 46500 | 18 | 11.7 | 8.1 | 1.98 | 65 | 52 | 210461766
DAY & NIGHT | CVH837GKA2*+TSTAT | EA*4X61L24A* | *96VTN1002122A* | 32800 | 46500 | 18 | 11.7 | 8.1 | 1.98 | 65 | 52 | 210461764
TEMPSTAR | TVH837GKA2*+TSTAT | EA*4X61L24A* | *96VSN1202422A* | 32800 | 46500 | 18 | 11.7 | 8.1 | 1.98 | 66 | 52 | 210461755
ARCOAIRE | HVH837GKA2*+TSTAT | EA*4X61L24A* | *96VTN1002122A* | 32800 | 46500 | 18 | 11.7 | 8.1 | 1.98 | 65 | 52 | 210461762
HEIL | HVH837GKA2*+TSTAT | EA*4X61L24A* | *96VTN1002122A* | 32800 | 46500 | 18 | 11.7 | 8.1 | 1.98 | 65 | 52 | 210461759
AIRQUEST | HVH837GKA2*+TSTAT | EA*4X61L24A* | *96VTN1002122A* | 32800 | 46500 | 18 | 11.7 | 8.1 | 1.98 | 65 | 52 | 210461761
BRYANT HEATING AND COOLING SYSTEMS | 288BNV037*0**B*+TSTAT | CAP**6124AL* | 926TB66100V21*** | 32800 | 46500 | 18 | 11.7 | 8.1 | 1.98 | 65 | 52 | 210461758
CARRIER | 25VNA837A*031*+TSTAT | CAP**6124AL* | 59TP6B100V21**22 | 32800 | 46500 | 18 | 11.7 | 8.1 | 1.98 | 65 | 17 | 210461756
KENMORE | (C,H,T)VH837GKA2*+TSTAT | EA*4X61L24A* | *96VSN1202422A* | 32800 | 46500 | 18 | 11.7 | 8.1 | 1.98 | 66 | 52 | 210461754
COMFORTMAKER | CVH837GKA2*+TSTAT | EA*4X61L24A* | *96VSN1202422A* | 32800 | 46500 | 18 | 11.7 | 8.1 | 1.98 | 66 | 52 | 210461751
DAY & NIGHT | CVH837GKA2*+TSTAT | EA*4X61L24A* | *96VSN1202422A* | 32800 | 46500 | 18 | 11.7 | 8.1 | 1.98 | 66 | 52 | 210461752
ARCOAIRE | HVH837GKA2*+TSTAT | EA*4X61L24A* | *96VSN1202422A* | 32800 | 46500 | 18 | 11.7 | 8.1 | 1.98 | 66 | 52 | 210461750
HEIL | HVH837GKA2*+TSTAT | EA*4X61L24A* | *96VSN1202422A* | 32800 | 46500 | 18 | 11.7 | 8.1 | 1.98 | 66 | 52 | 210461747
AIRQUEST | HVH837GKA2*+TSTAT | EA*4X61L24A* | *96VSN1202422A* | 32800 | 46500 | 18 | 11.7 | 8.1 | 1.98 | 66 | 52 | 210461749
BRYANT HEATING AND COOLING SYSTEMS | 288BNV037*0**B*+TSTAT | CAP**6124AL* | 926SA66120V24*** | 32800 | 46500 | 18 | 11.7 | 8.1 | 1.98 | 66 | 52 | 210461746
CARRIER | 25VNA837A*031*+TSTAT | CAP**6124AL* | 59SP6A120V24**22 | 32800 | 46500 | 18 | 11.7 | 8.1 | 1.98 | 66 | 17 | 210461745
TEMPSTAR | TVH837GKA2*+TSTAT | EA*4X61L24A* | *96VSN1002120A* | 32600 | 46500 | 18 | 11.7 | 8.1 | 1.96 | 65 | 52 | 210461744
KEEPRITE | CVH837GKA2*+TSTAT | EA*4X61L24A* | *96VSN1002120A* | 32600 | 46500 | 18 | 11.7 | 8.1 | 1.96 | 65 | 52 | 210461742
KENMORE | (C,H,T)VH837GKA2*+TSTAT | EA*4X61L24A* | *96VSN1002120A* | 32600 | 46500 | 18 | 11.7 | 8.1 | 1.96 | 65 | 52 | 210461743
DAY & NIGHT | CVH837GKA2*+TSTAT | EA*4X61L24A* | *96VSN1002120A* | 32600 | 46500 | 18 | 11.7 | 8.1 | 1.96 | 65 | 52 | 210461741
COMFORTMAKER | CVH837GKA2*+TSTAT | EA*4X61L24A* | *96VSN1002120A* | 32600 | 46500 | 18 | 11.7 | 8.1 | 1.96 | 65 | 52 | 210461740
ARCOAIRE | HVH837GKA2*+TSTAT | EA*4X61L24A* | *96VSN1002120A* | 32600 | 46500 | 18 | 11.7 | 8.1 | 1.96 | 65 | 52 | 210461739
AIRQUEST | HVH837GKA2*+TSTAT | EA*4X61L24A* | *96VSN1002120A* | 32600 | 46500 | 18 | 11.7 | 8.1 | 1.96 | 65 | 52 | 210461738
HEIL | HVH837GKA2*+TSTAT | EA*4X61L24A* | *96VSN1002120A* | 32600 | 46500 | 18 | 11.7 | 8.1 | 1.96 | 65 | 52 | 210461736
BRYANT HEATING AND COOLING SYSTEMS | 288BNV037*0**B*+TSTAT | CAP**6124AL* | 926SA60100V21*** | 32600 | 46500 | 18 | 11.7 | 8.1 | 1.96 | 65 | 52 | 210461735
TEMPSTAR | TVH837GKA2*+TSTAT | EA*4X61L24A* | *96VSN0802120A* | 32600 | 46500 | 17.5 | 11.7 | 8.1 | 1.96 | 65 | 52 | 210461733
KEEPRITE | CVH837GKA2*+TSTAT | EA*4X61L24A* | *96VSN0802120A* | 32600 | 46500 | 17.5 | 11.7 | 8.1 | 1.96 | 65 | 52 | 210461731
DAY & NIGHT | CVH837GKA2*+TSTAT | EA*4X61L24A* | *96VSN0802120A* | 32600 | 46500 | 17.5 | 11.7 | 8.1 | 1.96 | 65 | 52 | 210461730
COMFORTMAKER | CVH837GKA2*+TSTAT | EA*4X61L24A* | *96VSN0802120A* | 32600 | 46500 | 17.5 | 11.7 | 8.1 | 1.96 | 65 | 52 | 210461729
ARCOAIRE | HVH837GKA2*+TSTAT | EA*4X61L24A* | *96VSN0802120A* | 32600 | 46500 | 17.5 | 11.7 | 8.1 | 1.96 | 65 | 52 | 210461728
AIRQUEST | HVH837GKA2*+TSTAT | EA*4X61L24A* | *96VSN0802120A* | 32600 | 46500 | 17.5 | 11.7 | 8.1 | 1.96 | 65 | 52 | 210461727
BRYANT HEATING AND COOLING SYSTEMS | 288BNV037*0**B*+TSTAT | CAP**6124AL* | 926SA60080V21*** | 32600 | 46500 | 17.5 | 11.7 | 8.1 | 1.96 | 65 | 52 | 210461724
HEIL | HVH837GKA2*+TSTAT | EA*4X61L24A* | *96VSN0802120A* | 32600 | 46500 | 17.5 | 11.7 | 8.1 | 1.96 | 65 | 52 | 210461725
CARRIER | 25VNA837A*031*+TSTAT | CAP**6124AL* | 59SP6A080V21**20 | 32600 | 46500 | 17.5 | 11.7 | 8.1 | 1.96 | 65 | 52 | 210461723
HEIL | HVH837GKA2*+TSTAT | EA*4X60L24A* | *80VSL0902420A* | 32200 | 46000 | 17.5 | 11.7 | 8.1 | 1.96 | 66 | 52 | 210461035
ARCOAIRE | HVH837GKA2*+TSTAT | EA*4X60L24A* | *80VSL0902120A* | 32200 | 46000 | 17.5 | 11.7 | 8.1 | 1.94 | 66 | 52 | 210461027
DAY & NIGHT | CVH837GKA2*+TSTAT | EA*4X60L24A* | *80VSL0902120A* | 32200 | 46000 | 17.5 | 11.7 | 8.1 | 1.94 | 66 | 52 | 210461029
KEEPRITE | CVH837GKA2*+TSTAT | EA*4X60L24A* | *80VSL0902120A* | 32200 | 46000 | 17.5 | 11.7 | 8.1 | 1.94 | 66 | 52 | 210461030
BRYANT HEATING AND COOLING SYSTEMS | 288BNV037*0**B*+TSTAT | CAP**6024AL* | 82*SA60090V24*** | 32200 | 46000 | 17.5 | 11.7 | 8.1 | 1.96 | 66 | 52 | 210461034
KENMORE | (C,H,T)VH837GKA2*+TSTAT | EA*4X60L24A* | *80VSL0902120A* | 32200 | 46000 | 17.5 | 11.7 | 8.1 | 1.94 | 66 | 52 | 210461031
TEMPSTAR | TVH837GKA2*+TSTAT | EA*4X60L24A* | *80VSL0902120A* | 32200 | 46000 | 17.5 | 11.7 | 8.1 | 1.94 | 66 | 52 | 210461032
CARRIER | 25VNA837A*031*+TSTAT | CAP**6024AL* | 58SP*A090V24**20 | 32200 | 46000 | 17.5 | 11.7 | 8.1 | 1.96 | 66 | 53 | 210461033
COMFORTMAKER | CVH837GKA2*+TSTAT | EA*4X60L24A* | *80VSL0902120A* | 32200 | 46000 | 17.5 | 11.7 | 8.1 | 1.94 | 66 | 52 | 210461028
HEIL | HVH837GKA2*+TSTAT | EA*4X60L24A* | *80VSL0902120A* | 32200 | 46000 | 17.5 | 11.7 | 8.1 | 1.94 | 66 | 52 | 210461024
CARRIER | 25VNA837A*031*+TSTAT | CAP**6024AL* | 58SP*A090V21**20 | 32200 | 46000 | 17.5 | 11.7 | 8.1 | 1.94 | 66 | 52 | 210461022
AIRQUEST | HVH837GKA2*+TSTAT | EA*4X60L24A* | *80VSL0902120A* | 32200 | 46000 | 17.5 | 11.7 | 8.1 | 1.94 | 66 | 52 | 210461026
BRYANT HEATING AND COOLING SYSTEMS | 288BNV037*0**B*+TSTAT | CAP**6024AL* | 82*SA60090V21*** | 32200 | 46000 | 17.5 | 11.7 | 8.1 | 1.94 | 66 | 52 | 210461023
KENMORE | (C,H,T)VH837GKA2*+TSTAT | EA*4X60L24A* | *96VTN1002122A* | 32400 | 46000 | 18 | 11.7 | 8.1 | 1.96 | 66 | 53 | 210460987
TEMPSTAR | TVH837GKA2*+TSTAT | EA*4X60L24A* | *96VTN1002122A* | 32400 | 46000 | 18 | 11.7 | 8.1 | 1.96 | 66 | 53 | 210460988
DAY & NIGHT | CVH837GKA2*+TSTAT | EA*4X60L24A* | *96VTN1002122A* | 32400 | 46000 | 18 | 11.7 | 8.1 | 1.96 | 66 | 53 | 210460985
KEEPRITE | CVH837GKA2*+TSTAT | EA*4X60L24A* | *96VTN1002122A* | 32400 | 46000 | 18 | 11.7 | 8.1 | 1.96 | 66 | 53 | 210460986
AIRQUEST | HVH837GKA2*+TSTAT | EA*4X60L24A* | *96VTN1002122A* | 32400 | 46000 | 18 | 11.7 | 8.1 | 1.96 | 66 | 53 | 210460982
COMFORTMAKER | CVH837GKA2*+TSTAT | EA*4X60L24A* | *96VTN1002122A* | 32400 | 46000 | 18 | 11.7 | 8.1 | 1.96 | 66 | 53 | 210460984
HEIL | HVH837GKA2*+TSTAT | EA*4X60L24A* | *96VTN1002122A* | 32400 | 46000 | 18 | 11.7 | 8.1 | 1.96 | 66 | 53 | 210460980
BRYANT HEATING AND COOLING SYSTEMS | 288BNV037*0**B*+TSTAT | CAP**6024AL* | 926TB66100V21*** | 32400 | 46000 | 18 | 11.7 | 8.1 | 1.96 | 66 | 53 | 210460979
CARRIER | 25VNA837A*031*+TSTAT | CAP**6024AL* | GG96VTAA60100C | 32400 | 46000 | 18 | 11.7 | 8.1 | 1.96 | 66 | 53 | 210460978
CARRIER | 25VNA837A*031*+TSTAT | CAP**6024AL* | 59TP6B100V21**22 | 32400 | 46000 | 18 | 11.7 | 8.1 | 1.96 | 66 | 53 | 210460977
TEMPSTAR | TVH837GKA2*+TSTAT | EA*4X60L24A* | *96VSN1202422A* | 32600 | 46500 | 17.5 | 11.7 | 8.1 | 1.96 | 65 | 52 | 210460976
KEEPRITE | CVH837GKA2*+TSTAT | EA*4X60L24A* | *96VSN1202422A* | 32600 | 46500 | 17.5 | 11.7 | 8.1 | 1.96 | 65 | 52 | 210460974
KENMORE | (C,H,T)VH837GKA2*+TSTAT | EA*4X60L24A* | *96VSN1202422A* | 32600 | 46500 | 17.5 | 11.7 | 8.1 | 1.96 | 65 | 52 | 210460975
DAY & NIGHT | CVH837GKA2*+TSTAT | EA*4X60L24A* | *96VSN1202422A* | 32600 | 46500 | 17.5 | 11.7 | 8.1 | 1.96 | 65 | 52 | 210460973
HEIL | HVH837GKA2* | EA*4X61L21A*+WALLCON | *80CTL0902120A* | 33200 | 32000 | 18 | 11.7 | 8.5 | 2 | 98 | 78 | 210470442
KEEPRITE | CVH837GKA2*+TSTAT | EN(A,D)4X48L24** | *96VTN1002120A* | 32000 | 48000 | 17.5 | 11.7 | 8.1 | 1.94 | 65 | 51 | 210464831
TEMPSTAR | TVH837GKA2*+TSTAT | EN(A,D)4X48L24** | *96VTN0802120A* | 32000 | 48000 | 17.5 | 11.7 | 8.1 | 1.94 | 65 | 51 | 210464822
ARCOAIRE | HVH837GKA2*+TSTAT | EN(A,D)4X48L24** | *96VTN1002120A* | 32000 | 48000 | 17.5 | 11.7 | 8.1 | 1.94 | 65 | 51 | 210464828
AIRQUEST | HVH837GKA2*+TSTAT | EN(A,D)4X48L24** | *96VTN1002120A* | 32000 | 48000 | 17.5 | 11.7 | 8.1 | 1.94 | 65 | 51 | 210464827
HEIL | HVH837GKA2*+TSTAT | EN(A,D)4X48L24** | *96VTN1002120A* | 32000 | 48000 | 17.5 | 11.7 | 8.1 | 1.94 | 65 | 51 | 210464825
BRYANT HEATING AND COOLING SYSTEMS | 288BNV037*0**B*+TSTAT | CNPV*4824AL* | 926TB60100V21*** | 32000 | 48000 | 17.5 | 11.7 | 8.1 | 1.94 | 65 | 51 | 210464824
CARRIER | 25VNA837A*031*+TSTAT | CNPV*4824AL* | 59TP6B100V21**20 | 32000 | 48000 | 17.5 | 11.7 | 8.1 | 1.94 | 65 | 50 | 210464823
KENMORE | (C,H,T)VH837GKA2*+TSTAT | EN(A,D)4X48L24** | *96VTN0802120A* | 32000 | 48000 | 17.5 | 11.7 | 8.1 | 1.94 | 65 | 51 | 210464821
KEEPRITE | CVH837GKA2*+TSTAT | EN(A,D)4X48L24** | *96VTN0802120A* | 32000 | 48000 | 17.5 | 11.7 | 8.1 | 1.94 | 65 | 51 | 210464820
DAY & NIGHT | CVH837GKA2*+TSTAT | EN(A,D)4X48L24** | *96VTN0802120A* | 32000 | 48000 | 17.5 | 11.7 | 8.1 | 1.94 | 65 | 51 | 210464819
COMFORTMAKER | CVH837GKA2*+TSTAT | EN(A,D)4X48L24** | *96VTN0802120A* | 32000 | 48000 | 17.5 | 11.7 | 8.1 | 1.94 | 65 | 51 | 210464818
AIRQUEST | HVH837GKA2*+TSTAT | EN(A,D)4X48L24** | *96VTN0802120A* | 32000 | 48000 | 17.5 | 11.7 | 8.1 | 1.94 | 65 | 51 | 210464816
ARCOAIRE | HVH837GKA2*+TSTAT | EN(A,D)4X48L24** | *96VTN0802120A* | 32000 | 48000 | 17.5 | 11.7 | 8.1 | 1.94 | 65 | 51 | 210464817
HEIL | HVH837GKA2*+TSTAT | EN(A,D)4X48L24** | *96VTN0802120A* | 32000 | 48000 | 17.5 | 11.7 | 8.1 | 1.94 | 65 | 51 | 210464814
BRYANT HEATING AND COOLING SYSTEMS | 288BNV037*0**B*+TSTAT | CNPV*4824AL* | 926TB60080V21*** | 32000 | 48000 | 17.5 | 11.7 | 8.1 | 1.94 | 65 | 51 | 210464813
CARRIER | 25VNA837A*031*+TSTAT | CNPV*4824AL* | 59TP6B080V21**20 | 32000 | 48000 | 17.5 | 11.7 | 8.1 | 1.94 | 65 | 50 | 210464812
KEEPRITE | CVH837GKA2*+TSTAT | EA*4X60L24A* | *80VTL0902120A* | 32200 | 46000 | 17.5 | 11.7 | 8.1 | 1.94 | 66 | 52 | 210461063
BRYANT HEATING AND COOLING SYSTEMS | 288BNV037*0**B*+TSTAT | CAP**6024AL* | 82*TA66135V24*** | 32200 | 46000 | 17.5 | 11.7 | 8.1 | 1.94 | 66 | 52 | 210461067
CARRIER | 25VNA837A*031*+TSTAT | CAP**6024AL* | 58TP*A135V24**22 | 32200 | 46000 | 17.5 | 11.7 | 8.1 | 1.94 | 66 | 52 | 210461066
ARCOAIRE | HVH837GKA2*+TSTAT | EA*4X60L24A* | *80VTL0902120A* | 32200 | 46000 | 17.5 | 11.7 | 8.1 | 1.94 | 66 | 52 | 210461060
TEMPSTAR | TVH837GKA2*+TSTAT | EA*4X60L24A* | *80VTL0902120A* | 32200 | 46000 | 17.5 | 11.7 | 8.1 | 1.94 | 66 | 52 | 210461065
KENMORE | (C,H,T)VH837GKA2*+TSTAT | EA*4X60L24A* | *80VTL0902120A* | 32200 | 46000 | 17.5 | 11.7 | 8.1 | 1.94 | 66 | 52 | 210461064
AIRQUEST | HVH837GKA2*+TSTAT | EA*4X60L24A* | *80VTL0902120A* | 32200 | 46000 | 17.5 | 11.7 | 8.1 | 1.94 | 66 | 52 | 210461059
HEIL | HVH837GKA2*+TSTAT | EA*4X60L24A* | *80VTL0902120A* | 32200 | 46000 | 17.5 | 11.7 | 8.1 | 1.94 | 66 | 52 | 210461057
DAY & NIGHT | CVH837GKA2*+TSTAT | EA*4X60L24A* | *80VTL0902120A* | 32200 | 46000 | 17.5 | 11.7 | 8.1 | 1.94 | 66 | 52 | 210461062
BRYANT HEATING AND COOLING SYSTEMS | 288BNV037*0**B*+TSTAT | CAP**6024AL* | 82*TA60090V21*** | 32200 | 46000 | 17.5 | 11.7 | 8.1 | 1.94 | 66 | 52 | 210461056
CARRIER | 25VNA837A*031*+TSTAT | CAP**6024AL* | 58TP*A090V21**20 | 32200 | 46000 | 17.5 | 11.7 | 8.1 | 1.94 | 66 | 52 | 210461055
COMFORTMAKER | CVH837GKA2*+TSTAT | EA*4X60L24A* | *80VTL0902120A* | 32200 | 46000 | 17.5 | 11.7 | 8.1 | 1.94 | 66 | 52 | 210461061
DAY & NIGHT | CVH837GKA2*+TSTAT | EA*4X60L24A* | *80VSL1102422A* | 32400 | 46000 | 17.5 | 11.7 | 8.1 | 1.96 | 66 | 52 | 210461051
ARCOAIRE | HVH837GKA2*+TSTAT | EA*4X60L24A* | *80VSL1102422A* | 32400 | 46000 | 17.5 | 11.7 | 8.1 | 1.96 | 66 | 52 | 210461049
HEIL | HVH837GKA2*+TSTAT | EA*4X60L24A* | *80VSL1102422A* | 32400 | 46000 | 17.5 | 11.7 | 8.1 | 1.96 | 66 | 52 | 210461046
AIRQUEST | HVH837GKA2*+TSTAT | EA*4X60L24A* | *80VSL1102422A* | 32400 | 46000 | 17.5 | 11.7 | 8.1 | 1.96 | 66 | 52 | 210461048
TEMPSTAR | TVH837GKA2*+TSTAT | EA*4X60L24A* | *80VSL0902420A* | 32200 | 46000 | 17.5 | 11.7 | 8.1 | 1.96 | 66 | 52 | 210461043
KEEPRITE | CVH837GKA2*+TSTAT | EA*4X60L24A* | *80VSL1102422A* | 32400 | 46000 | 17.5 | 11.7 | 8.1 | 1.96 | 66 | 52 | 210461052
COMFORTMAKER | CVH837GKA2*+TSTAT | EA*4X60L24A* | *80VSL1102422A* | 32400 | 46000 | 17.5 | 11.7 | 8.1 | 1.96 | 66 | 52 | 210461050
TEMPSTAR | TVH837GKA2*+TSTAT | EA*4X60L24A* | *80VSL1102422A* | 32400 | 46000 | 17.5 | 11.7 | 8.1 | 1.96 | 66 | 52 | 210461054
KENMORE | (C,H,T)VH837GKA2*+TSTAT | EA*4X60L24A* | *80VSL1102422A* | 32400 | 46000 | 17.5 | 11.7 | 8.1 | 1.96 | 66 | 52 | 210461053
BRYANT HEATING AND COOLING SYSTEMS | 288BNV037*0**B*+TSTAT | CAP**6024AL* | 82*SA66110V24*** | 32400 | 46000 | 17.5 | 11.7 | 8.1 | 1.96 | 66 | 52 | 210461045
COMFORTMAKER | CVH837GKA2*+TSTAT | EA*4X60L24A* | *80VSL0902420A* | 32200 | 46000 | 17.5 | 11.7 | 8.1 | 1.96 | 66 | 52 | 210461039
KENMORE | (C,H,T)VH837GKA2*+TSTAT | EA*4X60L24A* | *80VSL0902420A* | 32200 | 46000 | 17.5 | 11.7 | 8.1 | 1.96 | 66 | 52 | 210461042
AIRQUEST | HVH837GKA2*+TSTAT | EA*4X60L24A* | *80VSL0902420A* | 32200 | 46000 | 17.5 | 11.7 | 8.1 | 1.96 | 66 | 52 | 210461037
KEEPRITE | CVH837GKA2*+TSTAT | EA*4X60L24A* | *80VSL0902420A* | 32200 | 46000 | 17.5 | 11.7 | 8.1 | 1.96 | 66 | 52 | 210461041
DAY & NIGHT | CVH837GKA2*+TSTAT | EA*4X60L24A* | *80VSL0902420A* | 32200 | 46000 | 17.5 | 11.7 | 8.1 | 1.96 | 66 | 52 | 210461040
ARCOAIRE | HVH837GKA2*+TSTAT | EA*4X60L24A* | *80VSL0902420A* | 32200 | 46000 | 17.5 | 11.7 | 8.1 | 1.96 | 66 | 52 | 210461038
AIRQUEST | HVH837GKA2* | EA*4X61L21A*+WALLCON | *80CTL0902120A* | 33200 | 32000 | 18 | 11.7 | 8.5 | 2 | 98 | 78 | 210470444
DAY & NIGHT | CVH837GKA2*+TSTAT | EN(A,D)4X48L24** | *96VTN1002120A* | 32000 | 48000 | 17.5 | 11.7 | 8.1 | 1.94 | 65 | 51 | 210464830
TEMPSTAR | TVH837GKA2*+TSTAT | EN(A,D)4X48L24** | *96VTN1002120A* | 32000 | 48000 | 17.5 | 11.7 | 8.1 | 1.94 | 65 | 51 | 210464833
KENMORE | (C,H,T)VH837GKA2*+TSTAT | EN(A,D)4X48L24** | *96VTN1002120A* | 32000 | 48000 | 17.5 | 11.7 | 8.1 | 1.94 | 65 | 51 | 210464832
COMFORTMAKER | CVH837GKA2*+TSTAT | EN(A,D)4X48L24** | *96VTN1002120A* | 32000 | 48000 | 17.5 | 11.7 | 8.1 | 1.94 | 65 | 51 | 210464829
CARRIER | 25VNA837A*031* | CAP**6024AL*+UI | 58TN*A090C21**20 | 32800 | 31800 | 17.5 | 11.7 | 8.5 | 1.98 | 97 | 78 | 210470264
KEEPRITE | CVH837GKA2* | EA*4X61L21A*+WALLCON | *80CTL0902120A* | 33200 | 32000 | 18 | 11.7 | 8.5 | 2 | 98 | 78 | 210470448
DAY & NIGHT | CVH837GKA2* | EA*4X61L21A*+WALLCON | *80CTL0902120A* | 33200 | 32000 | 18 | 11.7 | 8.5 | 2 | 98 | 78 | 210470447
COMFORTMAKER | CVH837GKA2* | EA*4X61L21A*+WALLCON | *80CTL0902120A* | 33200 | 32000 | 18 | 11.7 | 8.5 | 2 | 98 | 78 | 210470446
KEEPRITE | CVH837GKA2*+TSTAT | EN(A,D,W)4X60L24** | *80VSL1102422A* | 32400 | 47000 | 17.5 | 12 | 8.1 | 1.96 | 65 | 51 | 210465008
DAY & NIGHT | CVH837GKA2*+TSTAT | EN(A,D,W)4X60L24** | *80VSL1102422A* | 32400 | 47000 | 17.5 | 12 | 8.1 | 1.96 | 65 | 51 | 210465007
COMFORTMAKER | CVH837GKA2*+TSTAT | EN(A,D,W)4X60L24** | *80VSL1102422A* | 32400 | 47000 | 17.5 | 12 | 8.1 | 1.96 | 65 | 51 | 210465006
ARCOAIRE | HVH837GKA2*+TSTAT | EN(A,D,W)4X60L24** | *96VTN1002122A* | 32200 | 47000 | 18 | 12 | 8.1 | 1.94 | 65 | 51 | 210464939
DAY & NIGHT | CVH837GKA2*+TSTAT | EN(A,D,W)4X60L24** | *96VTN1002122A* | 32200 | 47000 | 18 | 12 | 8.1 | 1.94 | 65 | 51 | 210464941
TEMPSTAR | TVH837GKA2*+TSTAT | EN(A,D,W)4X60L24** | *96VTN1002122A* | 32200 | 47000 | 18 | 12 | 8.1 | 1.94 | 65 | 51 | 210464944
KEEPRITE | CVH837GKA2*+TSTAT | EN(A,D,W)4X60L24** | *96VTN1002122A* | 32200 | 47000 | 18 | 12 | 8.1 | 1.94 | 65 | 51 | 210464942
KENMORE | (C,H,T)VH837GKA2*+TSTAT | EN(A,D,W)4X60L24** | *96VTN1002122A* | 32200 | 47000 | 18 | 12 | 8.1 | 1.94 | 65 | 51 | 210464943
COMFORTMAKER | CVH837GKA2*+TSTAT | EN(A,D,W)4X60L24** | *96VTN1002122A* | 32200 | 47000 | 18 | 12 | 8.1 | 1.94 | 65 | 51 | 210464940
AIRQUEST | HVH837GKA2*+TSTAT | EN(A,D,W)4X60L24** | *96VTN1002122A* | 32200 | 47000 | 18 | 12 | 8.1 | 1.94 | 65 | 51 | 210464938
HEIL | HVH837GKA2*+TSTAT | EN(A,D,W)4X60L24** | *96VTN1002122A* | 32200 | 47000 | 18 | 12 | 8.1 | 1.94 | 65 | 51 | 210464936
BRYANT HEATING AND COOLING SYSTEMS | 288BNV037*0**B*+TSTAT | CNPV*6024AL* | 926TB66100V21*** | 32200 | 47000 | 18 | 12 | 8.1 | 1.94 | 65 | 51 | 210464935
CARRIER | 25VNA837A*031*+TSTAT | CNPV*6024AL* | GG96VTAA60100C | 32200 | 47000 | 18 | 12 | 8.1 | 1.94 | 65 | 51 | 210464934
CARRIER | 25VNA837A*031*+TSTAT | CNPV*6024AL* | 59TP6B100V21**22 | 32200 | 47000 | 18 | 12 | 8.1 | 1.94 | 65 | 51 | 210464933
TEMPSTAR | TVH837GKA2*+TSTAT | EN(A,D,W)4X60L24** | *96VSN1202422A* | 32200 | 47000 | 17.5 | 12 | 8.1 | 1.94 | 65 | 51 | 210464932
KENMORE | (C,H,T)VH837GKA2*+TSTAT | EN(A,D,W)4X60L24** | *96VSN1202422A* | 32200 | 47000 | 17.5 | 12 | 8.1 | 1.94 | 65 | 51 | 210464931
KEEPRITE | CVH837GKA2*+TSTAT | EN(A,D,W)4X60L24** | *96VSN1202422A* | 32200 | 47000 | 17.5 | 12 | 8.1 | 1.94 | 65 | 51 | 210464930
DAY & NIGHT | CVH837GKA2*+TSTAT | EN(A,D,W)4X60L24** | *96VSN1202422A* | 32200 | 47000 | 17.5 | 12 | 8.1 | 1.94 | 65 | 51 | 210464929
COMFORTMAKER | CVH837GKA2*+TSTAT | EN(A,D,W)4X60L24** | *96VSN1202422A* | 32200 | 47000 | 17.5 | 12 | 8.1 | 1.94 | 65 | 51 | 210464928
ARCOAIRE | HVH837GKA2*+TSTAT | EN(A,D,W)4X60L24** | *96VSN1202422A* | 32200 | 47000 | 17.5 | 12 | 8.1 | 1.94 | 65 | 51 | 210464927
AIRQUEST | HVH837GKA2*+TSTAT | EN(A,D,W)4X60L24** | *96VSN1202422A* | 32200 | 47000 | 17.5 | 12 | 8.1 | 1.94 | 65 | 51 | 210464926
HEIL | HVH837GKA2*+TSTAT | EN(A,D,W)4X60L24** | *96VSN1202422A* | 32200 | 47000 | 17.5 | 12 | 8.1 | 1.94 | 65 | 51 | 210464924
BRYANT HEATING AND COOLING SYSTEMS | 288BNV037*0**B*+TSTAT | CNPV*6024AL* | 926SA66120V24*** | 32200 | 47000 | 17.5 | 12 | 8.1 | 1.94 | 65 | 51 | 210464923
CARRIER | 25VNA837A*031*+TSTAT | CNPV*6024AL* | 59SP6A120V24**22 | 32200 | 47000 | 17.5 | 12 | 8.1 | 1.94 | 65 | 51 | 210464922
TEMPSTAR | TVH837GKA2*+TSTAT | EN(A,D,W)4X60L24** | *96VSN1002120A* | 32200 | 47000 | 17.5 | 12 | 8.1 | 1.94 | 65 | 51 | 210464921
KENMORE | (C,H,T)VH837GKA2*+TSTAT | EN(A,D,W)4X60L24** | *96VSN1002120A* | 32200 | 47000 | 17.5 | 12 | 8.1 | 1.94 | 65 | 51 | 210464920
KEEPRITE | CVH837GKA2*+TSTAT | EN(A,D,W)4X60L24** | *96VSN1002120A* | 32200 | 47000 | 17.5 | 12 | 8.1 | 1.94 | 65 | 51 | 210464919
DAY & NIGHT | CVH837GKA2*+TSTAT | EN(A,D,W)4X60L24** | *96VSN1002120A* | 32200 | 47000 | 17.5 | 12 | 8.1 | 1.94 | 65 | 51 | 210464918
COMFORTMAKER | CVH837GKA2*+TSTAT | EN(A,D,W)4X60L24** | *96VSN1002120A* | 32200 | 47000 | 17.5 | 12 | 8.1 | 1.94 | 65 | 51 | 210464917
ARCOAIRE | HVH837GKA2*+TSTAT | EN(A,D,W)4X60L24** | *96VSN1002120A* | 32200 | 47000 | 17.5 | 12 | 8.1 | 1.94 | 65 | 51 | 210464916
AIRQUEST | HVH837GKA2*+TSTAT | EN(A,D,W)4X60L24** | *96VSN1002120A* | 32200 | 47000 | 17.5 | 12 | 8.1 | 1.94 | 65 | 51 | 210464915
HEIL | HVH837GKA2*+TSTAT | EN(A,D,W)4X60L24** | *96VSN1002120A* | 32200 | 47000 | 17.5 | 12 | 8.1 | 1.94 | 65 | 51 | 210464913
BRYANT HEATING AND COOLING SYSTEMS | 288BNV037*0**B*+TSTAT | CNPV*6024AL* | 926SA60100V21*** | 32200 | 47000 | 17.5 | 12 | 8.1 | 1.94 | 65 | 51 | 210464912
CARRIER | 25VNA837A*031*+TSTAT | CNPV*6024AL* | 59SP6A100V21**20 | 32200 | 47000 | 17.5 | 12 | 8.1 | 1.94 | 65 | 51 | 210464911
TEMPSTAR | TVH837GKA2*+TSTAT | EN(A,D,W)4X60L24** | *96VSN0802120A* | 32200 | 47000 | 17.5 | 12 | 8.1 | 1.94 | 65 | 51 | 210464910
KENMORE | (C,H,T)VH837GKA2*+TSTAT | EN(A,D,W)4X60L24** | *96VSN0802120A* | 32200 | 47000 | 17.5 | 12 | 8.1 | 1.94 | 65 | 51 | 210464909
KEEPRITE | CVH837GKA2*+TSTAT | EN(A,D,W)4X60L24** | *96VSN0802120A* | 32200 | 47000 | 17.5 | 12 | 8.1 | 1.94 | 65 | 51 | 210464908
DAY & NIGHT | CVH837GKA2*+TSTAT | EN(A,D,W)4X60L24** | *96VSN0802120A* | 32200 | 47000 | 17.5 | 12 | 8.1 | 1.94 | 65 | 51 | 210464907
COMFORTMAKER | CVH837GKA2*+TSTAT | EN(A,D,W)4X60L24** | *96VSN0802120A* | 32200 | 47000 | 17.5 | 12 | 8.1 | 1.94 | 65 | 51 | 210464906
ARCOAIRE | HVH837GKA2*+TSTAT | EN(A,D,W)4X60L24** | *96VSN0802120A* | 32200 | 47000 | 17.5 | 12 | 8.1 | 1.94 | 65 | 51 | 210464905
AIRQUEST | HVH837GKA2*+TSTAT | EN(A,D,W)4X60L24** | *96VSN0802120A* | 32200 | 47000 | 17.5 | 12 | 8.1 | 1.94 | 65 | 51 | 210464904
BRYANT HEATING AND COOLING SYSTEMS | 288BNV037*0**B*+TSTAT | CNPV*6024AL* | 926SA60080V21*** | 32200 | 47000 | 17.5 | 12 | 8.1 | 1.94 | 65 | 51 | 210464901
HEIL | HVH837GKA2*+TSTAT | EN(A,D,W)4X60L24** | *96VSN0802120A* | 32200 | 47000 | 17.5 | 12 | 8.1 | 1.94 | 65 | 51 | 210464902
CARRIER | 25VNA837A*031*+TSTAT | CNPV*6024AL* | 59SP6A080V21**20 | 32200 | 47000 | 17.5 | 12 | 8.1 | 1.94 | 65 | 51 | 210464900
KENMORE | (C,H,T)VH837GKA2*+TSTAT | EA*4X61L24A* | *96VTN1202422A* | 32600 | 46500 | 18 | 11.7 | 8.1 | 1.96 | 65 | 52 | 210461857
TEMPSTAR | TVH837GKA2*+TSTAT | EA*4X61L24A* | *96VTN1202422A* | 32600 | 46500 | 18 | 11.7 | 8.1 | 1.96 | 65 | 52 | 210461858
KEEPRITE | CVH837GKA2*+TSTAT | EA*4X61L24A* | *96VTN1202422A* | 32600 | 46500 | 18 | 11.7 | 8.1 | 1.96 | 65 | 52 | 210461856
DAY & NIGHT | CVH837GKA2*+TSTAT | EA*4X61L24A* | *96VTN1202422A* | 32600 | 46500 | 18 | 11.7 | 8.1 | 1.96 | 65 | 52 | 210461855
COMFORTMAKER | CVH837GKA2*+TSTAT | EA*4X61L24A* | *96VTN1202422A* | 32600 | 46500 | 18 | 11.7 | 8.1 | 1.96 | 65 | 52 | 210461854
AIRQUEST | HVH837GKA2*+TSTAT | EA*4X61L24A* | *96VTN1202422A* | 32600 | 46500 | 18 | 11.7 | 8.1 | 1.96 | 65 | 52 | 210461852
HEIL | HVH837GKA2*+TSTAT | EA*4X61L24A* | *96VTN1202422A* | 32600 | 46500 | 18 | 11.7 | 8.1 | 1.96 | 65 | 52 | 210461850
BRYANT HEATING AND COOLING SYSTEMS | 288BNV037*0**B*+TSTAT | CAP**6124AL* | 926TB66120V24*** | 32600 | 46500 | 18 | 11.7 | 8.1 | 1.96 | 65 | 52 | 210461849
CARRIER | 25VNA837A*031*+TSTAT | CAP**6124AL* | GG96VTAA66120D | 32600 | 46500 | 18 | 11.7 | 8.1 | 1.96 | 65 | 52 | 210461848
CARRIER | 25VNA837A*031*+TSTAT | CAP**6124AL* | 58TP*A135V24**22 | 32600 | 46000 | 18 | 11.7 | 8.1 | 1.96 | 66 | 53 | 210461845
BRYANT HEATING AND COOLING SYSTEMS | 288BNV037*0**B*+TSTAT | CAP**6124AL* | 82*TA66135V24*** | 32600 | 46000 | 18 | 11.7 | 8.1 | 1.96 | 66 | 53 | 210461846
CARRIER | 25VNA837A*031*+TSTAT | CAP**6124AL* | 59TP6B120V24**22 | 32600 | 46500 | 18 | 11.7 | 8.1 | 1.96 | 65 | 52 | 210461847
TEMPSTAR | TVH837GKA2*+TSTAT | EA*4X61L24A* | *80VTL0902120A* | 33000 | 47000 | 18 | 11.7 | 8.1 | 1.98 | 65 | 52 | 210461844
KENMORE | (C,H,T)VH837GKA2*+TSTAT | EA*4X61L24A* | *80VTL0902120A* | 33000 | 47000 | 18 | 11.7 | 8.1 | 1.98 | 65 | 52 | 210461843
KEEPRITE | CVH837GKA2*+TSTAT | EA*4X61L24A* | *80VTL0902120A* | 33000 | 47000 | 18 | 11.7 | 8.1 | 1.98 | 65 | 52 | 210461842
DAY & NIGHT | CVH837GKA2*+TSTAT | EA*4X61L24A* | *80VTL0902120A* | 33000 | 47000 | 18 | 11.7 | 8.1 | 1.98 | 65 | 52 | 210461841
COMFORTMAKER | CVH837GKA2*+TSTAT | EA*4X61L24A* | *80VTL0902120A* | 33000 | 47000 | 18 | 11.7 | 8.1 | 1.98 | 65 | 52 | 210461840
ARCOAIRE | HVH837GKA2*+TSTAT | EA*4X61L24A* | *80VTL0902120A* | 33000 | 47000 | 18 | 11.7 | 8.1 | 1.98 | 65 | 52 | 210461839
AIRQUEST | HVH837GKA2*+TSTAT | EA*4X61L24A* | *80VTL0902120A* | 33000 | 47000 | 18 | 11.7 | 8.1 | 1.98 | 65 | 52 | 210461838
HEIL | HVH837GKA2*+TSTAT | EA*4X61L24A* | *80VTL0902120A* | 33000 | 47000 | 18 | 11.7 | 8.1 | 1.98 | 65 | 52 | 210461836
KENMORE | (C,H,T)VH837GKA2*+TSTAT | EA*4X61L24A* | *80VSL1102422A* | 32600 | 46500 | 17.5 | 11.7 | 8.5 | 1.96 | 65 | 52 | 210461832
BRYANT HEATING AND COOLING SYSTEMS | 288BNV037*0**B*+TSTAT | CAP**6124AL* | 82*TA60090V21*** | 33000 | 47000 | 18 | 11.7 | 8.1 | 1.98 | 65 | 52 | 210461835
TEMPSTAR | TVH837GKA2*+TSTAT | EA*4X61L24A* | *80VSL1102422A* | 32600 | 46500 | 17.5 | 11.7 | 8.5 | 1.96 | 65 | 52 | 210461833
KEEPRITE | CVH837GKA2*+TSTAT | EA*4X61L24A* | *80VSL1102422A* | 32600 | 46500 | 17.5 | 11.7 | 8.5 | 1.96 | 65 | 52 | 210461831
DAY & NIGHT | CVH837GKA2*+TSTAT | EA*4X61L24A* | *80VSL1102422A* | 32600 | 46500 | 17.5 | 11.7 | 8.5 | 1.96 | 65 | 52 | 210461830
COMFORTMAKER | CVH837GKA2*+TSTAT | EA*4X61L24A* | *80VSL1102422A* | 32600 | 46500 | 17.5 | 11.7 | 8.5 | 1.96 | 65 | 52 | 210461829
ARCOAIRE | HVH837GKA2*+TSTAT | EA*4X61L24A* | *80VSL1102422A* | 32600 | 46500 | 17.5 | 11.7 | 8.5 | 1.96 | 65 | 52 | 210461828
AIRQUEST | HVH837GKA2*+TSTAT | EA*4X61L24A* | *80VSL1102422A* | 32600 | 46500 | 17.5 | 11.7 | 8.5 | 1.96 | 65 | 52 | 210461827
HEIL | HVH837GKA2*+TSTAT | EA*4X61L24A* | *80VSL1102422A* | 32600 | 46500 | 17.5 | 11.7 | 8.5 | 1.96 | 65 | 52 | 210461825
CARRIER | 25VNA837A*031*+TSTAT | CAP**6124AL* | 58SP*A110V24**22 | 32600 | 46500 | 17.5 | 11.7 | 8.5 | 1.96 | 65 | 52 | 210461823
BRYANT HEATING AND COOLING SYSTEMS | 288BNV037*0**B*+TSTAT | CAP**6124AL* | 82*SA66110V24*** | 32600 | 46500 | 17.5 | 11.7 | 8.5 | 1.96 | 65 | 52 | 210461824
TEMPSTAR | TVH837GKA2*+TSTAT | EA*4X61L24A* | *80VSL0902420A* | 32600 | 46500 | 17.5 | 11.7 | 8.1 | 1.96 | 65 | 52 | 210461822
COMFORTMAKER | CVH837GKA2*+TSTAT | EA*4X61L24A* | *80VSL0902420A* | 32600 | 46500 | 17.5 | 11.7 | 8.1 | 1.96 | 65 | 52 | 210461818
KEEPRITE | CVH837GKA2*+TSTAT | EA*4X61L24A* | *80VSL0902420A* | 32600 | 46500 | 17.5 | 11.7 | 8.1 | 1.96 | 65 | 52 | 210461820
KENMORE | (C,H,T)VH837GKA2*+TSTAT | EA*4X61L24A* | *80VSL0902420A* | 32600 | 46500 | 17.5 | 11.7 | 8.1 | 1.96 | 65 | 52 | 210461821
DAY & NIGHT | CVH837GKA2*+TSTAT | EA*4X61L24A* | *80VSL0902420A* | 32600 | 46500 | 17.5 | 11.7 | 8.1 | 1.96 | 65 | 52 | 210461819
AIRQUEST | HVH837GKA2*+TSTAT | EA*4X61L24A* | *80VSL0902420A* | 32600 | 46500 | 17.5 | 11.7 | 8.1 | 1.96 | 65 | 52 | 210461816
ARCOAIRE | HVH837GKA2*+TSTAT | EA*4X61L24A* | *80VSL0902420A* | 32600 | 46500 | 17.5 | 11.7 | 8.1 | 1.96 | 65 | 52 | 210461817
HEIL | HVH837GKA2*+TSTAT | EA*4X61L24A* | *80VSL0902420A* | 32600 | 46500 | 17.5 | 11.7 | 8.1 | 1.96 | 65 | 52 | 210461814
BRYANT HEATING AND COOLING SYSTEMS | 288BNV037*0**B*+TSTAT | CAP**6124AL* | 82*SA60090V24*** | 32600 | 46500 | 17.5 | 11.7 | 8.1 | 1.96 | 65 | 52 | 210461813
KEEPRITE | CVH837GKA2*+TSTAT | EA*4X61L24A* | *80VSL0902120A* | 33000 | 47000 | 18 | 11.7 | 8.1 | 1.98 | 65 | 52 | 210461809
COMFORTMAKER | CVH837GKA2*+TSTAT | EA*4X61L24A* | *80VSL0902120A* | 33000 | 47000 | 18 | 11.7 | 8.1 | 1.98 | 65 | 52 | 210461807
TEMPSTAR | TVH837GKA2*+TSTAT | EA*4X61L24A* | *80VSL0902120A* | 33000 | 47000 | 18 | 11.7 | 8.1 | 1.98 | 65 | 52 | 210461811
KENMORE | (C,H,T)VH837GKA2*+TSTAT | EA*4X61L24A* | *80VSL0902120A* | 33000 | 47000 | 18 | 11.7 | 8.1 | 1.98 | 65 | 52 | 210461810
DAY & NIGHT | CVH837GKA2*+TSTAT | EA*4X61L24A* | *80VSL0902120A* | 33000 | 47000 | 18 | 11.7 | 8.1 | 1.98 | 65 | 52 | 210461808
ARCOAIRE | HVH837GKA2*+TSTAT | EA*4X61L24A* | *80VSL0902120A* | 33000 | 47000 | 18 | 11.7 | 8.1 | 1.98 | 65 | 52 | 210461806
AIRQUEST | HVH837GKA2*+TSTAT | EA*4X61L24A* | *80VSL0902120A* | 33000 | 47000 | 18 | 11.7 | 8.1 | 1.98 | 65 | 52 | 210461805
HEIL | HVH837GKA2*+TSTAT | EA*4X61L24A* | *80VSL0902120A* | 33000 | 47000 | 18 | 11.7 | 8.1 | 1.98 | 65 | 52 | 210461803
BRYANT HEATING AND COOLING SYSTEMS | 288BNV037*0**B*+TSTAT | CAP**6124AL* | 82*SA60090V21*** | 33000 | 47000 | 18 | 11.7 | 8.1 | 1.98 | 65 | 52 | 210461802
TEMPSTAR | TVH837GKA2*+TSTAT | EA*4X61L24A* | *80VSL0702120A* | 32800 | 47000 | 17 | 11.7 | 8.5 | 1.96 | 65 | 52 | 210461800
COMFORTMAKER | CVH837GKA2*+TSTAT | EA*4X61L24A* | *80VSL0702120A* | 32800 | 47000 | 17 | 11.7 | 8.5 | 1.96 | 65 | 52 | 210461796
KEEPRITE | CVH837GKA2*+TSTAT | EA*4X61L24A* | *80VSL0702120A* | 32800 | 47000 | 17 | 11.7 | 8.5 | 1.96 | 65 | 52 | 210461798
DAY & NIGHT | CVH837GKA2*+TSTAT | EA*4X61L24A* | *80VSL0702120A* | 32800 | 47000 | 17 | 11.7 | 8.5 | 1.96 | 65 | 52 | 210461797
KENMORE | (C,H,T)VH837GKA2*+TSTAT | EA*4X61L24A* | *80VSL0702120A* | 32800 | 47000 | 17 | 11.7 | 8.5 | 1.96 | 65 | 52 | 210461799
HEIL | HVH837GKA2*+TSTAT | EA*4X61L24A* | *80VSL0702120A* | 32800 | 47000 | 17 | 11.7 | 8.5 | 1.96 | 65 | 52 | 210461792
AIRQUEST | HVH837GKA2*+TSTAT | EA*4X61L24A* | *80VSL0702120A* | 32800 | 47000 | 17 | 11.7 | 8.5 | 1.96 | 65 | 52 | 210461794
CARRIER | 25VNA837A*031*+TSTAT | CAP**6124AL* | 58SP*A070V21**20 | 32800 | 47000 | 17 | 11.7 | 8.5 | 1.96 | 65 | 51 | 210461790
BRYANT HEATING AND COOLING SYSTEMS | 288BNV037*0**B*+TSTAT | CAP**6124AL* | 82*SA60070V21*** | 32800 | 47000 | 17 | 11.7 | 8.5 | 1.96 | 65 | 52 | 210461791
AIRQUEST | HVH837GKA2* | EA*4X60L24A*+WALLCON | *97CMN1202422A* | 32800 | 32000 | 17.5 | 11.7 | 8.5 | 1.98 | 98 | 78 | 210470323
HEIL | HVH837GKA2* | EA*4X60L24A*+WALLCON | *97CMN1202422A* | 32800 | 32000 | 17.5 | 11.7 | 8.5 | 1.98 | 98 | 78 | 210470321
BRYANT HEATING AND COOLING SYSTEMS | 288BNV037*0**B* | CAP**6024AL*+UI | 987MB66120C24*** | 32800 | 32000 | 17.5 | 11.7 | 8.5 | 1.98 | 98 | 78 | 210470320
TEMPSTAR | TVH837GKA2* | EA*4X60L24A*+WALLCON | *97CMN1002122A* | 32800 | 31800 | 17.5 | 11.7 | 8.5 | 2 | 97 | 78 | 210470318
CARRIER | 25VNA837A*031* | CAP**6024AL*+UI | 59MN7B120C24**22 | 32800 | 32000 | 17.5 | 11.7 | 8.5 | 1.98 | 98 | 78 | 210470319
AIRQUEST | HVH837GKA2* | EA*4X60L24A*+WALLCON | *97CMN1002122A* | 32800 | 31800 | 17.5 | 11.7 | 8.5 | 2 | 97 | 78 | 210470312
KEEPRITE | CVH837GKA2* | EA*4X60L24A*+WALLCON | *97CMN1002122A* | 32800 | 31800 | 17.5 | 11.7 | 8.5 | 2 | 97 | 78 | 210470316
KENMORE | (C,H,T)VH837GKA2* | EA*4X60L24A*+WALLCON | *97CMN1002122A* | 32800 | 31800 | 17.5 | 11.7 | 8.5 | 2 | 97 | 78 | 210470317
COMFORTMAKER | CVH837GKA2* | EA*4X60L24A*+WALLCON | *97CMN1002122A* | 32800 | 31800 | 17.5 | 11.7 | 8.5 | 2 | 97 | 78 | 210470314
DAY & NIGHT | CVH837GKA2* | EA*4X60L24A*+WALLCON | *97CMN1002122A* | 32800 | 31800 | 17.5 | 11.7 | 8.5 | 2 | 97 | 78 | 210470315
HEIL | HVH837GKA2* | EA*4X60L24A*+WALLCON | *97CMN1002122A* | 32800 | 31800 | 17.5 | 11.7 | 8.5 | 2 | 97 | 78 | 210470310
BRYANT HEATING AND COOLING SYSTEMS | 288BNV037*0**B* | CAP**6024AL*+UI | 987MB66100C21*** | 32800 | 31800 | 17.5 | 11.7 | 8.5 | 2 | 97 | 78 | 210470309
TEMPSTAR | TVH837GKA2* | EA*4X60L24A*+WALLCON | *96CTN1202422A* | 32800 | 31800 | 18 | 11.7 | 8.5 | 2 | 97 | 78 | 210470296
KENMORE | (C,H,T)VH837GKA2* | EA*4X60L24A*+WALLCON | *96CTN1202422A* | 32800 | 31800 | 18 | 11.7 | 8.5 | 2 | 97 | 78 | 210470295
DAY & NIGHT | CVH837GKA2* | EA*4X60L24A*+WALLCON | *96CTN1202422A* | 32800 | 31800 | 18 | 11.7 | 8.5 | 2 | 97 | 78 | 210470293
COMFORTMAKER | CVH837GKA2* | EA*4X60L24A*+WALLCON | *96CTN1202422A* | 32800 | 31800 | 18 | 11.7 | 8.5 | 2 | 97 | 78 | 210470292
ARCOAIRE | HVH837GKA2* | EA*4X60L24A*+WALLCON | *96CTN1202422A* | 32800 | 31800 | 18 | 11.7 | 8.5 | 2 | 97 | 78 | 210470291
ARCOAIRE | HVH837GKA2* | EA*4X60L24A*+WALLCON | *80CTL1352422A* | 32800 | 31800 | 18 | 12 | 8.5 | 2 | 97 | 78 | 210470280
KEEPRITE | CVH837GKA2* | EA*4X60L24A*+WALLCON | *96CTN1202422A* | 32800 | 31800 | 18 | 11.7 | 8.5 | 2 | 97 | 78 | 210470294
BRYANT HEATING AND COOLING SYSTEMS | 288BNV037*0**B* | CAP**6024AL*+UI | 986TC66120C24*** | 32800 | 31800 | 18 | 11.7 | 8.5 | 2 | 97 | 78 | 210470287
CARRIER | 25VNA837A*031* | CAP**6024AL*+UI | 59TN6B120C24**22 | 32800 | 31800 | 18 | 11.7 | 8.5 | 2 | 97 | 78 | 210470286
KENMORE | (C,H,T)VH837GKA2* | EA*4X60L24A*+WALLCON | *80CTL1352422A* | 32800 | 31800 | 18 | 12 | 8.5 | 2 | 97 | 78 | 210470284
TEMPSTAR | TVH837GKA2* | EA*4X60L24A*+WALLCON | *80CTL1352422A* | 32800 | 31800 | 18 | 12 | 8.5 | 2 | 97 | 78 | 210470285
AIRQUEST | HVH837GKA2* | EA*4X60L24A*+WALLCON | *80CTL1352422A* | 32800 | 31800 | 18 | 12 | 8.5 | 2 | 97 | 78 | 210470279
DAY & NIGHT | CVH837GKA2* | EA*4X60L24A*+WALLCON | *80CTL1352422A* | 32800 | 31800 | 18 | 12 | 8.5 | 2 | 97 | 78 | 210470282
COMFORTMAKER | CVH837GKA2* | EA*4X60L24A*+WALLCON | *80CTL1352422A* | 32800 | 31800 | 18 | 12 | 8.5 | 2 | 97 | 78 | 210470281
BRYANT HEATING AND COOLING SYSTEMS | 288BNV037*0**B* | CAP**6024AL*+UI | 88*TA66135C24*** | 32800 | 31800 | 18 | 12 | 8.5 | 2 | 97 | 78 | 210470276
CARRIER | 25VNA837A*031* | CAP**6024AL*+UI | 58TN*A135C24**22 | 32800 | 31800 | 18 | 12 | 8.5 | 2 | 97 | 78 | 210470275
TEMPSTAR | TVH837GKA2* | EA*4X60L24A*+WALLCON | *80CTL0902120A* | 32800 | 31800 | 17.5 | 11.7 | 8.5 | 1.98 | 97 | 78 | 210470274
TEMPSTAR | TVH837GKA2* | EA*4X61L21A*+WALLCON | *80CTL0902120A* | 33200 | 32000 | 18 | 11.7 | 8.5 | 2 | 98 | 78 | 210470450
KEEPRITE | CVH837GKA2* | EA*4X60L24A*+WALLCON | *80CTL0902120A* | 32800 | 31800 | 17.5 | 11.7 | 8.5 | 1.98 | 97 | 78 | 210470272
ARCOAIRE | HVH837GKA2* | EA*4X60L24A*+WALLCON | *80CTL0902120A* | 32800 | 31800 | 17.5 | 11.7 | 8.5 | 1.98 | 97 | 78 | 210470269
KENMORE | (C,H,T)VH837GKA2* | EA*4X60L24A*+WALLCON | *80CTL0902120A* | 32800 | 31800 | 17.5 | 11.7 | 8.5 | 1.98 | 97 | 78 | 210470273
AIRQUEST | HVH837GKA2* | EA*4X60L24A*+WALLCON | *80CTL0902120A* | 32800 | 31800 | 17.5 | 11.7 | 8.5 | 1.98 | 97 | 78 | 210470268
HEIL | HVH837GKA2* | EA*4X60L24A*+WALLCON | *80CTL0902120A* | 32800 | 31800 | 17.5 | 11.7 | 8.5 | 1.98 | 97 | 78 | 210470266
BRYANT HEATING AND COOLING SYSTEMS | 288BNV037*0**B* | CAP**6024AL*+UI | 88*TA60090C21*** | 32800 | 31800 | 17.5 | 11.7 | 8.5 | 1.98 | 97 | 78 | 210470265
CARRIER | 25VNA837A*031*+TSTAT | CNPV*6024AL* | 58SP*A110V24**22 | 32400 | 47000 | 17.5 | 12 | 8.1 | 1.96 | 65 | 51 | 210465000
TEMPSTAR | TVH837GKA2*+TSTAT | EN(A,D,W)4X60L24** | *80VSL0902420A* | 32200 | 47000 | 18 | 12 | 8.1 | 1.96 | 65 | 51 | 210464999
KENMORE | (C,H,T)VH837GKA2*+TSTAT | EN(A,D,W)4X60L24** | *80VSL0902420A* | 32200 | 47000 | 18 | 12 | 8.1 | 1.96 | 65 | 51 | 210464998
KEEPRITE | CVH837GKA2*+TSTAT | EN(A,D,W)4X60L24** | *80VSL0902420A* | 32200 | 47000 | 18 | 12 | 8.1 | 1.96 | 65 | 51 | 210464997
DAY & NIGHT | CVH837GKA2*+TSTAT | EN(A,D,W)4X60L24** | *80VSL0902420A* | 32200 | 47000 | 18 | 12 | 8.1 | 1.96 | 65 | 51 | 210464996
COMFORTMAKER | CVH837GKA2*+TSTAT | EN(A,D,W)4X60L24** | *80VSL0902420A* | 32200 | 47000 | 18 | 12 | 8.1 | 1.96 | 65 | 51 | 210464995
ARCOAIRE | HVH837GKA2*+TSTAT | EN(A,D,W)4X60L24** | *80VSL0902420A* | 32200 | 47000 | 18 | 12 | 8.1 | 1.96 | 65 | 51 | 210464994
AIRQUEST | HVH837GKA2*+TSTAT | EN(A,D,W)4X60L24** | *80VSL0902420A* | 32200 | 47000 | 18 | 12 | 8.1 | 1.96 | 65 | 51 | 210464993
HEIL | HVH837GKA2*+TSTAT | EN(A,D,W)4X60L24** | *80VSL0902420A* | 32200 | 47000 | 18 | 12 | 8.1 | 1.96 | 65 | 51 | 210464991
BRYANT HEATING AND COOLING SYSTEMS | 288BNV037*0**B*+TSTAT | CNPV*6024AL* | 82*SA60090V24*** | 32200 | 47000 | 18 | 12 | 8.1 | 1.96 | 65 | 51 | 210464990
HEIL | HVH837GKA2*+TSTAT | EN(A,D,W)4X60L24** | *80VSL1102422A* | 32400 | 47000 | 17.5 | 12 | 8.1 | 1.96 | 65 | 51 | 210465002
BRYANT HEATING AND COOLING SYSTEMS | 288BNV037*0**B*+TSTAT | CNPV*6024AL* | 82*SA66110V24*** | 32400 | 47000 | 17.5 | 12 | 8.1 | 1.96 | 65 | 51 | 210465001
CARRIER | 25VNA837A*031*+TSTAT | CNPV*6024AL* | 58SP*A090V24**20 | 32200 | 47000 | 18 | 12 | 8.1 | 1.96 | 65 | 51 | 210464989
TEMPSTAR | TVH837GKA2*+TSTAT | EN(A,D,W)4X60L24** | *80VSL0902120A* | 32200 | 47000 | 17.5 | 12 | 8.1 | 1.94 | 65 | 51 | 210464988
KENMORE | (C,H,T)VH837GKA2*+TSTAT | EN(A,D,W)4X60L24** | *80VSL0902120A* | 32200 | 47000 | 17.5 | 12 | 8.1 | 1.94 | 65 | 51 | 210464987
KEEPRITE | CVH837GKA2*+TSTAT | EN(A,D,W)4X60L24** | *80VSL0902120A* | 32200 | 47000 | 17.5 | 12 | 8.1 | 1.94 | 65 | 51 | 210464986
DAY & NIGHT | CVH837GKA2*+TSTAT | EN(A,D,W)4X60L24** | *80VSL0902120A* | 32200 | 47000 | 17.5 | 12 | 8.1 | 1.94 | 65 | 51 | 210464985
COMFORTMAKER | CVH837GKA2*+TSTAT | EN(A,D,W)4X60L24** | *80VSL0902120A* | 32200 | 47000 | 17.5 | 12 | 8.1 | 1.94 | 65 | 51 | 210464984
ARCOAIRE | HVH837GKA2*+TSTAT | EN(A,D,W)4X60L24** | *80VSL0902120A* | 32200 | 47000 | 17.5 | 12 | 8.1 | 1.94 | 65 | 51 | 210464983
AIRQUEST | HVH837GKA2*+TSTAT | EN(A,D,W)4X60L24** | *80VSL0902120A* | 32200 | 47000 | 17.5 | 12 | 8.1 | 1.94 | 65 | 51 | 210464982
HEIL | HVH837GKA2*+TSTAT | EN(A,D,W)4X60L24** | *80VSL0902120A* | 32200 | 47000 | 17.5 | 12 | 8.1 | 1.94 | 65 | 51 | 210464980
BRYANT HEATING AND COOLING SYSTEMS | 288BNV037*0**B*+TSTAT | CNPV*6024AL* | 82*SA60090V21*** | 32200 | 47000 | 17.5 | 12 | 8.1 | 1.94 | 65 | 51 | 210464979
CARRIER | 25VNA837A*031*+TSTAT | CNPV*6024AL* | 58SP*A090V21**20 | 32200 | 47000 | 17.5 | 12 | 8.1 | 1.94 | 65 | 51 | 210464978
TEMPSTAR | TVH837GKA2*+TSTAT | EN(A,D,W)4X60L24** | *80VSL0702120A* | 32200 | 47000 | 17 | 12 | 8.1 | 1.94 | 65 | 51 | 210464977
KEEPRITE | CVH837GKA2*+TSTAT | EN(A,D,W)4X60L24** | *80VSL0702120A* | 32200 | 47000 | 17 | 12 | 8.1 | 1.94 | 65 | 51 | 210464975
KENMORE | (C,H,T)VH837GKA2*+TSTAT | EN(A,D,W)4X60L24** | *80VSL0702120A* | 32200 | 47000 | 17 | 12 | 8.1 | 1.94 | 65 | 51 | 210464976
ARCOAIRE | HVH837GKA2*+TSTAT | EN(A,D,W)4X60L24** | *80VSL0702120A* | 32200 | 47000 | 17 | 12 | 8.1 | 1.94 | 65 | 51 | 210464972
DAY & NIGHT | CVH837GKA2*+TSTAT | EN(A,D,W)4X60L24** | *80VSL0702120A* | 32200 | 47000 | 17 | 12 | 8.1 | 1.94 | 65 | 51 | 210464974
COMFORTMAKER | CVH837GKA2*+TSTAT | EN(A,D,W)4X60L24** | *80VSL0702120A* | 32200 | 47000 | 17 | 12 | 8.1 | 1.94 | 65 | 51 | 210464973
AIRQUEST | HVH837GKA2*+TSTAT | EN(A,D,W)4X60L24** | *80VSL0702120A* | 32200 | 47000 | 17 | 12 | 8.1 | 1.94 | 65 | 51 | 210464971
HEIL | HVH837GKA2*+TSTAT | EN(A,D,W)4X60L24** | *80VSL0702120A* | 32200 | 47000 | 17 | 12 | 8.1 | 1.94 | 65 | 51 | 210464969
BRYANT HEATING AND COOLING SYSTEMS | 288BNV037*0**B*+TSTAT | CNPV*6024AL* | 82*SA60070V21*** | 32200 | 47000 | 17 | 12 | 8.1 | 1.94 | 65 | 51 | 210464968
CARRIER | 25VNA837A*031*+TSTAT | CNPV*6024AL* | 58SP*A070V21**20 | 32200 | 47000 | 17 | 12 | 8.1 | 1.94 | 65 | 51 | 210464967
ARCOAIRE | HVH837GKA2*+TSTAT | EN(A,D,W)4X60L24** | *80VSL1102422A* | 32400 | 47000 | 17.5 | 12 | 8.1 | 1.96 | 65 | 51 | 210465005
AIRQUEST | HVH837GKA2*+TSTAT | EN(A,D,W)4X60L24** | *80VSL1102422A* | 32400 | 47000 | 17.5 | 12 | 8.1 | 1.96 | 65 | 51 | 210465004
AIRQUEST | HVH837GKA2*+TSTAT | EN(A,D,W)4X60L24** | *80VTL0902120A* | 32200 | 47000 | 17.5 | 12 | 8.1 | 1.94 | 65 | 51 | 210465015
HEIL | HVH837GKA2*+TSTAT | EN(A,D,W)4X60L24** | *80VTL0902120A* | 32200 | 47000 | 17.5 | 12 | 8.1 | 1.94 | 65 | 51 | 210465013
BRYANT HEATING AND COOLING SYSTEMS | 288BNV037*0**B*+TSTAT | CNPV*6024AL* | 82*TA60090V21*** | 32200 | 47000 | 17.5 | 12 | 8.1 | 1.94 | 65 | 51 | 210465012
CARRIER | 25VNA837A*031*+TSTAT | CNPV*6024AL* | 58TP*A090V21**20 | 32200 | 47000 | 17.5 | 12 | 8.1 | 1.94 | 65 | 51 | 210465011
TEMPSTAR | TVH837GKA2*+TSTAT | EN(A,D,W)4X60L24** | *80VSL1102422A* | 32400 | 47000 | 17.5 | 12 | 8.1 | 1.96 | 65 | 51 | 210465010
KENMORE | (C,H,T)VH837GKA2*+TSTAT | EN(A,D,W)4X60L24** | *80VSL1102422A* | 32400 | 47000 | 17.5 | 12 | 8.1 | 1.96 | 65 | 51 | 210465009
ARCOAIRE | HVH837GKA2*+TSTAT | EN(A,D,W)4X48L21** | *96VTN1002122A* | 32000 | 47500 | 17.5 | 12 | 8.1 | 1.96 | 65 | 51 | 210464171
KEEPRITE | CVH837GKA2*+TSTAT | EN(A,D,W)4X48L21** | *96VTN1002122A* | 32000 | 47500 | 17.5 | 12 | 8.1 | 1.96 | 65 | 51 | 210464174
TEMPSTAR | TVH837GKA2*+TSTAT | EN(A,D,W)4X48L21** | *96VTN1002122A* | 32000 | 47500 | 17.5 | 12 | 8.1 | 1.96 | 65 | 51 | 210464176
KENMORE | (C,H,T)VH837GKA2*+TSTAT | EN(A,D,W)4X48L21** | *96VTN1002122A* | 32000 | 47500 | 17.5 | 12 | 8.1 | 1.96 | 65 | 51 | 210464175
DAY & NIGHT | CVH837GKA2*+TSTAT | EN(A,D,W)4X48L21** | *96VTN1002122A* | 32000 | 47500 | 17.5 | 12 | 8.1 | 1.96 | 65 | 51 | 210464173
AIRQUEST | HVH837GKA2*+TSTAT | EN(A,D,W)4X48L21** | *96VTN1002122A* | 32000 | 47500 | 17.5 | 12 | 8.1 | 1.96 | 65 | 51 | 210464170
HEIL | HVH837GKA2*+TSTAT | EN(A,D,W)4X48L21** | *96VTN1002122A* | 32000 | 47500 | 17.5 | 12 | 8.1 | 1.96 | 65 | 51 | 210464168
BRYANT HEATING AND COOLING SYSTEMS | 288BNV037*0**B*+TSTAT | CNPV*4821AL* | 926TB66100V21*** | 32000 | 47500 | 17.5 | 12 | 8.1 | 1.96 | 65 | 51 | 210464167
CARRIER | 25VNA837A*031*+TSTAT | CNPV*4821AL* | GG96VTAA60100C | 32000 | 47500 | 17.5 | 12 | 8.1 | 1.96 | 65 | 51 | 210464166
CARRIER | 25VNA837A*031*+TSTAT | CNPV*4821AL* | 59TP6B100V21**22 | 32000 | 47500 | 17.5 | 12 | 8.1 | 1.96 | 65 | 51 | 210464165
AIRQUEST | HVH837GKA2*+TSTAT | EN(A,D,W)4X48L21** | *96VSN0802120A* | 31800 | 47500 | 17.5 | 11.7 | 8.1 | 1.94 | 65 | 51 | 210464125
TEMPSTAR | TVH837GKA2*+TSTAT | EN(A,D,W)4X48L21** | *96VSN1002120A* | 31800 | 47500 | 17.5 | 11.7 | 8.1 | 1.94 | 64 | 51 | 210464142
ARCOAIRE | HVH837GKA2*+TSTAT | EN(A,D,W)4X48L21** | *96VSN1002120A* | 31800 | 47500 | 17.5 | 11.7 | 8.1 | 1.94 | 64 | 51 | 210464137
COMFORTMAKER | CVH837GKA2*+TSTAT | EN(A,D,W)4X48L21** | *96VSN1002120A* | 31800 | 47500 | 17.5 | 11.7 | 8.1 | 1.94 | 64 | 51 | 210464138
DAY & NIGHT | CVH837GKA2*+TSTAT | EN(A,D,W)4X48L21** | *96VSN1002120A* | 31800 | 47500 | 17.5 | 11.7 | 8.1 | 1.94 | 64 | 51 | 210464139
KENMORE | (C,H,T)VH837GKA2*+TSTAT | EN(A,D,W)4X48L21** | *96VSN1002120A* | 31800 | 47500 | 17.5 | 11.7 | 8.1 | 1.94 | 64 | 51 | 210464141
KEEPRITE | CVH837GKA2*+TSTAT | EN(A,D,W)4X48L21** | *96VSN1002120A* | 31800 | 47500 | 17.5 | 11.7 | 8.1 | 1.94 | 64 | 51 | 210464140
CARRIER | 25VNA837A*031*+TSTAT | CNPV*4821AL* | 59SP6A100V21**20 | 31800 | 47500 | 17.5 | 11.7 | 8.1 | 1.94 | 64 | 51 | 210464132
AIRQUEST | HVH837GKA2*+TSTAT | EN(A,D,W)4X48L21** | *96VSN1002120A* | 31800 | 47500 | 17.5 | 11.7 | 8.1 | 1.94 | 64 | 51 | 210464136
HEIL | HVH837GKA2*+TSTAT | EN(A,D,W)4X48L21** | *96VSN1002120A* | 31800 | 47500 | 17.5 | 11.7 | 8.1 | 1.94 | 64 | 51 | 210464134
TEMPSTAR | TVH837GKA2*+TSTAT | EN(A,D,W)4X48L21** | *96VSN0802120A* | 31800 | 47500 | 17.5 | 11.7 | 8.1 | 1.94 | 65 | 51 | 210464131
BRYANT HEATING AND COOLING SYSTEMS | 288BNV037*0**B*+TSTAT | CNPV*4821AL* | 926SA60100V21*** | 31800 | 47500 | 17.5 | 11.7 | 8.1 | 1.94 | 64 | 51 | 210464133
KENMORE | (C,H,T)VH837GKA2*+TSTAT | EN(A,D,W)4X48L21** | *96VSN0802120A* | 31800 | 47500 | 17.5 | 11.7 | 8.1 | 1.94 | 65 | 51 | 210464130
KEEPRITE | CVH837GKA2*+TSTAT | EN(A,D,W)4X48L21** | *96VSN0802120A* | 31800 | 47500 | 17.5 | 11.7 | 8.1 | 1.94 | 65 | 51 | 210464129
DAY & NIGHT | CVH837GKA2*+TSTAT | EN(A,D,W)4X48L21** | *96VSN0802120A* | 31800 | 47500 | 17.5 | 11.7 | 8.1 | 1.94 | 65 | 51 | 210464128
COMFORTMAKER | CVH837GKA2*+TSTAT | EN(A,D,W)4X48L21** | *96VSN0802120A* | 31800 | 47500 | 17.5 | 11.7 | 8.1 | 1.94 | 65 | 51 | 210464127
ARCOAIRE | HVH837GKA2*+TSTAT | EN(A,D,W)4X48L21** | *96VSN0802120A* | 31800 | 47500 | 17.5 | 11.7 | 8.1 | 1.94 | 65 | 51 | 210464126
HEIL | HVH837GKA2*+TSTAT | EN(A,D,W)4X48L21** | *96VSN0802120A* | 31800 | 47500 | 17.5 | 11.7 | 8.1 | 1.94 | 65 | 51 | 210464123
CARRIER | 25VNA837A*031*+TSTAT | CNPV*4821AL* | 59SP6A080V21**20 | 31800 | 47500 | 17.5 | 11.7 | 8.1 | 1.94 | 65 | 51 | 210464121
BRYANT HEATING AND COOLING SYSTEMS | 288BNV037*0**B*+TSTAT | CNPV*4821AL* | 926SA60080V21*** | 31800 | 47500 | 17.5 | 11.7 | 8.1 | 1.94 | 65 | 51 | 210464122
KENMORE | (C,H,T)VH837GKA2*+TSTAT | EA*4X61L24A* | *96VTN1002120A* | 32800 | 46500 | 18 | 11.7 | 8.1 | 1.96 | 66 | 52 | 210461978
DAY & NIGHT | CVH837GKA2*+TSTAT | EA*4X61L24A* | *96VTN1002120A* | 32800 | 46500 | 18 | 11.7 | 8.1 | 1.96 | 66 | 52 | 210461976
COMFORTMAKER | CVH837GKA2*+TSTAT | EA*4X61L24A* | *96VTN1002120A* | 32800 | 46500 | 18 | 11.7 | 8.1 | 1.96 | 66 | 52 | 210461975
ARCOAIRE | HVH837GKA2*+TSTAT | EA*4X61L24A* | *96VTN1002120A* | 32800 | 46500 | 18 | 11.7 | 8.1 | 1.96 | 66 | 52 | 210461974
AIRQUEST | HVH837GKA2*+TSTAT | EA*4X61L24A* | *96VTN1002120A* | 32800 | 46500 | 18 | 11.7 | 8.1 | 1.96 | 66 | 52 | 210461973
HEIL | HVH837GKA2*+TSTAT | EA*4X61L24A* | *96VTN1002120A* | 32800 | 46500 | 18 | 11.7 | 8.1 | 1.96 | 66 | 52 | 210461971
BRYANT HEATING AND COOLING SYSTEMS | 288BNV037*0**B*+TSTAT | CAP**6124AL* | 926TB60100V21*** | 32800 | 46500 | 18 | 11.7 | 8.1 | 1.96 | 66 | 52 | 210461970
TEMPSTAR | TVH837GKA2*+TSTAT | EA*4X61L24A* | *96VTN0802120A* | 32800 | 47000 | 18 | 11.7 | 8.1 | 1.98 | 65 | 52 | 210461968
KEEPRITE | CVH837GKA2*+TSTAT | EA*4X61L24A* | *96VTN0802120A* | 32800 | 47000 | 18 | 11.7 | 8.1 | 1.98 | 65 | 52 | 210461966
KENMORE | (C,H,T)VH837GKA2*+TSTAT | EA*4X61L24A* | *96VTN0802120A* | 32800 | 47000 | 18 | 11.7 | 8.1 | 1.98 | 65 | 52 | 210461967
COMFORTMAKER | CVH837GKA2*+TSTAT | EA*4X61L24A* | *96VTN0802120A* | 32800 | 47000 | 18 | 11.7 | 8.1 | 1.98 | 65 | 52 | 210461964
DAY & NIGHT | CVH837GKA2*+TSTAT | EA*4X61L24A* | *96VTN0802120A* | 32800 | 47000 | 18 | 11.7 | 8.1 | 1.98 | 65 | 52 | 210461965
ARCOAIRE | HVH837GKA2*+TSTAT | EA*4X61L24A* | *96VTN0802120A* | 32800 | 47000 | 18 | 11.7 | 8.1 | 1.98 | 65 | 52 | 210461963
AIRQUEST | HVH837GKA2*+TSTAT | EA*4X61L24A* | *96VTN0802120A* | 32800 | 47000 | 18 | 11.7 | 8.1 | 1.98 | 65 | 52 | 210461962
HEIL | HVH837GKA2*+TSTAT | EA*4X61L24A* | *96VTN0802120A* | 32800 | 47000 | 18 | 11.7 | 8.1 | 1.98 | 65 | 52 | 210461960
BRYANT HEATING AND COOLING SYSTEMS | 288BNV037*0**B*+TSTAT | CAP**6124AL* | 926TB60080V21*** | 32800 | 47000 | 18 | 11.7 | 8.1 | 1.98 | 65 | 52 | 210461959
CARRIER | 25VNA837A*031*+TSTAT | CAP**6124AL* | 59TP6B080V21**20 | 32800 | 47000 | 18 | 11.7 | 8.1 | 1.98 | 65 | 17 | 210461958
CARRIER | 25VNA837A*031*+TSTAT | CNPV*4821AL* | 58SP*A090V21**20 | 31600 | 47500 | 17.5 | 11.7 | 8.1 | 1.94 | 64 | 51 | 210464254
TEMPSTAR | TVH837GKA2*+TSTAT | EN(A,D,W)4X48L21** | *80VSL0702120A* | 31600 | 47500 | 17 | 11.7 | 8.1 | 1.94 | 64 | 51 | 210464253
DAY & NIGHT | CVH837GKA2*+TSTAT | EN(A,D,W)4X48L21** | *80VSL0702120A* | 31600 | 47500 | 17 | 11.7 | 8.1 | 1.94 | 64 | 51 | 210464250
KEEPRITE | CVH837GKA2*+TSTAT | EN(A,D,W)4X48L21** | *80VSL0702120A* | 31600 | 47500 | 17 | 11.7 | 8.1 | 1.94 | 64 | 51 | 210464251
COMFORTMAKER | CVH837GKA2*+TSTAT | EN(A,D,W)4X48L21** | *80VSL0702120A* | 31600 | 47500 | 17 | 11.7 | 8.1 | 1.94 | 64 | 51 | 210464249
AIRQUEST | HVH837GKA2*+TSTAT | EN(A,D,W)4X48L21** | *80VSL0701716A* | 31800 | 48000 | 17 | 11.7 | 8.1 | 1.94 | 64 | 51 | 210464236
BRYANT HEATING AND COOLING SYSTEMS | 288BNV037*0**B*+TSTAT | CNPV*4821AL* | 82*SA48070V17*** | 31800 | 48000 | 17 | 11.7 | 8.1 | 1.94 | 64 | 51 | 210464233
ARCOAIRE | HVH837GKA2*+TSTAT | EN(A,D,W)4X48L21** | *80VSL0702120A* | 31600 | 47500 | 17 | 11.7 | 8.1 | 1.94 | 64 | 51 | 210464248
AIRQUEST | HVH837GKA2*+TSTAT | EN(A,D,W)4X48L21** | *80VSL0702120A* | 31600 | 47500 | 17 | 11.7 | 8.1 | 1.94 | 64 | 51 | 210464247
HEIL | HVH837GKA2*+TSTAT | EN(A,D,W)4X48L21** | *80VSL0702120A* | 31600 | 47500 | 17 | 11.7 | 8.1 | 1.94 | 64 | 51 | 210464245
CARRIER | 25VNA837A*031*+TSTAT | CNPV*4821AL* | 58SP*A070V21**20 | 31600 | 47500 | 17 | 11.7 | 8.1 | 1.94 | 64 | 51 | 210464243
BRYANT HEATING AND COOLING SYSTEMS | 288BNV037*0**B*+TSTAT | CNPV*4821AL* | 82*SA60070V21*** | 31600 | 47500 | 17 | 11.7 | 8.1 | 1.94 | 64 | 51 | 210464244
TEMPSTAR | TVH837GKA2*+TSTAT | EN(A,D,W)4X48L21** | *80VSL0701716A* | 31800 | 48000 | 17 | 11.7 | 8.1 | 1.94 | 64 | 51 | 210464242
KEEPRITE | CVH837GKA2*+TSTAT | EN(A,D,W)4X48L21** | *80VSL0701716A* | 31800 | 48000 | 17 | 11.7 | 8.1 | 1.94 | 64 | 51 | 210464240
KENMORE | (C,H,T)VH837GKA2*+TSTAT | EN(A,D,W)4X48L21** | *80VSL0701716A* | 31800 | 48000 | 17 | 11.7 | 8.1 | 1.94 | 64 | 51 | 210464241
COMFORTMAKER | CVH837GKA2*+TSTAT | EN(A,D,W)4X48L21** | *80VSL0701716A* | 31800 | 48000 | 17 | 11.7 | 8.1 | 1.94 | 64 | 51 | 210464238
DAY & NIGHT | CVH837GKA2*+TSTAT | EN(A,D,W)4X48L21** | *80VSL0701716A* | 31800 | 48000 | 17 | 11.7 | 8.1 | 1.94 | 64 | 51 | 210464239
ARCOAIRE | HVH837GKA2*+TSTAT | EN(A,D,W)4X48L21** | *80VSL0701716A* | 31800 | 48000 | 17 | 11.7 | 8.1 | 1.94 | 64 | 51 | 210464237
HEIL | HVH837GKA2*+TSTAT | EN(A,D,W)4X48L21** | *80VSL0701716A* | 31800 | 48000 | 17 | 11.7 | 8.1 | 1.94 | 64 | 51 | 210464234
CARRIER | 25VNA837A*031*+TSTAT | CNPV*4821AL* | 58SP*A070V17**16 | 31800 | 48000 | 17 | 11.7 | 8.1 | 1.94 | 64 | 50 | 210464232
COMFORTMAKER | CVH837GKA2*+TSTAT | EN(A,D,W)4X48L21** | *96VTN1002122A* | 32000 | 47500 | 17.5 | 12 | 8.1 | 1.96 | 65 | 51 | 210464172
TEMPSTAR | TVH837GKA2* | EA*4X60L24A*+WALLCON | *96CTN1002122A* | 32800 | 31800 | 17.5 | 11.7 | 8.5 | 2 | 97 | 78 | 210470351
TEMPSTAR | TVH837GKA2*+TSTAT | EA*4X61L24A* | *96VTN1002120A* | 32800 | 46500 | 18 | 11.7 | 8.1 | 1.96 | 66 | 52 | 210461979
KEEPRITE | CVH837GKA2*+TSTAT | EA*4X61L24A* | *96VTN1002120A* | 32800 | 46500 | 18 | 11.7 | 8.1 | 1.96 | 66 | 52 | 210461977
TEMPSTAR | TVH837GKA2*+TSTAT | EN(A,D,W)4X48L21** | *80VTL0701716A* | 32000 | 48000 | 17.5 | 11.7 | 8.1 | 1.94 | 65 | 51 | 210464311
CARRIER | 25VNA837A*031*+TSTAT | CNPV*4821AL* | 58TP*A070V17**16 | 32000 | 48000 | 17.5 | 11.7 | 8.1 | 1.94 | 65 | 50 | 210464301
KENMORE | (C,H,T)VH837GKA2*+TSTAT | EN(A,D,W)4X48L21** | *80VTL0701716A* | 32000 | 48000 | 17.5 | 11.7 | 8.1 | 1.94 | 65 | 51 | 210464310
KEEPRITE | CVH837GKA2*+TSTAT | EN(A,D,W)4X48L21** | *80VTL0701716A* | 32000 | 48000 | 17.5 | 11.7 | 8.1 | 1.94 | 65 | 51 | 210464309
ARCOAIRE | HVH837GKA2*+TSTAT | EN(A,D,W)4X48L21** | *80VTL0701716A* | 32000 | 48000 | 17.5 | 11.7 | 8.1 | 1.94 | 65 | 51 | 210464306
DAY & NIGHT | CVH837GKA2*+TSTAT | EN(A,D,W)4X48L21** | *80VTL0701716A* | 32000 | 48000 | 17.5 | 11.7 | 8.1 | 1.94 | 65 | 51 | 210464308
COMFORTMAKER | CVH837GKA2*+TSTAT | EN(A,D,W)4X48L21** | *80VTL0701716A* | 32000 | 48000 | 17.5 | 11.7 | 8.1 | 1.94 | 65 | 51 | 210464307
AIRQUEST | HVH837GKA2*+TSTAT | EN(A,D,W)4X48L21** | *80VTL0701716A* | 32000 | 48000 | 17.5 | 11.7 | 8.1 | 1.94 | 65 | 51 | 210464305
HEIL | HVH837GKA2*+TSTAT | EN(A,D,W)4X48L21** | *80VSL0902120A* | 31600 | 47500 | 17.5 | 11.7 | 8.1 | 1.94 | 64 | 51 | 210464256
HEIL | HVH837GKA2*+TSTAT | EN(A,D,W)4X48L21** | *80VTL0701716A* | 32000 | 48000 | 17.5 | 11.7 | 8.1 | 1.94 | 65 | 51 | 210464303
BRYANT HEATING AND COOLING SYSTEMS | 288BNV037*0**B*+TSTAT | CNPV*4821AL* | 82*TA48070V17*** | 32000 | 48000 | 17.5 | 11.7 | 8.1 | 1.94 | 65 | 51 | 210464302
KEEPRITE | CVH837GKA2*+TSTAT | EN(A,D,W)4X48L21** | *80VTL0902120A* | 31600 | 47500 | 17.5 | 11.7 | 8.1 | 1.94 | 64 | 51 | 210464275
TEMPSTAR | TVH837GKA2*+TSTAT | EN(A,D,W)4X48L21** | *80VTL0902120A* | 31600 | 47500 | 17.5 | 11.7 | 8.1 | 1.94 | 64 | 51 | 210464277
KENMORE | (C,H,T)VH837GKA2*+TSTAT | EN(A,D,W)4X48L21** | *80VTL0902120A* | 31600 | 47500 | 17.5 | 11.7 | 8.1 | 1.94 | 64 | 51 | 210464276
ARCOAIRE | HVH837GKA2*+TSTAT | EN(A,D,W)4X48L21** | *80VTL0902120A* | 31600 | 47500 | 17.5 | 11.7 | 8.1 | 1.94 | 64 | 51 | 210464272
AIRQUEST | HVH837GKA2*+TSTAT | EN(A,D,W)4X48L21** | *80VTL0902120A* | 31600 | 47500 | 17.5 | 11.7 | 8.1 | 1.94 | 64 | 51 | 210464271
COMFORTMAKER | CVH837GKA2*+TSTAT | EN(A,D,W)4X48L21** | *80VTL0902120A* | 31600 | 47500 | 17.5 | 11.7 | 8.1 | 1.94 | 64 | 51 | 210464273
HEIL | HVH837GKA2*+TSTAT | EN(A,D,W)4X48L21** | *80VTL0902120A* | 31600 | 47500 | 17.5 | 11.7 | 8.1 | 1.94 | 64 | 51 | 210464269
BRYANT HEATING AND COOLING SYSTEMS | 288BNV037*0**B*+TSTAT | CNPV*4821AL* | 82*TA60090V21*** | 31600 | 47500 | 17.5 | 11.7 | 8.1 | 1.94 | 64 | 51 | 210464268
CARRIER | 25VNA837A*031*+TSTAT | CNPV*4821AL* | 58TP*A090V21**20 | 31600 | 47500 | 17.5 | 11.7 | 8.1 | 1.94 | 64 | 51 | 210464267
BRYANT HEATING AND COOLING SYSTEMS | 288BNV037*0**B*+TSTAT | CNPV*4821AL* | 82*TA48090V17*** | 31800 | 47500 | 17.5 | 11.7 | 8.1 | 1.94 | 65 | 51 | 210464266
CARRIER | 25VNA837A*031*+TSTAT | CNPV*4821AL* | 58TP*A090V17**16 | 31800 | 47500 | 17.5 | 11.7 | 8.1 | 1.94 | 65 | 51 | 210464265
TEMPSTAR | TVH837GKA2*+TSTAT | EN(A,D,W)4X48L21** | *80VSL0902120A* | 31600 | 47500 | 17.5 | 11.7 | 8.1 | 1.94 | 64 | 51 | 210464264
DAY & NIGHT | CVH837GKA2*+TSTAT | EN(A,D,W)4X48L21** | *80VSL0902120A* | 31600 | 47500 | 17.5 | 11.7 | 8.1 | 1.94 | 64 | 51 | 210464261
KENMORE | (C,H,T)VH837GKA2*+TSTAT | EN(A,D,W)4X48L21** | *80VSL0902120A* | 31600 | 47500 | 17.5 | 11.7 | 8.1 | 1.94 | 64 | 51 | 210464263
KEEPRITE | CVH837GKA2*+TSTAT | EN(A,D,W)4X48L21** | *80VSL0902120A* | 31600 | 47500 | 17.5 | 11.7 | 8.1 | 1.94 | 64 | 51 | 210464262
COMFORTMAKER | CVH837GKA2*+TSTAT | EN(A,D,W)4X48L21** | *80VSL0902120A* | 31600 | 47500 | 17.5 | 11.7 | 8.1 | 1.94 | 64 | 51 | 210464260
ARCOAIRE | HVH837GKA2*+TSTAT | EN(A,D,W)4X48L21** | *80VSL0902120A* | 31600 | 47500 | 17.5 | 11.7 | 8.1 | 1.94 | 64 | 51 | 210464259
BRYANT HEATING AND COOLING SYSTEMS | 288BNV037*0**B*+TSTAT | CNPV*4821AL* | 82*SA60090V21*** | 31600 | 47500 | 17.5 | 11.7 | 8.1 | 1.94 | 64 | 51 | 210464255
AIRQUEST | HVH837GKA2*+TSTAT | EN(A,D,W)4X48L21** | *80VSL0902120A* | 31600 | 47500 | 17.5 | 11.7 | 8.1 | 1.94 | 64 | 51 | 210464258
CARRIER | 25VNA837A*031*+TSTAT | CAP**4321AL* | GG96VTAA60100C | 32200 | 47500 | 17.5 | 11.7 | 8.5 | 1.98 | 65 | 51 | 210459734
CARRIER | 25VNA837A*031*+TSTAT | CAP**4321AL* | 59TP6B100V21**22 | 32200 | 47500 | 17.5 | 11.7 | 8.5 | 1.98 | 65 | 17 | 210459733
DAY & NIGHT | CVH837GKA2*+TSTAT | EN(A,D,W)4X60L24** | *80VTL0902120A* | 32200 | 47000 | 17.5 | 12 | 8.1 | 1.94 | 65 | 51 | 210465018
ARCOAIRE | HVH837GKA2*+TSTAT | EN(A,D,W)4X60L24** | *80VTL0902120A* | 32200 | 47000 | 17.5 | 12 | 8.1 | 1.94 | 65 | 51 | 210465016
TEMPSTAR | TVH837GKA2*+TSTAT | EN(A,D,W)4X60L24** | *80VTL0902120A* | 32200 | 47000 | 17.5 | 12 | 8.1 | 1.94 | 65 | 51 | 210465021
KENMORE | (C,H,T)VH837GKA2*+TSTAT | EN(A,D,W)4X60L24** | *80VTL0902120A* | 32200 | 47000 | 17.5 | 12 | 8.1 | 1.94 | 65 | 51 | 210465020
CARRIER | 25VNA837A*031*+TSTAT | CNPV*6024AL* | 58TP*A135V24**22 | 32200 | 47000 | 18 | 12 | 8.1 | 1.94 | 65 | 51 | 210465022
BRYANT HEATING AND COOLING SYSTEMS | 288BNV037*0**B*+TSTAT | CNPV*6024AL* | 82*TA66135V24*** | 32200 | 47000 | 18 | 12 | 8.1 | 1.94 | 65 | 51 | 210465023
KEEPRITE | CVH837GKA2*+TSTAT | EN(A,D,W)4X60L24** | *80VTL0902120A* | 32200 | 47000 | 17.5 | 12 | 8.1 | 1.94 | 65 | 51 | 210465019
COMFORTMAKER | CVH837GKA2*+TSTAT | EN(A,D,W)4X60L24** | *80VTL0902120A* | 32200 | 47000 | 17.5 | 12 | 8.1 | 1.94 | 65 | 51 | 210465017
CARRIER | 25VNA837A*031*+TSTAT | CNPV*6024AL* | 59TP6B120V24**22 | 32200 | 47000 | 17.5 | 12 | 8.1 | 1.94 | 65 | 51 | 210465024
CARRIER | 25VNA837A*031*+TSTAT | CNPV*6024AL* | GG96VTAA66120D | 32200 | 47000 | 17.5 | 12 | 8.1 | 1.94 | 65 | 51 | 210465025
BRYANT HEATING AND COOLING SYSTEMS | 288BNV037*0**B*+TSTAT | CNPV*6024AL* | 926TB66120V24*** | 32200 | 47000 | 17.5 | 12 | 8.1 | 1.94 | 65 | 51 | 210465026
HEIL | HVH837GKA2*+TSTAT | EN(A,D,W)4X60L24** | *96VTN1202422A* | 32200 | 47000 | 17.5 | 12 | 8.1 | 1.94 | 65 | 51 | 210465027
DAY & NIGHT | CVH837GKA2*+TSTAT | EN(A,D,W)4X60L24** | *96VTN1202422A* | 32200 | 47000 | 17.5 | 12 | 8.1 | 1.94 | 65 | 51 | 210465032
KEEPRITE | CVH837GKA2*+TSTAT | EN(A,D,W)4X60L24** | *96VTN1202422A* | 32200 | 47000 | 17.5 | 12 | 8.1 | 1.94 | 65 | 51 | 210465033
KENMORE | (C,H,T)VH837GKA2*+TSTAT | EN(A,D,W)4X60L24** | *96VTN1202422A* | 32200 | 47000 | 17.5 | 12 | 8.1 | 1.94 | 65 | 51 | 210465034
TEMPSTAR | TVH837GKA2*+TSTAT | EN(A,D,W)4X60L24** | *96VTN1202422A* | 32200 | 47000 | 17.5 | 12 | 8.1 | 1.94 | 65 | 51 | 210465035
AIRQUEST | HVH837GKA2*+TSTAT | EN(A,D,W)4X60L24** | *96VTN1202422A* | 32200 | 47000 | 17.5 | 12 | 8.1 | 1.94 | 65 | 51 | 210465029
COMFORTMAKER | CVH837GKA2*+TSTAT | EN(A,D,W)4X60L24** | *96VTN1202422A* | 32200 | 47000 | 17.5 | 12 | 8.1 | 1.94 | 65 | 51 | 210465031
ARCOAIRE | HVH837GKA2*+TSTAT | EN(A,D,W)4X60L24** | *96VTN1202422A* | 32200 | 47000 | 17.5 | 12 | 8.1 | 1.94 | 65 | 51 | 210465030
COMFORTMAKER | CVH837GKA2* | EA*4X60L24A*+WALLCON | *97CMN1202422A* | 32800 | 32000 | 17.5 | 11.7 | 8.5 | 1.98 | 98 | 78 | 210470325
KEEPRITE | CVH837GKA2* | EA*4X60L24A*+WALLCON | *97CMN1202422A* | 32800 | 32000 | 17.5 | 11.7 | 8.5 | 1.98 | 98 | 78 | 210470327
DAY & NIGHT | CVH837GKA2* | EA*4X60L24A*+WALLCON | *97CMN1202422A* | 32800 | 32000 | 17.5 | 11.7 | 8.5 | 1.98 | 98 | 78 | 210470326
TEMPSTAR | TVH837GKA2* | EA*4X60L24A*+WALLCON | *97CMN1202422A* | 32800 | 32000 | 17.5 | 11.7 | 8.5 | 1.98 | 98 | 78 | 210470329
ARCOAIRE | HVH837GKA2* | EA*4X60L24A*+WALLCON | *97CMN1202422A* | 32800 | 32000 | 17.5 | 11.7 | 8.5 | 1.98 | 98 | 78 | 210470324
HEIL | HVH837GKA2* | EA*4X60L24A*+WALLCON | *96CTN1002122A* | 32800 | 31800 | 17.5 | 11.7 | 8.5 | 2 | 97 | 78 | 210470343
CARRIER | 25VNA837A*031* | CAP**6024AL*+UI | 59TN6B100C21**22 | 32800 | 31800 | 17.5 | 11.7 | 8.5 | 2 | 97 | 78 | 210470341
BRYANT HEATING AND COOLING SYSTEMS | 288BNV037*0**B* | CAP**6024AL*+UI | 986TC66100C21*** | 32800 | 31800 | 17.5 | 11.7 | 8.5 | 2 | 97 | 78 | 210470342
ARCOAIRE | HVH837GKA2* | EA*4X60L24A*+WALLCON | *96CTN1002122A* | 32800 | 31800 | 17.5 | 11.7 | 8.5 | 2 | 97 | 78 | 210470346
AIRQUEST | HVH837GKA2* | EA*4X60L24A*+WALLCON | *96CTN1002122A* | 32800 | 31800 | 17.5 | 11.7 | 8.5 | 2 | 97 | 78 | 210470345
KENMORE | (C,H,T)VH837GKA2* | EA*4X60L24A*+WALLCON | *96CTN1002122A* | 32800 | 31800 | 17.5 | 11.7 | 8.5 | 2 | 97 | 78 | 210470350
DAY & NIGHT | CVH837GKA2* | EA*4X60L24A*+WALLCON | *96CTN1002122A* | 32800 | 31800 | 17.5 | 11.7 | 8.5 | 2 | 97 | 78 | 210470348
HEIL | HVH837GKA2*+TSTAT | EA*4X61L21A* | *96VTN1002122A* | 32800 | 46500 | 18 | 11.7 | 8.1 | 1.96 | 65 | 52 | 210461325
CARRIER | 25VNA837A*031*+TSTAT | CAP**6121AL* | GG96VTAA60100C | 32800 | 46500 | 18 | 11.7 | 8.1 | 1.96 | 65 | 52 | 210461323
CARRIER | 25VNA837A*031*+TSTAT | CAP**6121AL* | 59TP6B100V21**22 | 32800 | 46500 | 18 | 11.7 | 8.1 | 1.96 | 65 | 52 | 210461322
TEMPSTAR | TVH837GKA2*+TSTAT | EA*4X61L21A* | *96VSN1002120A* | 32400 | 46000 | 17.5 | 11.7 | 8.1 | 1.96 | 66 | 53 | 210461310
KEEPRITE | CVH837GKA2*+TSTAT | EA*4X61L21A* | *96VSN1002120A* | 32400 | 46000 | 17.5 | 11.7 | 8.1 | 1.96 | 66 | 53 | 210461308
DAY & NIGHT | CVH837GKA2*+TSTAT | EA*4X61L21A* | *96VSN1002120A* | 32400 | 46000 | 17.5 | 11.7 | 8.1 | 1.96 | 66 | 53 | 210461307
TEMPSTAR | TVH837GKA2* | EA*4X61L21A*+WALLCON | *80CTL0901716A* | 33200 | 32000 | 18 | 12 | 8.5 | 2 | 98 | 78 | 210470505
KENMORE | (C,H,T)VH837GKA2* | EA*4X61L21A*+WALLCON | *80CTL0901716A* | 33200 | 32000 | 18 | 12 | 8.5 | 2 | 98 | 78 | 210470504
DAY & NIGHT | CVH837GKA2* | EA*4X61L21A*+WALLCON | *80CTL0901716A* | 33200 | 32000 | 18 | 12 | 8.5 | 2 | 98 | 78 | 210470502
KEEPRITE | CVH837GKA2* | EA*4X61L21A*+WALLCON | *80CTL0901716A* | 33200 | 32000 | 18 | 12 | 8.5 | 2 | 98 | 78 | 210470503
TEMPSTAR | TVH837GKA2* | EA*4X61L21A*+WALLCON | *96CTN1002122A* | 33200 | 32000 | 17.5 | 12 | 8.5 | 2 | 98 | 78 | 210470494
KENMORE | (C,H,T)VH837GKA2* | EA*4X61L21A*+WALLCON | *96CTN1002122A* | 33200 | 32000 | 17.5 | 12 | 8.5 | 2 | 98 | 78 | 210470493
COMFORTMAKER | CVH837GKA2* | EA*4X61L21A*+WALLCON | *80CTL0901716A* | 33200 | 32000 | 18 | 12 | 8.5 | 2 | 98 | 78 | 210470501
ARCOAIRE | HVH837GKA2* | EA*4X61L21A*+WALLCON | *80CTL0901716A* | 33200 | 32000 | 18 | 12 | 8.5 | 2 | 98 | 78 | 210470500
AIRQUEST | HVH837GKA2* | EA*4X61L21A*+WALLCON | *80CTL0901716A* | 33200 | 32000 | 18 | 12 | 8.5 | 2 | 98 | 78 | 210470499
HEIL | HVH837GKA2* | EA*4X61L21A*+WALLCON | *80CTL0901716A* | 33200 | 32000 | 18 | 12 | 8.5 | 2 | 98 | 78 | 210470497
BRYANT HEATING AND COOLING SYSTEMS | 288BNV037*0**B* | CAP**6121AL*+UI | 88*TA48090C17*** | 33200 | 32000 | 18 | 12 | 8.5 | 2 | 98 | 78 | 210470496
COMFORTMAKER | CVH837GKA2* | EA*4X61L21A*+WALLCON | *96CTN1002122A* | 33200 | 32000 | 17.5 | 12 | 8.5 | 2 | 98 | 78 | 210470490
DAY & NIGHT | CVH837GKA2* | EA*4X61L21A*+WALLCON | *96CTN1002122A* | 33200 | 32000 | 17.5 | 12 | 8.5 | 2 | 98 | 78 | 210470491
KEEPRITE | CVH837GKA2* | EA*4X61L21A*+WALLCON | *96CTN1002122A* | 33200 | 32000 | 17.5 | 12 | 8.5 | 2 | 98 | 78 | 210470492
ARCOAIRE | HVH837GKA2* | EA*4X61L21A*+WALLCON | *96CTN1002122A* | 33200 | 32000 | 17.5 | 12 | 8.5 | 2 | 98 | 78 | 210470489
AIRQUEST | HVH837GKA2* | EA*4X61L21A*+WALLCON | *96CTN1002122A* | 33200 | 32000 | 17.5 | 12 | 8.5 | 2 | 98 | 78 | 210470488
HEIL | HVH837GKA2* | EA*4X61L21A*+WALLCON | *96CTN1002122A* | 33200 | 32000 | 17.5 | 12 | 8.5 | 2 | 98 | 78 | 210470486
BRYANT HEATING AND COOLING SYSTEMS | 288BNV037*0**B* | CAP**6121AL*+UI | 986TC66100C21*** | 33200 | 32000 | 17.5 | 12 | 8.5 | 2 | 98 | 78 | 210470485
CARRIER | 25VNA837A*031* | CAP**6121AL*+UI | 59TN6B100C21**22 | 33200 | 32000 | 17.5 | 12 | 8.5 | 2 | 98 | 78 | 210470484
TEMPSTAR | TVH837GKA2* | EA*4X61L21A*+WALLCON | *97CMN1002122A* | 33200 | 32000 | 17.5 | 12 | 8.5 | 2 | 98 | 78 | 210470472
KEEPRITE | CVH837GKA2* | EA*4X61L21A*+WALLCON | *97CMN1002122A* | 33200 | 32000 | 17.5 | 12 | 8.5 | 2 | 98 | 78 | 210470470
DAY & NIGHT | CVH837GKA2* | EA*4X61L21A*+WALLCON | *97CMN1002122A* | 33200 | 32000 | 17.5 | 12 | 8.5 | 2 | 98 | 78 | 210470469
COMFORTMAKER | CVH837GKA2* | EA*4X61L21A*+WALLCON | *97CMN1002122A* | 33200 | 32000 | 17.5 | 12 | 8.5 | 2 | 98 | 78 | 210470468
AIRQUEST | HVH837GKA2* | EA*4X61L21A*+WALLCON | *97CMN1002122A* | 33200 | 32000 | 17.5 | 12 | 8.5 | 2 | 98 | 78 | 210470466
DAY & NIGHT | CVH837GKA2*+TSTAT | EN(A,D,W)4X60L24** | *96VTN1002120A* | 32400 | 47500 | 17.5 | 12 | 8.1 | 1.96 | 65 | 51 | 210465153
KEEPRITE | CVH837GKA2*+TSTAT | EN(A,D,W)4X60L24** | *96VTN1002120A* | 32400 | 47500 | 17.5 | 12 | 8.1 | 1.96 | 65 | 51 | 210465154
DAY & NIGHT | CVH837GKA2*+TSTAT | EA*4X61L21A* | *96VTN1002120A* | 32600 | 46500 | 17.5 | 11.7 | 8.1 | 1.96 | 66 | 52 | 210461620
COMFORTMAKER | CVH837GKA2* | EA*4X61L21A*+WALLCON | *80CTL0701716A* | 33200 | 32200 | 17.5 | 11.7 | 8.5 | 1.98 | 98 | 78 | 210470435
KENMORE | (C,H,T)VH837GKA2*+TSTAT | EA*4X43L21A* | *96VTN1002122A* | 32200 | 47500 | 17.5 | 11.7 | 8.5 | 1.98 | 65 | 51 | 210459743
KEEPRITE | CVH837GKA2*+TSTAT | EA*4X43L21A* | *96VTN1002122A* | 32200 | 47500 | 17.5 | 11.7 | 8.5 | 1.98 | 65 | 51 | 210459742
TEMPSTAR | TVH837GKA2*+TSTAT | EA*4X43L21A* | *96VTN1002122A* | 32200 | 47500 | 17.5 | 11.7 | 8.5 | 1.98 | 65 | 51 | 210459744
DAY & NIGHT | CVH837GKA2*+TSTAT | EA*4X43L21A* | *96VTN1002122A* | 32200 | 47500 | 17.5 | 11.7 | 8.5 | 1.98 | 65 | 51 | 210459741
COMFORTMAKER | CVH837GKA2*+TSTAT | EA*4X43L21A* | *96VTN1002122A* | 32200 | 47500 | 17.5 | 11.7 | 8.5 | 1.98 | 65 | 51 | 210459740
AIRQUEST | HVH837GKA2*+TSTAT | EA*4X43L21A* | *96VTN1002122A* | 32200 | 47500 | 17.5 | 11.7 | 8.5 | 1.98 | 65 | 51 | 210459738
ARCOAIRE | HVH837GKA2*+TSTAT | EA*4X43L21A* | *96VTN1002122A* | 32200 | 47500 | 17.5 | 11.7 | 8.5 | 1.98 | 65 | 51 | 210459739
HEIL | HVH837GKA2*+TSTAT | EA*4X43L21A* | *96VTN1002122A* | 32200 | 47500 | 17.5 | 11.7 | 8.5 | 1.98 | 65 | 51 | 210459736
BRYANT HEATING AND COOLING SYSTEMS | 288BNV037*0**B*+TSTAT | CAP**4321AL* | 926TB66100V21*** | 32200 | 47500 | 17.5 | 11.7 | 8.5 | 1.98 | 65 | 51 | 210459735
COMFORTMAKER | CVH837GKA2*+TSTAT | EA*4X61L21A* | *96VSN1002120A* | 32400 | 46000 | 17.5 | 11.7 | 8.1 | 1.96 | 66 | 53 | 210461306
ARCOAIRE | HVH837GKA2*+TSTAT | EA*4X61L21A* | *96VSN1002120A* | 32400 | 46000 | 17.5 | 11.7 | 8.1 | 1.96 | 66 | 53 | 210461305
AIRQUEST | HVH837GKA2*+TSTAT | EA*4X61L21A* | *96VSN1002120A* | 32400 | 46000 | 17.5 | 11.7 | 8.1 | 1.96 | 66 | 53 | 210461304
HEIL | HVH837GKA2*+TSTAT | EA*4X61L21A* | *96VSN1002120A* | 32400 | 46000 | 17.5 | 11.7 | 8.1 | 1.96 | 66 | 53 | 210461302
BRYANT HEATING AND COOLING SYSTEMS | 288BNV037*0**B*+TSTAT | CAP**6121AL* | 926SA60100V21*** | 32400 | 46000 | 17.5 | 11.7 | 8.1 | 1.96 | 66 | 53 | 210461301
CARRIER | 25VNA837A*031*+TSTAT | CAP**6121AL* | 59SP6A100V21**20 | 32400 | 46000 | 17.5 | 11.7 | 8.1 | 1.96 | 66 | 53 | 210461300
TEMPSTAR | TVH837GKA2*+TSTAT | EA*4X61L21A* | *96VSN0802120A* | 32600 | 46500 | 17.5 | 11.7 | 8.1 | 1.96 | 65 | 52 | 210461299
KENMORE | (C,H,T)VH837GKA2*+TSTAT | EA*4X61L21A* | *96VSN0802120A* | 32600 | 46500 | 17.5 | 11.7 | 8.1 | 1.96 | 65 | 52 | 210461298
KEEPRITE | CVH837GKA2*+TSTAT | EA*4X61L21A* | *96VSN0802120A* | 32600 | 46500 | 17.5 | 11.7 | 8.1 | 1.96 | 65 | 52 | 210461297
DAY & NIGHT | CVH837GKA2*+TSTAT | EA*4X61L21A* | *96VSN0802120A* | 32600 | 46500 | 17.5 | 11.7 | 8.1 | 1.96 | 65 | 52 | 210461296
COMFORTMAKER | CVH837GKA2*+TSTAT | EA*4X61L21A* | *96VSN0802120A* | 32600 | 46500 | 17.5 | 11.7 | 8.1 | 1.96 | 65 | 52 | 210461295
ARCOAIRE | HVH837GKA2*+TSTAT | EA*4X61L21A* | *96VSN0802120A* | 32600 | 46500 | 17.5 | 11.7 | 8.1 | 1.96 | 65 | 52 | 210461294
AIRQUEST | HVH837GKA2*+TSTAT | EA*4X61L21A* | *96VSN0802120A* | 32600 | 46500 | 17.5 | 11.7 | 8.1 | 1.96 | 65 | 52 | 210461293
HEIL | HVH837GKA2*+TSTAT | EA*4X61L21A* | *96VSN0802120A* | 32600 | 46500 | 17.5 | 11.7 | 8.1 | 1.96 | 65 | 52 | 210461291
BRYANT HEATING AND COOLING SYSTEMS | 288BNV037*0**B*+TSTAT | CAP**6121AL* | 926SA60080V21*** | 32600 | 46500 | 17.5 | 11.7 | 8.1 | 1.96 | 65 | 52 | 210461290
ARCOAIRE | HVH837GKA2* | EA*4X61L21A*+WALLCON | *97CMN1002122A* | 33200 | 32000 | 17.5 | 12 | 8.5 | 2 | 98 | 78 | 210470467
HEIL | HVH837GKA2* | EA*4X61L21A*+WALLCON | *97CMN1002122A* | 33200 | 32000 | 17.5 | 12 | 8.5 | 2 | 98 | 78 | 210470464
BRYANT HEATING AND COOLING SYSTEMS | 288BNV037*0**B* | CAP**6121AL*+UI | 987MB66100C21*** | 33200 | 32000 | 17.5 | 12 | 8.5 | 2 | 98 | 78 | 210470463
CARRIER | 25VNA837A*031* | CAP**6121AL*+UI | 59MN7B100C21**22 | 33200 | 32000 | 17.5 | 12 | 8.5 | 2 | 98 | 78 | 210470462
CARRIER | 25VNA837A*031* | CAP**6121AL*+UI | 58TN*A070C17**16 | 33200 | 32200 | 17.5 | 11.7 | 8.5 | 1.98 | 98 | 78 | 210470429
ARCOAIRE | HVH837GKA2* | EA*4X61L21A*+WALLCON | *80CTL0701716A* | 33200 | 32200 | 17.5 | 11.7 | 8.5 | 1.98 | 98 | 78 | 210470434
AIRQUEST | HVH837GKA2* | EA*4X61L21A*+WALLCON | *80CTL0701716A* | 33200 | 32200 | 17.5 | 11.7 | 8.5 | 1.98 | 98 | 78 | 210470433
HEIL | HVH837GKA2* | EA*4X61L21A*+WALLCON | *80CTL0701716A* | 33200 | 32200 | 17.5 | 11.7 | 8.5 | 1.98 | 98 | 78 | 210470431
BRYANT HEATING AND COOLING SYSTEMS | 288BNV037*0**B* | CAP**6121AL*+UI | 88*TA48070C17*** | 33200 | 32200 | 17.5 | 11.7 | 8.5 | 1.98 | 98 | 78 | 210470430
HEIL | HVH837GKA2* | EA*4X60L24A*+WALLCON | *80CTL1352422A* | 32800 | 31800 | 18 | 12 | 8.5 | 2 | 97 | 78 | 210470277
AIRQUEST | HVH837GKA2*+TSTAT | EN(A,D,W)4X60L24** | *96VTN1002120A* | 32400 | 47500 | 17.5 | 12 | 8.1 | 1.96 | 65 | 51 | 210465150
HEIL | HVH837GKA2*+TSTAT | EN(A,D,W)4X60L24** | *96VTN1002120A* | 32400 | 47500 | 17.5 | 12 | 8.1 | 1.96 | 65 | 51 | 210465148
CARRIER | 25VNA837A*031*+TSTAT | CNPV*6024AL* | 59TP6B100V21**20 | 32400 | 47500 | 17.5 | 12 | 8.1 | 1.96 | 65 | 51 | 210465146
BRYANT HEATING AND COOLING SYSTEMS | 288BNV037*0**B*+TSTAT | CNPV*6024AL* | 926TB60100V21*** | 32400 | 47500 | 17.5 | 12 | 8.1 | 1.96 | 65 | 51 | 210465147
TEMPSTAR | TVH837GKA2*+TSTAT | EN(A,D,W)4X60L24** | *96VTN0802120A* | 32400 | 47500 | 17.5 | 11.7 | 8.1 | 1.96 | 65 | 51 | 210465145
HEIL | HVH837GKA2*+TSTAT | EN(A,D,W)4X60L24** | *96VTN0802120A* | 32400 | 47500 | 17.5 | 11.7 | 8.1 | 1.96 | 65 | 51 | 210465137
KENMORE | (C,H,T)VH837GKA2*+TSTAT | EN(A,D,W)4X60L24** | *96VTN1002120A* | 32400 | 47500 | 17.5 | 12 | 8.1 | 1.96 | 65 | 51 | 210465155
COMFORTMAKER | CVH837GKA2*+TSTAT | EN(A,D,W)4X60L24** | *96VTN0802120A* | 32400 | 47500 | 17.5 | 11.7 | 8.1 | 1.96 | 65 | 51 | 210465141
ARCOAIRE | HVH837GKA2*+TSTAT | EN(A,D,W)4X60L24** | *96VTN1002120A* | 32400 | 47500 | 17.5 | 12 | 8.1 | 1.96 | 65 | 51 | 210465151
TEMPSTAR | TVH837GKA2*+TSTAT | EA*4X61L21A* | *96VTN1002122A* | 32800 | 46500 | 18 | 11.7 | 8.1 | 1.96 | 65 | 52 | 210461333
KEEPRITE | CVH837GKA2*+TSTAT | EA*4X61L21A* | *96VTN1002122A* | 32800 | 46500 | 18 | 11.7 | 8.1 | 1.96 | 65 | 52 | 210461331
COMFORTMAKER | CVH837GKA2*+TSTAT | EA*4X61L21A* | *96VTN1002122A* | 32800 | 46500 | 18 | 11.7 | 8.1 | 1.96 | 65 | 52 | 210461329
DAY & NIGHT | CVH837GKA2*+TSTAT | EA*4X61L21A* | *96VTN1002122A* | 32800 | 46500 | 18 | 11.7 | 8.1 | 1.96 | 65 | 52 | 210461330
ARCOAIRE | HVH837GKA2*+TSTAT | EA*4X61L21A* | *96VTN1002122A* | 32800 | 46500 | 18 | 11.7 | 8.1 | 1.96 | 65 | 52 | 210461328
AIRQUEST | HVH837GKA2*+TSTAT | EA*4X61L21A* | *96VTN1002122A* | 32800 | 46500 | 18 | 11.7 | 8.1 | 1.96 | 65 | 52 | 210461327
TEMPSTAR | TVH837GKA2*+TSTAT | EN(A,D,W)4X60L24** | *96VTN1002120A* | 32400 | 47500 | 17.5 | 12 | 8.1 | 1.96 | 65 | 51 | 210465156
AIRQUEST | HVH837GKA2* | EA*4X60L24A*+WALLCON | *96CTN1202422A* | 32800 | 31800 | 18 | 11.7 | 8.5 | 2 | 97 | 78 | 210470290
BRYANT HEATING AND COOLING SYSTEMS | 288BNV037*0**B*+TSTAT | CAP**6121AL* | 926TB66100V21*** | 32800 | 46500 | 18 | 11.7 | 8.1 | 1.96 | 65 | 52 | 210461324
COMFORTMAKER | CVH837GKA2*+TSTAT | EN(A,D,W)4X60L24** | *96VTN1002120A* | 32400 | 47500 | 17.5 | 12 | 8.1 | 1.96 | 65 | 51 | 210465152
KEEPRITE | CVH837GKA2*+TSTAT | EN(A,D,W)4X60L24** | *96VTN0802120A* | 32400 | 47500 | 17.5 | 11.7 | 8.1 | 1.96 | 65 | 51 | 210465143
DAY & NIGHT | CVH837GKA2*+TSTAT | EN(A,D,W)4X60L24** | *96VTN0802120A* | 32400 | 47500 | 17.5 | 11.7 | 8.1 | 1.96 | 65 | 51 | 210465142
KENMORE | (C,H,T)VH837GKA2*+TSTAT | EN(A,D,W)4X60L24** | *96VTN0802120A* | 32400 | 47500 | 17.5 | 11.7 | 8.1 | 1.96 | 65 | 51 | 210465144
ARCOAIRE | HVH837GKA2*+TSTAT | EN(A,D,W)4X60L24** | *96VTN0802120A* | 32400 | 47500 | 17.5 | 11.7 | 8.1 | 1.96 | 65 | 51 | 210465140
AIRQUEST | HVH837GKA2*+TSTAT | EN(A,D,W)4X60L24** | *96VTN0802120A* | 32400 | 47500 | 17.5 | 11.7 | 8.1 | 1.96 | 65 | 51 | 210465139
BRYANT HEATING AND COOLING SYSTEMS | 288BNV037*0**B*+TSTAT | CNPV*6024AL* | 926TB60080V21*** | 32400 | 47500 | 17.5 | 11.7 | 8.1 | 1.96 | 65 | 51 | 210465136
CARRIER | 25VNA837A*031*+TSTAT | CNPV*6024AL* | 59TP6B080V21**20 | 32400 | 47500 | 17.5 | 11.7 | 8.1 | 1.96 | 65 | 51 | 210465135
TEMPSTAR | TVH837GKA2* | EA*4X61L21A*+WALLCON | *80CTL0701716A* | 33200 | 32200 | 17.5 | 11.7 | 8.5 | 1.98 | 98 | 78 | 210470439
KENMORE | (C,H,T)VH837GKA2* | EA*4X61L21A*+WALLCON | *80CTL0701716A* | 33200 | 32200 | 17.5 | 11.7 | 8.5 | 1.98 | 98 | 78 | 210470438
KEEPRITE | CVH837GKA2* | EA*4X61L21A*+WALLCON | *80CTL0701716A* | 33200 | 32200 | 17.5 | 11.7 | 8.5 | 1.98 | 98 | 78 | 210470437
DAY & NIGHT | CVH837GKA2* | EA*4X61L21A*+WALLCON | *80CTL0701716A* | 33200 | 32200 | 17.5 | 11.7 | 8.5 | 1.98 | 98 | 78 | 210470436
KENMORE | (C,H,T)VH837GKA2*+TSTAT | EN(A,D,W)4X48L21** | *96VTN0802120A* | 32000 | 48000 | 17.5 | 11.7 | 8.1 | 1.94 | 65 | 51 | 210464465
KEEPRITE | CVH837GKA2*+TSTAT | EN(A,D,W)4X48L21** | *96VTN0802120A* | 32000 | 48000 | 17.5 | 11.7 | 8.1 | 1.94 | 65 | 51 | 210464464
DAY & NIGHT | CVH837GKA2*+TSTAT | EN(A,D,W)4X48L21** | *96VTN0802120A* | 32000 | 48000 | 17.5 | 11.7 | 8.1 | 1.94 | 65 | 51 | 210464463
HEIL | HVH837GKA2*+TSTAT | EN(A,D,W)4X48L21** | *96VTN0802120A* | 32000 | 48000 | 17.5 | 11.7 | 8.1 | 1.94 | 65 | 51 | 210464458
CARRIER | 25VNA837A*031*+TSTAT | CNPV*4821AL* | 59TP6B080V21**20 | 32000 | 48000 | 17.5 | 11.7 | 8.1 | 1.94 | 65 | 50 | 210464456
COMFORTMAKER | CVH837GKA2*+TSTAT | EN(A,D,W)4X48L21** | *96VTN0802120A* | 32000 | 48000 | 17.5 | 11.7 | 8.1 | 1.94 | 65 | 51 | 210464462
ARCOAIRE | HVH837GKA2*+TSTAT | EN(A,D,W)4X48L21** | *96VTN0802120A* | 32000 | 48000 | 17.5 | 11.7 | 8.1 | 1.94 | 65 | 51 | 210464461
CARRIER | 25VNA837A*031*+TSTAT | CNPV*4821AL* | 59TP6B100V21**20 | 32000 | 48000 | 17.5 | 11.7 | 8.1 | 1.94 | 65 | 50 | 210464467
TEMPSTAR | TVH837GKA2*+TSTAT | EA*4X61L21A* | *80VTL0902120A* | 33000 | 47000 | 18 | 11.7 | 8.1 | 1.98 | 65 | 52 | 210461434
KEEPRITE | CVH837GKA2*+TSTAT | EA*4X61L21A* | *80VTL0902120A* | 33000 | 47000 | 18 | 11.7 | 8.1 | 1.98 | 65 | 52 | 210461432
KENMORE | (C,H,T)VH837GKA2*+TSTAT | EA*4X61L21A* | *80VTL0902120A* | 33000 | 47000 | 18 | 11.7 | 8.1 | 1.98 | 65 | 52 | 210461433
DAY & NIGHT | CVH837GKA2*+TSTAT | EA*4X61L21A* | *80VTL0902120A* | 33000 | 47000 | 18 | 11.7 | 8.1 | 1.98 | 65 | 52 | 210461431
COMFORTMAKER | CVH837GKA2*+TSTAT | EA*4X61L21A* | *80VTL0902120A* | 33000 | 47000 | 18 | 11.7 | 8.1 | 1.98 | 65 | 52 | 210461430
AIRQUEST | HVH837GKA2*+TSTAT | EA*4X61L21A* | *80VTL0902120A* | 33000 | 47000 | 18 | 11.7 | 8.1 | 1.98 | 65 | 52 | 210461428
BRYANT HEATING AND COOLING SYSTEMS | 288BNV037*0**B*+TSTAT | CAP**6121AL* | 82*TA60090V21*** | 33000 | 47000 | 18 | 11.7 | 8.1 | 1.98 | 65 | 52 | 210461425
BRYANT HEATING AND COOLING SYSTEMS | 288BNV037*0**B*+TSTAT | CAP**6121AL* | 82*TA48090V17*** | 32600 | 46500 | 18 | 11.7 | 8.1 | 1.96 | 65 | 52 | 210461423
ARCOAIRE | HVH837GKA2*+TSTAT | EA*4X61L21A* | *80VSL0902120A* | 33000 | 47000 | 18 | 11.7 | 8.1 | 1.98 | 65 | 52 | 210461416
CARRIER | 25VNA837A*031*+TSTAT | CAP**6121AL* | 58TP*A090V17**16 | 32600 | 46500 | 18 | 11.7 | 8.1 | 1.96 | 65 | 52 | 210461422
DAY & NIGHT | CVH837GKA2*+TSTAT | EA*4X61L21A* | *80VSL0902120A* | 33000 | 47000 | 18 | 11.7 | 8.1 | 1.98 | 65 | 52 | 210461418
KEEPRITE | CVH837GKA2*+TSTAT | EA*4X61L21A* | *80VSL0902120A* | 33000 | 47000 | 18 | 11.7 | 8.1 | 1.98 | 65 | 52 | 210461419
KENMORE | (C,H,T)VH837GKA2*+TSTAT | EA*4X61L21A* | *80VSL0902120A* | 33000 | 47000 | 18 | 11.7 | 8.1 | 1.98 | 65 | 52 | 210461420
TEMPSTAR | TVH837GKA2*+TSTAT | EA*4X61L21A* | *80VSL0902120A* | 33000 | 47000 | 18 | 11.7 | 8.1 | 1.98 | 65 | 52 | 210461421
COMFORTMAKER | CVH837GKA2*+TSTAT | EA*4X61L21A* | *80VSL0902120A* | 33000 | 47000 | 18 | 11.7 | 8.1 | 1.98 | 65 | 52 | 210461417
AIRQUEST | HVH837GKA2*+TSTAT | EA*4X61L21A* | *80VSL0902120A* | 33000 | 47000 | 18 | 11.7 | 8.1 | 1.98 | 65 | 52 | 210461415
HEIL | HVH837GKA2*+TSTAT | EA*4X61L21A* | *80VSL0902120A* | 33000 | 47000 | 18 | 11.7 | 8.1 | 1.98 | 65 | 52 | 210461413
BRYANT HEATING AND COOLING SYSTEMS | 288BNV037*0**B*+TSTAT | CAP**6121AL* | 82*SA60090V21*** | 33000 | 47000 | 18 | 11.7 | 8.1 | 1.98 | 65 | 52 | 210461412
CARRIER | 25VNA837A*031*+TSTAT | CAP**6121AL* | 58SP*A090V21**20 | 33000 | 47000 | 18 | 11.7 | 8.1 | 1.98 | 65 | 17 | 210461411
KENMORE | (C,H,T)VH837GKA2*+TSTAT | EA*4X61L21A* | *80VSL0702120A* | 32800 | 47000 | 17 | 11.7 | 8.1 | 1.96 | 65 | 52 | 210461409
TEMPSTAR | TVH837GKA2*+TSTAT | EA*4X61L21A* | *80VSL0702120A* | 32800 | 47000 | 17 | 11.7 | 8.1 | 1.96 | 65 | 52 | 210461410
KEEPRITE | CVH837GKA2*+TSTAT | EA*4X61L21A* | *80VSL0702120A* | 32800 | 47000 | 17 | 11.7 | 8.1 | 1.96 | 65 | 52 | 210461408
HEIL | HVH837GKA2*+TSTAT | EA*4X61L21A* | *80VSL0702120A* | 32800 | 47000 | 17 | 11.7 | 8.1 | 1.96 | 65 | 52 | 210461402
COMFORTMAKER | CVH837GKA2*+TSTAT | EA*4X61L21A* | *80VSL0702120A* | 32800 | 47000 | 17 | 11.7 | 8.1 | 1.96 | 65 | 52 | 210461406
ARCOAIRE | HVH837GKA2*+TSTAT | EA*4X61L21A* | *80VSL0702120A* | 32800 | 47000 | 17 | 11.7 | 8.1 | 1.96 | 65 | 52 | 210461405
AIRQUEST | HVH837GKA2*+TSTAT | EA*4X61L21A* | *80VSL0702120A* | 32800 | 47000 | 17 | 11.7 | 8.1 | 1.96 | 65 | 52 | 210461404
BRYANT HEATING AND COOLING SYSTEMS | 288BNV037*0**B*+TSTAT | CAP**6121AL* | 82*SA60070V21*** | 32800 | 47000 | 17 | 11.7 | 8.1 | 1.96 | 65 | 52 | 210461401
CARRIER | 25VNA837A*031*+TSTAT | CAP**6121AL* | 58SP*A070V21**20 | 32800 | 47000 | 17 | 11.7 | 8.1 | 1.96 | 65 | 51 | 210461400
KENMORE | (C,H,T)VH837GKA2* | EA*4X61L24A*+WALLCON | *96CTN1202422A* | 33200 | 32000 | 18 | 12 | 8.5 | 2 | 98 | 78 | 210470581
KEEPRITE | CVH837GKA2* | EA*4X61L24A*+WALLCON | *96CTN1202422A* | 33200 | 32000 | 18 | 12 | 8.5 | 2 | 98 | 78 | 210470580
ARCOAIRE | HVH837GKA2* | EA*4X61L24A*+WALLCON | *96CTN1202422A* | 33200 | 32000 | 18 | 12 | 8.5 | 2 | 98 | 78 | 210470577
AIRQUEST | HVH837GKA2* | EA*4X61L24A*+WALLCON | *96CTN1202422A* | 33200 | 32000 | 18 | 12 | 8.5 | 2 | 98 | 78 | 210470576
KENMORE | (C,H,T)VH837GKA2* | EA*4X61L24A*+WALLCON | *80CTL1352422A* | 33200 | 32000 | 18 | 12 | 8.5 | 2.02 | 98 | 78 | 210470570
HEIL | HVH837GKA2* | EA*4X61L24A*+WALLCON | *96CTN1202422A* | 33200 | 32000 | 18 | 12 | 8.5 | 2 | 98 | 78 | 210470574
BRYANT HEATING AND COOLING SYSTEMS | 288BNV037*0**B* | CAP**6124AL*+UI | 986TC66120C24*** | 33200 | 32000 | 18 | 12 | 8.5 | 2 | 98 | 78 | 210470573
HEIL | HVH837GKA2* | EA*4X61L24A*+WALLCON | *80CTL1352422A* | 33200 | 32000 | 18 | 12 | 8.5 | 2.02 | 98 | 78 | 210470563
CARRIER | 25VNA837A*031* | CAP**6124AL*+UI | 59TN6B120C24**22 | 33200 | 32000 | 18 | 12 | 8.5 | 2 | 98 | 78 | 210470572
TEMPSTAR | TVH837GKA2* | EA*4X61L24A*+WALLCON | *80CTL1352422A* | 33200 | 32000 | 18 | 12 | 8.5 | 2.02 | 98 | 78 | 210470571
KEEPRITE | CVH837GKA2* | EA*4X61L24A*+WALLCON | *80CTL1352422A* | 33200 | 32000 | 18 | 12 | 8.5 | 2.02 | 98 | 78 | 210470569
DAY & NIGHT | CVH837GKA2* | EA*4X61L24A*+WALLCON | *80CTL1352422A* | 33200 | 32000 | 18 | 12 | 8.5 | 2.02 | 98 | 78 | 210470568
ARCOAIRE | HVH837GKA2* | EA*4X61L24A*+WALLCON | *80CTL1352422A* | 33200 | 32000 | 18 | 12 | 8.5 | 2.02 | 98 | 78 | 210470566
AIRQUEST | HVH837GKA2* | EA*4X61L24A*+WALLCON | *80CTL1352422A* | 33200 | 32000 | 18 | 12 | 8.5 | 2.02 | 98 | 78 | 210470565
COMFORTMAKER | CVH837GKA2* | EA*4X61L24A*+WALLCON | *80CTL1352422A* | 33200 | 32000 | 18 | 12 | 8.5 | 2.02 | 98 | 78 | 210470567
HEIL | HVH837GKA2* | EA*4X61L24A*+WALLCON | *80CTL0902120A* | 33200 | 32000 | 18 | 12 | 8.5 | 2 | 98 | 78 | 210470552
BRYANT HEATING AND COOLING SYSTEMS | 288BNV037*0**B* | CAP**6124AL*+UI | 88*TA66135C24*** | 33200 | 32000 | 18 | 12 | 8.5 | 2.02 | 98 | 78 | 210470562
CARRIER | 25VNA837A*031* | CAP**6124AL*+UI | 58TN*A135C24**22 | 33200 | 32000 | 18 | 12 | 8.5 | 2.02 | 98 | 78 | 210470561
KEEPRITE | CVH837GKA2* | EA*4X61L24A*+WALLCON | *80CTL0902120A* | 33200 | 32000 | 18 | 12 | 8.5 | 2 | 98 | 78 | 210470558
KENMORE | (C,H,T)VH837GKA2* | EA*4X61L24A*+WALLCON | *80CTL0902120A* | 33200 | 32000 | 18 | 12 | 8.5 | 2 | 98 | 78 | 210470559
DAY & NIGHT | CVH837GKA2* | EA*4X61L24A*+WALLCON | *80CTL0902120A* | 33200 | 32000 | 18 | 12 | 8.5 | 2 | 98 | 78 | 210470557
CARRIER | 25VNA837A*031* | CAP**6124AL*+UI | 58TN*A090C21**20 | 33200 | 32000 | 18 | 12 | 8.5 | 2 | 98 | 78 | 210470550
ARCOAIRE | HVH837GKA2* | EA*4X61L24A*+WALLCON | *80CTL0902120A* | 33200 | 32000 | 18 | 12 | 8.5 | 2 | 98 | 78 | 210470555
AIRQUEST | HVH837GKA2* | EA*4X61L24A*+WALLCON | *80CTL0902120A* | 33200 | 32000 | 18 | 12 | 8.5 | 2 | 98 | 78 | 210470554
BRYANT HEATING AND COOLING SYSTEMS | 288BNV037*0**B* | CAP**6124AL*+UI | 88*TA60090C21*** | 33200 | 32000 | 18 | 12 | 8.5 | 2 | 98 | 78 | 210470551
CARRIER | 25VNA837A*031*+TSTAT | CAP**6121AL* | 58TP*A090V21**20 | 33000 | 47000 | 18 | 11.7 | 8.1 | 1.98 | 65 | 17 | 210461424
TEMPSTAR | TVH837GKA2*+TSTAT | EA*4X61L21A* | *80VTL0701716A* | 32800 | 46500 | 17.5 | 11.7 | 8.1 | 1.96 | 66 | 52 | 210461457
KENMORE | (C,H,T)VH837GKA2*+TSTAT | EA*4X61L21A* | *80VTL0701716A* | 32800 | 46500 | 17.5 | 11.7 | 8.1 | 1.96 | 66 | 52 | 210461456
KEEPRITE | CVH837GKA2*+TSTAT | EA*4X61L21A* | *80VTL0701716A* | 32800 | 46500 | 17.5 | 11.7 | 8.1 | 1.96 | 66 | 52 | 210461455
DAY & NIGHT | CVH837GKA2*+TSTAT | EA*4X61L21A* | *80VTL0701716A* | 32800 | 46500 | 17.5 | 11.7 | 8.1 | 1.96 | 66 | 52 | 210461454
COMFORTMAKER | CVH837GKA2*+TSTAT | EA*4X61L21A* | *80VTL0701716A* | 32800 | 46500 | 17.5 | 11.7 | 8.1 | 1.96 | 66 | 52 | 210461453
ARCOAIRE | HVH837GKA2*+TSTAT | EA*4X61L21A* | *80VTL0701716A* | 32800 | 46500 | 17.5 | 11.7 | 8.1 | 1.96 | 66 | 52 | 210461452
AIRQUEST | HVH837GKA2*+TSTAT | EA*4X61L21A* | *80VTL0701716A* | 32800 | 46500 | 17.5 | 11.7 | 8.1 | 1.96 | 66 | 52 | 210461451
HEIL | HVH837GKA2*+TSTAT | EA*4X61L21A* | *80VTL0701716A* | 32800 | 46500 | 17.5 | 11.7 | 8.1 | 1.96 | 66 | 52 | 210461449
BRYANT HEATING AND COOLING SYSTEMS | 288BNV037*0**B*+TSTAT | CAP**6121AL* | 82*TA48070V17*** | 32800 | 46500 | 17.5 | 11.7 | 8.1 | 1.96 | 66 | 52 | 210461448
CARRIER | 25VNA837A*031*+TSTAT | CAP**6121AL* | 58TP*A070V17**16 | 32800 | 46500 | 17.5 | 11.7 | 8.1 | 1.96 | 66 | 52 | 210461447
AIRQUEST | HVH837GKA2* | EA*4X61L24A*+WALLCON | *97CMN1202422A* | 33200 | 32000 | 17.5 | 11.7 | 8.5 | 2 | 98 | 78 | 210470609
KEEPRITE | CVH837GKA2* | EA*4X61L24A*+WALLCON | *97CMN0602120A* | 33000 | 32400 | 17.5 | 11.7 | 8.5 | 1.98 | 97 | 78 | 210470657
TEMPSTAR | TVH837GKA2* | EA*4X61L24A*+WALLCON | *97CMN0602120A* | 33000 | 32400 | 17.5 | 11.7 | 8.5 | 1.98 | 97 | 78 | 210470659
KENMORE | (C,H,T)VH837GKA2* | EA*4X61L24A*+WALLCON | *97CMN0602120A* | 33000 | 32400 | 17.5 | 11.7 | 8.5 | 1.98 | 97 | 78 | 210470658
DAY & NIGHT | CVH837GKA2* | EA*4X61L24A*+WALLCON | *97CMN0602120A* | 33000 | 32400 | 17.5 | 11.7 | 8.5 | 1.98 | 97 | 78 | 210470656
COMFORTMAKER | CVH837GKA2* | EA*4X61L24A*+WALLCON | *97CMN0602120A* | 33000 | 32400 | 17.5 | 11.7 | 8.5 | 1.98 | 97 | 78 | 210470655
AIRQUEST | HVH837GKA2* | EA*4X61L24A*+WALLCON | *97CMN0602120A* | 33000 | 32400 | 17.5 | 11.7 | 8.5 | 1.98 | 97 | 78 | 210470653
ARCOAIRE | HVH837GKA2* | EA*4X61L24A*+WALLCON | *97CMN0602120A* | 33000 | 32400 | 17.5 | 11.7 | 8.5 | 1.98 | 97 | 78 | 210470654
HEIL | HVH837GKA2* | EA*4X61L24A*+WALLCON | *97CMN0602120A* | 33000 | 32400 | 17.5 | 11.7 | 8.5 | 1.98 | 97 | 78 | 210470651
CARRIER | 25VNA837A*031* | CAP**6124AL*+UI | 59MN7B060C21**20 | 33000 | 32400 | 17.5 | 11.7 | 8.5 | 1.98 | 97 | 78 | 210470649
BRYANT HEATING AND COOLING SYSTEMS | 288BNV037*0**B* | CAP**6124AL*+UI | 987MB60060C21*** | 33000 | 32400 | 17.5 | 11.7 | 8.5 | 1.98 | 97 | 78 | 210470650
BRYANT HEATING AND COOLING SYSTEMS | 288BNV037*0**B*+TSTAT | CNPV*4824AL* | 926SA60100V21*** | 31800 | 47500 | 17.5 | 11.7 | 8.1 | 1.94 | 64 | 51 | 210464589
TEMPSTAR | TVH837GKA2*+TSTAT | EN(A,D)4X48L24** | *96VSN0802120A* | 31800 | 47500 | 17.5 | 11.7 | 8.1 | 1.94 | 65 | 51 | 210464587
KENMORE | (C,H,T)VH837GKA2*+TSTAT | EN(A,D)4X48L24** | *96VSN0802120A* | 31800 | 47500 | 17.5 | 11.7 | 8.1 | 1.94 | 65 | 51 | 210464586
KEEPRITE | CVH837GKA2*+TSTAT | EN(A,D)4X48L24** | *96VSN0802120A* | 31800 | 47500 | 17.5 | 11.7 | 8.1 | 1.94 | 65 | 51 | 210464585
BRYANT HEATING AND COOLING SYSTEMS | 288BNV037*0**B*+TSTAT | CNPV*4824AL* | 926SA60080V21*** | 31800 | 47500 | 17.5 | 11.7 | 8.1 | 1.94 | 65 | 51 | 210464578
DAY & NIGHT | CVH837GKA2*+TSTAT | EN(A,D)4X48L24** | *96VSN0802120A* | 31800 | 47500 | 17.5 | 11.7 | 8.1 | 1.94 | 65 | 51 | 210464584
AIRQUEST | HVH837GKA2*+TSTAT | EN(A,D)4X48L24** | *96VSN0802120A* | 31800 | 47500 | 17.5 | 11.7 | 8.1 | 1.94 | 65 | 51 | 210464581
CARRIER | 25VNA837A*031*+TSTAT | CNPV*4824AL* | 59SP6A080V21**20 | 31800 | 47500 | 17.5 | 11.7 | 8.1 | 1.94 | 65 | 51 | 210464577
HEIL | HVH837GKA2*+TSTAT | EN(A,D)4X48L24** | *80VTL0902120A* | 31600 | 47500 | 17.5 | 11.7 | 8.1 | 1.94 | 64 | 51 | 210464690
CARRIER | 25VNA837A*031*+TSTAT | CNPV*4824AL* | 58TP*A090V21**20 | 31600 | 47500 | 17.5 | 11.7 | 8.1 | 1.94 | 64 | 51 | 210464688
KENMORE | (C,H,T)VH837GKA2*+TSTAT | EN(A,D)4X48L24** | *80VSL1102422A* | 31800 | 47500 | 17.5 | 12 | 8.1 | 1.94 | 64 | 51 | 210464686
KEEPRITE | CVH837GKA2*+TSTAT | EN(A,D)4X48L24** | *80VSL1102422A* | 31800 | 47500 | 17.5 | 12 | 8.1 | 1.94 | 64 | 51 | 210464685
DAY & NIGHT | CVH837GKA2*+TSTAT | EN(A,D)4X48L24** | *80VSL1102422A* | 31800 | 47500 | 17.5 | 12 | 8.1 | 1.94 | 64 | 51 | 210464684
COMFORTMAKER | CVH837GKA2*+TSTAT | EN(A,D)4X48L24** | *80VSL1102422A* | 31800 | 47500 | 17.5 | 12 | 8.1 | 1.94 | 64 | 51 | 210464683
ARCOAIRE | HVH837GKA2*+TSTAT | EN(A,D)4X48L24** | *80VSL1102422A* | 31800 | 47500 | 17.5 | 12 | 8.1 | 1.94 | 64 | 51 | 210464682
AIRQUEST | HVH837GKA2*+TSTAT | EN(A,D)4X48L24** | *80VSL1102422A* | 31800 | 47500 | 17.5 | 12 | 8.1 | 1.94 | 64 | 51 | 210464681
HEIL | HVH837GKA2*+TSTAT | EN(A,D)4X48L24** | *80VSL1102422A* | 31800 | 47500 | 17.5 | 12 | 8.1 | 1.94 | 64 | 51 | 210464679
BRYANT HEATING AND COOLING SYSTEMS | 288BNV037*0**B*+TSTAT | CNPV*4824AL* | 82*SA66110V24*** | 31800 | 47500 | 17.5 | 12 | 8.1 | 1.94 | 64 | 51 | 210464678
TEMPSTAR | TVH837GKA2* | EA*4X61L24A*+WALLCON | *96CTN1002122A* | 33200 | 32000 | 18 | 12 | 8.5 | 2 | 98 | 78 | 210470637
KENMORE | (C,H,T)VH837GKA2* | EA*4X61L24A*+WALLCON | *96CTN1002122A* | 33200 | 32000 | 18 | 12 | 8.5 | 2 | 98 | 78 | 210470636
HEIL | HVH837GKA2* | EA*4X61L24A*+WALLCON | *96CTN1002122A* | 33200 | 32000 | 18 | 12 | 8.5 | 2 | 98 | 78 | 210470629
DAY & NIGHT | CVH837GKA2* | EA*4X61L24A*+WALLCON | *96CTN1002122A* | 33200 | 32000 | 18 | 12 | 8.5 | 2 | 98 | 78 | 210470634
KEEPRITE | CVH837GKA2* | EA*4X61L24A*+WALLCON | *96CTN1002122A* | 33200 | 32000 | 18 | 12 | 8.5 | 2 | 98 | 78 | 210470635
COMFORTMAKER | CVH837GKA2* | EA*4X61L24A*+WALLCON | *96CTN1002122A* | 33200 | 32000 | 18 | 12 | 8.5 | 2 | 98 | 78 | 210470633
ARCOAIRE | HVH837GKA2* | EA*4X61L24A*+WALLCON | *96CTN1002122A* | 33200 | 32000 | 18 | 12 | 8.5 | 2 | 98 | 78 | 210470632
AIRQUEST | HVH837GKA2* | EA*4X61L24A*+WALLCON | *96CTN1002122A* | 33200 | 32000 | 18 | 12 | 8.5 | 2 | 98 | 78 | 210470631
BRYANT HEATING AND COOLING SYSTEMS | 288BNV037*0**B* | CAP**6124AL*+UI | 986TC66100C21*** | 33200 | 32000 | 18 | 12 | 8.5 | 2 | 98 | 78 | 210470628
CARRIER | 25VNA837A*031* | CAP**6124AL*+UI | 59TN6B100C21**22 | 33200 | 32000 | 18 | 12 | 8.5 | 2 | 98 | 78 | 210470627
TEMPSTAR | TVH837GKA2* | EA*4X61L24A*+WALLCON | *97CMN1202422A* | 33200 | 32000 | 17.5 | 11.7 | 8.5 | 2 | 98 | 78 | 210470615
KEEPRITE | CVH837GKA2* | EA*4X61L24A*+WALLCON | *97CMN1202422A* | 33200 | 32000 | 17.5 | 11.7 | 8.5 | 2 | 98 | 78 | 210470613
KENMORE | (C,H,T)VH837GKA2* | EA*4X61L24A*+WALLCON | *97CMN1202422A* | 33200 | 32000 | 17.5 | 11.7 | 8.5 | 2 | 98 | 78 | 210470614
DAY & NIGHT | CVH837GKA2* | EA*4X61L24A*+WALLCON | *97CMN1202422A* | 33200 | 32000 | 17.5 | 11.7 | 8.5 | 2 | 98 | 78 | 210470612
COMFORTMAKER | CVH837GKA2* | EA*4X61L24A*+WALLCON | *97CMN1202422A* | 33200 | 32000 | 17.5 | 11.7 | 8.5 | 2 | 98 | 78 | 210470611
ARCOAIRE | HVH837GKA2* | EA*4X61L24A*+WALLCON | *97CMN1202422A* | 33200 | 32000 | 17.5 | 11.7 | 8.5 | 2 | 98 | 78 | 210470610
ARCOAIRE | HVH837GKA2* | EA*4X61L24A*+WALLCON | *97CMN1002122A* | 33200 | 32000 | 18 | 12 | 8.5 | 2 | 98 | 78 | 210470599
KEEPRITE | CVH837GKA2* | EA*4X61L24A*+WALLCON | *97CMN1002122A* | 33200 | 32000 | 18 | 12 | 8.5 | 2 | 98 | 78 | 210470602
BRYANT HEATING AND COOLING SYSTEMS | 288BNV037*0**B* | CAP**6124AL*+UI | 987MB66120C24*** | 33200 | 32000 | 17.5 | 11.7 | 8.5 | 2 | 98 | 78 | 210470606
HEIL | HVH837GKA2* | EA*4X61L24A*+WALLCON | *97CMN1202422A* | 33200 | 32000 | 17.5 | 11.7 | 8.5 | 2 | 98 | 78 | 210470607
CARRIER | 25VNA837A*031* | CAP**6124AL*+UI | 59MN7B120C24**22 | 33200 | 32000 | 17.5 | 11.7 | 8.5 | 2 | 98 | 78 | 210470605
KENMORE | (C,H,T)VH837GKA2* | EA*4X61L24A*+WALLCON | *97CMN1002122A* | 33200 | 32000 | 18 | 12 | 8.5 | 2 | 98 | 78 | 210470603
TEMPSTAR | TVH837GKA2* | EA*4X61L24A*+WALLCON | *97CMN1002122A* | 33200 | 32000 | 18 | 12 | 8.5 | 2 | 98 | 78 | 210470604
DAY & NIGHT | CVH837GKA2* | EA*4X61L24A*+WALLCON | *97CMN1002122A* | 33200 | 32000 | 18 | 12 | 8.5 | 2 | 98 | 78 | 210470601
AIRQUEST | HVH837GKA2* | EA*4X61L24A*+WALLCON | *97CMN1002122A* | 33200 | 32000 | 18 | 12 | 8.5 | 2 | 98 | 78 | 210470598
HEIL | HVH837GKA2* | EA*4X61L24A*+WALLCON | *97CMN1002122A* | 33200 | 32000 | 18 | 12 | 8.5 | 2 | 98 | 78 | 210470596
BRYANT HEATING AND COOLING SYSTEMS | 288BNV037*0**B* | CAP**6124AL*+UI | 987MB66100C21*** | 33200 | 32000 | 18 | 12 | 8.5 | 2 | 98 | 78 | 210470595
CARRIER | 25VNA837A*031* | CAP**6124AL*+UI | 59MN7B100C21**22 | 33200 | 32000 | 18 | 12 | 8.5 | 2 | 98 | 78 | 210470594
DAY & NIGHT | CVH837GKA2* | EA*4X61L24A*+WALLCON | *96CTN1202422A* | 33200 | 32000 | 18 | 12 | 8.5 | 2 | 98 | 78 | 210470579
TEMPSTAR | TVH837GKA2* | EA*4X61L24A*+WALLCON | *96CTN1202422A* | 33200 | 32000 | 18 | 12 | 8.5 | 2 | 98 | 78 | 210470582
KENMORE | (C,H,T)VH837GKA2*+TSTAT | EA*4X61L21A* | *96VTN1002120A* | 32600 | 46500 | 17.5 | 11.7 | 8.1 | 1.96 | 66 | 52 | 210461622
TEMPSTAR | TVH837GKA2*+TSTAT | EA*4X61L21A* | *96VTN1002120A* | 32600 | 46500 | 17.5 | 11.7 | 8.1 | 1.96 | 66 | 52 | 210461623
KEEPRITE | CVH837GKA2*+TSTAT | EA*4X61L21A* | *96VTN1002120A* | 32600 | 46500 | 17.5 | 11.7 | 8.1 | 1.96 | 66 | 52 | 210461621
CARRIER | 25VNA837A*031* | CAP**6121AL*+UI | 58TN*A090C21**20 | 33200 | 32000 | 18 | 11.7 | 8.5 | 2 | 98 | 78 | 210470440
CARRIER | 25VNA837A*031*+TSTAT | CNPV*4824AL* | 58SP*A110V24**22 | 31800 | 47500 | 17.5 | 12 | 8.1 | 1.94 | 64 | 51 | 210464677
TEMPSTAR | TVH837GKA2*+TSTAT | EN(A,D)4X48L24** | *80VSL0902420A* | 31800 | 47500 | 17 | 11.7 | 8.1 | 1.94 | 65 | 51 | 210464676
KENMORE | (C,H,T)VH837GKA2*+TSTAT | EN(A,D)4X48L24** | *80VSL0902420A* | 31800 | 47500 | 17 | 11.7 | 8.1 | 1.94 | 65 | 51 | 210464675
KEEPRITE | CVH837GKA2*+TSTAT | EN(A,D)4X48L24** | *80VSL0902420A* | 31800 | 47500 | 17 | 11.7 | 8.1 | 1.94 | 65 | 51 | 210464674
DAY & NIGHT | CVH837GKA2*+TSTAT | EN(A,D)4X48L24** | *80VSL0902420A* | 31800 | 47500 | 17 | 11.7 | 8.1 | 1.94 | 65 | 51 | 210464673
COMFORTMAKER | CVH837GKA2*+TSTAT | EN(A,D)4X48L24** | *80VSL0902420A* | 31800 | 47500 | 17 | 11.7 | 8.1 | 1.94 | 65 | 51 | 210464672
AIRQUEST | HVH837GKA2*+TSTAT | EN(A,D)4X48L24** | *80VSL0902420A* | 31800 | 47500 | 17 | 11.7 | 8.1 | 1.94 | 65 | 51 | 210464670
HEIL | HVH837GKA2*+TSTAT | EN(A,D)4X48L24** | *80VSL0902420A* | 31800 | 47500 | 17 | 11.7 | 8.1 | 1.94 | 65 | 51 | 210464668
BRYANT HEATING AND COOLING SYSTEMS | 288BNV037*0**B*+TSTAT | CNPV*4824AL* | 82*SA60090V24*** | 31800 | 47500 | 17 | 11.7 | 8.1 | 1.94 | 65 | 51 | 210464667
CARRIER | 25VNA837A*031*+TSTAT | CNPV*4824AL* | 58SP*A090V24**20 | 31800 | 47500 | 17 | 11.7 | 8.1 | 1.94 | 65 | 51 | 210464666
KENMORE | (C,H,T)VH837GKA2*+TSTAT | EN(A,D)4X48L24** | *80VSL0902120A* | 31600 | 47500 | 17.5 | 11.7 | 8.1 | 1.94 | 64 | 51 | 210464664
TEMPSTAR | TVH837GKA2*+TSTAT | EN(A,D,W)4X48L21** | *96VTN1002120A* | 32000 | 48000 | 17.5 | 11.7 | 8.1 | 1.94 | 65 | 51 | 210464477
KEEPRITE | CVH837GKA2*+TSTAT | EN(A,D,W)4X48L21** | *96VTN1002120A* | 32000 | 48000 | 17.5 | 11.7 | 8.1 | 1.94 | 65 | 51 | 210464475
DAY & NIGHT | CVH837GKA2*+TSTAT | EN(A,D,W)4X48L21** | *96VTN1002120A* | 32000 | 48000 | 17.5 | 11.7 | 8.1 | 1.94 | 65 | 51 | 210464474
COMFORTMAKER | CVH837GKA2*+TSTAT | EN(A,D,W)4X48L21** | *96VTN1002120A* | 32000 | 48000 | 17.5 | 11.7 | 8.1 | 1.94 | 65 | 51 | 210464473
ARCOAIRE | HVH837GKA2*+TSTAT | EN(A,D,W)4X48L21** | *96VTN1002120A* | 32000 | 48000 | 17.5 | 11.7 | 8.1 | 1.94 | 65 | 51 | 210464472
AIRQUEST | HVH837GKA2*+TSTAT | EN(A,D,W)4X48L21** | *96VTN1002120A* | 32000 | 48000 | 17.5 | 11.7 | 8.1 | 1.94 | 65 | 51 | 210464471
TEMPSTAR | TVH837GKA2*+TSTAT | EN(A,D,W)4X48L21** | *96VTN0802120A* | 32000 | 48000 | 17.5 | 11.7 | 8.1 | 1.94 | 65 | 51 | 210464466
HEIL | HVH837GKA2*+TSTAT | EN(A,D,W)4X48L21** | *96VTN1002120A* | 32000 | 48000 | 17.5 | 11.7 | 8.1 | 1.94 | 65 | 51 | 210464469
BRYANT HEATING AND COOLING SYSTEMS | 288BNV037*0**B*+TSTAT | CNPV*4821AL* | 926TB60100V21*** | 32000 | 48000 | 17.5 | 11.7 | 8.1 | 1.94 | 65 | 51 | 210464468
ARCOAIRE | HVH837GKA2*+TSTAT | EN(A,D)4X48L24** | *96VSN0802120A* | 31800 | 47500 | 17.5 | 11.7 | 8.1 | 1.94 | 65 | 51 | 210464582
CARRIER | 25VNA837A*031*+TSTAT | CNPV*4824AL* | 59SP6A100V21**20 | 31800 | 47500 | 17.5 | 11.7 | 8.1 | 1.94 | 64 | 51 | 210464588
HEIL | HVH837GKA2*+TSTAT | EN(A,D)4X48L24** | *96VSN1002120A* | 31800 | 47500 | 17.5 | 11.7 | 8.1 | 1.94 | 64 | 51 | 210464590
ARCOAIRE | HVH837GKA2*+TSTAT | EN(A,D)4X48L24** | *96VSN1002120A* | 31800 | 47500 | 17.5 | 11.7 | 8.1 | 1.94 | 64 | 51 | 210464593
HEIL | HVH837GKA2*+TSTAT | EN(A,D)4X48L24** | *96VSN0802120A* | 31800 | 47500 | 17.5 | 11.7 | 8.1 | 1.94 | 65 | 51 | 210464579
AIRQUEST | HVH837GKA2*+TSTAT | EN(A,D)4X48L24** | *96VSN1002120A* | 31800 | 47500 | 17.5 | 11.7 | 8.1 | 1.94 | 64 | 51 | 210464592
KEEPRITE | CVH837GKA2*+TSTAT | EN(A,D)4X48L24** | *96VSN1002120A* | 31800 | 47500 | 17.5 | 11.7 | 8.1 | 1.94 | 64 | 51 | 210464596
DAY & NIGHT | CVH837GKA2*+TSTAT | EN(A,D)4X48L24** | *96VSN1002120A* | 31800 | 47500 | 17.5 | 11.7 | 8.1 | 1.94 | 64 | 51 | 210464595
KENMORE | (C,H,T)VH837GKA2*+TSTAT | EN(A,D)4X48L24** | *96VSN1002120A* | 31800 | 47500 | 17.5 | 11.7 | 8.1 | 1.94 | 64 | 51 | 210464597
COMFORTMAKER | CVH837GKA2*+TSTAT | EN(A,D)4X48L24** | *96VSN1002120A* | 31800 | 47500 | 17.5 | 11.7 | 8.1 | 1.94 | 64 | 51 | 210464594
CARRIER | 25VNA837A*031*+TSTAT | CNPV*4824AL* | 59SP6A120V24**22 | 32000 | 48000 | 17.5 | 11.7 | 8.1 | 1.96 | 65 | 50 | 210464599
HEIL | HVH837GKA2*+TSTAT | EN(A,D)4X48L24** | *96VSN1202422A* | 32000 | 48000 | 17.5 | 11.7 | 8.1 | 1.96 | 65 | 51 | 210464601
ARCOAIRE | HVH837GKA2*+TSTAT | EN(A,D)4X48L24** | *80VTL0902120A* | 31600 | 47500 | 17.5 | 11.7 | 8.1 | 1.94 | 64 | 51 | 210464693
ARCOAIRE | HVH837GKA2*+TSTAT | EN(A,D)4X48L24** | *96VSN1202422A* | 32000 | 48000 | 17.5 | 11.7 | 8.1 | 1.96 | 65 | 51 | 210464604
AIRQUEST | HVH837GKA2*+TSTAT | EN(A,D)4X48L24** | *80VTL0902120A* | 31600 | 47500 | 17.5 | 11.7 | 8.1 | 1.94 | 64 | 51 | 210464692
COMFORTMAKER | CVH837GKA2*+TSTAT | EN(A,D)4X48L24** | *96VSN1202422A* | 32000 | 48000 | 17.5 | 11.7 | 8.1 | 1.96 | 65 | 51 | 210464605
DAY & NIGHT | CVH837GKA2*+TSTAT | EN(A,D)4X48L24** | *96VSN1202422A* | 32000 | 48000 | 17.5 | 11.7 | 8.1 | 1.96 | 65 | 51 | 210464606
KENMORE | (C,H,T)VH837GKA2*+TSTAT | EN(A,D)4X48L24** | *96VSN1202422A* | 32000 | 48000 | 17.5 | 11.7 | 8.1 | 1.96 | 65 | 51 | 210464608
KEEPRITE | CVH837GKA2*+TSTAT | EN(A,D)4X48L24** | *96VSN1202422A* | 32000 | 48000 | 17.5 | 11.7 | 8.1 | 1.96 | 65 | 51 | 210464607
TEMPSTAR | TVH837GKA2*+TSTAT | EN(A,D)4X48L24** | *96VSN1202422A* | 32000 | 48000 | 17.5 | 11.7 | 8.1 | 1.96 | 65 | 51 | 210464609
CARRIER | 25VNA837A*031*+TSTAT | CNPV*4824AL* | GG96VTAA60100C | 32000 | 47500 | 17.5 | 12 | 8.1 | 1.96 | 65 | 51 | 210464611
BRYANT HEATING AND COOLING SYSTEMS | 288BNV037*0**B*+TSTAT | CNPV*4824AL* | 926TB66100V21*** | 32000 | 47500 | 17.5 | 12 | 8.1 | 1.96 | 65 | 51 | 210464612
CARRIER | 25VNA837A*031*+TSTAT | CNPV*4824AL* | 59TP6B100V21**22 | 32000 | 47500 | 17.5 | 12 | 8.1 | 1.96 | 65 | 51 | 210464610
AIRQUEST | HVH837GKA2*+TSTAT | EN(A,D)4X48L24** | *96VTN1002122A* | 32000 | 47500 | 17.5 | 12 | 8.1 | 1.96 | 65 | 51 | 210464615
ARCOAIRE | HVH837GKA2*+TSTAT | EN(A,D)4X48L24** | *96VTN1002122A* | 32000 | 47500 | 17.5 | 12 | 8.1 | 1.96 | 65 | 51 | 210464616
DAY & NIGHT | CVH837GKA2*+TSTAT | EN(A,D)4X48L24** | *96VTN1002122A* | 32000 | 47500 | 17.5 | 12 | 8.1 | 1.96 | 65 | 51 | 210464618
KENMORE | (C,H,T)VH837GKA2*+TSTAT | EN(A,D)4X48L24** | *96VTN1002122A* | 32000 | 47500 | 17.5 | 12 | 8.1 | 1.96 | 65 | 51 | 210464620
COMFORTMAKER | CVH837GKA2*+TSTAT | EN(A,D)4X48L24** | *96VTN1002122A* | 32000 | 47500 | 17.5 | 12 | 8.1 | 1.96 | 65 | 51 | 210464617
TEMPSTAR | TVH837GKA2*+TSTAT | EN(A,D)4X48L24** | *96VTN1002122A* | 32000 | 47500 | 17.5 | 12 | 8.1 | 1.96 | 65 | 51 | 210464621
BRYANT HEATING AND COOLING SYSTEMS | 288BNV037*0**B*+TSTAT | CNPV*4824AL* | 82*SA60070V21*** | 31600 | 47500 | 17 | 11.7 | 8.1 | 1.94 | 64 | 51 | 210464645
HEIL | HVH837GKA2*+TSTAT | EN(A,D)4X48L24** | *80VSL0702120A* | 31600 | 47500 | 17 | 11.7 | 8.1 | 1.94 | 64 | 51 | 210464646
AIRQUEST | HVH837GKA2*+TSTAT | EN(A,D)4X48L24** | *80VSL0702120A* | 31600 | 47500 | 17 | 11.7 | 8.1 | 1.94 | 64 | 51 | 210464648
DAY & NIGHT | CVH837GKA2*+TSTAT | EN(A,D)4X48L24** | *80VSL0702120A* | 31600 | 47500 | 17 | 11.7 | 8.1 | 1.94 | 64 | 51 | 210464651
KENMORE | (C,H,T)VH837GKA2*+TSTAT | EN(A,D)4X48L24** | *80VSL0702120A* | 31600 | 47500 | 17 | 11.7 | 8.1 | 1.94 | 64 | 51 | 210464653
ARCOAIRE | HVH837GKA2*+TSTAT | EN(A,D)4X48L24** | *80VSL0702120A* | 31600 | 47500 | 17 | 11.7 | 8.1 | 1.94 | 64 | 51 | 210464649
COMFORTMAKER | CVH837GKA2*+TSTAT | EN(A,D)4X48L24** | *80VTL0902120A* | 31600 | 47500 | 17.5 | 11.7 | 8.1 | 1.94 | 64 | 51 | 210464694
TEMPSTAR | TVH837GKA2*+TSTAT | EN(A,D)4X48L24** | *80VSL0702120A* | 31600 | 47500 | 17 | 11.7 | 8.1 | 1.94 | 64 | 51 | 210464654
BRYANT HEATING AND COOLING SYSTEMS | 288BNV037*0**B*+TSTAT | CNPV*4824AL* | 82*SA60090V21*** | 31600 | 47500 | 17.5 | 11.7 | 8.1 | 1.94 | 64 | 51 | 210464656
CARRIER | 25VNA837A*031*+TSTAT | CNPV*4824AL* | 58SP*A090V21**20 | 31600 | 47500 | 17.5 | 11.7 | 8.1 | 1.94 | 64 | 51 | 210464655
COMFORTMAKER | CVH837GKA2*+TSTAT | EN(A,D)4X48L24** | *80VSL0702120A* | 31600 | 47500 | 17 | 11.7 | 8.1 | 1.94 | 64 | 51 | 210464650
KEEPRITE | CVH837GKA2*+TSTAT | EN(A,D)4X48L24** | *80VSL0702120A* | 31600 | 47500 | 17 | 11.7 | 8.1 | 1.94 | 64 | 51 | 210464652
BRYANT HEATING AND COOLING SYSTEMS | 288BNV037*0**B* | CAP**6121AL*+UI | 88*TA60090C21*** | 33200 | 32000 | 18 | 11.7 | 8.5 | 2 | 98 | 78 | 210470441
HEIL | HVH837GKA2* | EA*4X48L24A*+WALLCON | *80CTL0902120A* | 32400 | 32600 | 17.5 | 11.7 | 8.5 | 1.98 | 96 | 77 | 206771893
TEMPSTAR | TVH837GKA2* | EA*4X37L21A*+WALLCON | *80CTL0902120A* | 32800 | 33000 | 17.5 | 11.7 | 8.5 | 1.98 | 96 | 76 | 206771279
KENMORE | (C,H,T)VH837GKA2* | EA*4X37L21A*+WALLCON | *80CTL0902120A* | 32800 | 33000 | 17.5 | 11.7 | 8.5 | 1.98 | 96 | 76 | 206997659
COMFORTMAKER | CVH837GKA2* | EA*4X48L24A*+WALLCON | *80CTL0902120A* | 32400 | 32600 | 17.5 | 11.7 | 8.5 | 1.98 | 96 | 77 | 206771896
ARCOAIRE | HVH837GKA2* | EA*4X48L24A*+WALLCON | *80CTL0902120A* | 32400 | 32600 | 17.5 | 11.7 | 8.5 | 1.98 | 96 | 77 | 206771895
AIRQUEST | HVH837GKA2* | EA*4X48L24A*+WALLCON | *80CTL0902120A* | 32400 | 32600 | 17.5 | 11.7 | 8.5 | 1.98 | 96 | 77 | 206771894
BRYANT HEATING AND COOLING SYSTEMS | 288BNV037*0**B* | CAP**4824AL*+UI | 88*TA60090C21*** | 32400 | 32600 | 17.5 | 11.7 | 8.5 | 1.98 | 96 | 77 | 206771892
CARRIER | 25VNA837A*031* | CAP**4824AL*+UI | 58TN*A090C21**20 | 32400 | 32600 | 17.5 | 11.7 | 8.5 | 1.98 | 96 | 77 | 206764980
ARCOAIRE | HVH837GKA2* | EA*4X48L21A*+WALLCON | *80CTL0901716A* | 32400 | 32600 | 18 | 11.7 | 8.5 | 2 | 96 | 76 | 206771859
BRYANT HEATING AND COOLING SYSTEMS | 288BNV037*0**B* | CAP**4821AL*+UI | 88*TA48090C17*** | 32400 | 32600 | 18 | 11.7 | 8.5 | 2 | 96 | 76 | 206771856
DAY & NIGHT | CVH837GKA2* | EA*4X48L21A*+WALLCON | *80CTL0901716A* | 32400 | 32600 | 18 | 11.7 | 8.5 | 2 | 96 | 76 | 206771861
KEEPRITE | CVH837GKA2* | EA*4X48L21A*+WALLCON | *80CTL0901716A* | 32400 | 32600 | 18 | 11.7 | 8.5 | 2 | 96 | 76 | 206771862
COMFORTMAKER | CVH837GKA2* | EA*4X48L21A*+WALLCON | *80CTL0901716A* | 32400 | 32600 | 18 | 11.7 | 8.5 | 2 | 96 | 76 | 206771860
AIRQUEST | HVH837GKA2* | EA*4X48L21A*+WALLCON | *80CTL0901716A* | 32400 | 32600 | 18 | 11.7 | 8.5 | 2 | 96 | 76 | 206771858
HEIL | HVH837GKA2* | EA*4X48L21A*+WALLCON | *80CTL0901716A* | 32400 | 32600 | 18 | 11.7 | 8.5 | 2 | 96 | 76 | 206771857
DAY & NIGHT | CVH837GKA2* | EA*4X48L21A*+WALLCON | *80CTL0902120A* | 32200 | 32600 | 17.5 | 11.7 | 8.5 | 1.98 | 96 | 77 | 206771780
KENMORE | (C,H,T)VH837GKA2* | EA*4X48L21A*+WALLCON | *80CTL0902120A* | 32200 | 32600 | 17.5 | 11.7 | 8.5 | 1.98 | 96 | 77 | 206997715
TEMPSTAR | TVH837GKA2* | EA*4X48L21A*+WALLCON | *80CTL0902120A* | 32200 | 32600 | 17.5 | 11.7 | 8.5 | 1.98 | 96 | 77 | 206771783
COMFORTMAKER | CVH837GKA2* | EA*4X48L21A*+WALLCON | *80CTL0902120A* | 32200 | 32600 | 17.5 | 11.7 | 8.5 | 1.98 | 96 | 77 | 206771779
KEEPRITE | CVH837GKA2* | EA*4X48L21A*+WALLCON | *80CTL0902120A* | 32200 | 32600 | 17.5 | 11.7 | 8.5 | 1.98 | 96 | 77 | 206771781
ARCOAIRE | HVH837GKA2* | EA*4X48L21A*+WALLCON | *80CTL0902120A* | 32200 | 32600 | 17.5 | 11.7 | 8.5 | 1.98 | 96 | 77 | 206771778
KEEPRITE | CVH837GKA2* | EA*4X37L21A*+WALLCON | *80CTL0902120A* | 32800 | 33000 | 17.5 | 11.7 | 8.5 | 1.98 | 96 | 76 | 206771277
DAY & NIGHT | CVH837GKA2* | EA*4X37L21A*+WALLCON | *80CTL0902120A* | 32800 | 33000 | 17.5 | 11.7 | 8.5 | 1.98 | 96 | 76 | 206771276
COMFORTMAKER | CVH837GKA2* | EA*4X37L21A*+WALLCON | *80CTL0902120A* | 32800 | 33000 | 17.5 | 11.7 | 8.5 | 1.98 | 96 | 76 | 206771275
ARCOAIRE | HVH837GKA2* | EA*4X37L21A*+WALLCON | *80CTL0902120A* | 32800 | 33000 | 17.5 | 11.7 | 8.5 | 1.98 | 96 | 76 | 206771274
AIRQUEST | HVH837GKA2* | EA*4X37L21A*+WALLCON | *80CTL0902120A* | 32800 | 33000 | 17.5 | 11.7 | 8.5 | 1.98 | 96 | 76 | 206771273
HEIL | HVH837GKA2* | EA*4X37L21A*+WALLCON | *80CTL0902120A* | 32800 | 33000 | 17.5 | 11.7 | 8.5 | 1.98 | 96 | 76 | 206771272
CARRIER | 25VNA837A*031* | CAP**3721AL*+UI | 58TN*A090C21**20 | 32800 | 33000 | 17.5 | 11.7 | 8.5 | 1.98 | 96 | 76 | 206764911
BRYANT HEATING AND COOLING SYSTEMS | 288BNV037*0**B* | CAP**3721AL*+UI | 88*TA60090C21*** | 32800 | 33000 | 17.5 | 11.7 | 8.5 | 1.98 | 96 | 76 | 206771271
CARRIER | 25VNA837A*031* | CAP**4824AL*+UI | 59TN6B100C21**22 | 32400 | 32600 | 17.5 | 11.7 | 8.5 | 2 | 96 | 76 | 206764987
HEIL | HVH837GKA2* | EN(A,D,W)4X48L21**+WALLCON | *95CSU0802120A* | 32400 | 32800 | 17.5 | 11.7 | 8.1 | 1.96 | 96 | 76 | 206773600
BRYANT HEATING AND COOLING SYSTEMS | 288BNV037*0**B* | CNPV*4821AL*+UI | 935CA60080C21*** | 32400 | 32800 | 17.5 | 11.7 | 8.1 | 1.96 | 96 | 76 | 206773599
CARRIER | 25VNA837A*031* | CNPV*4821AL*+UI | 59CU5A080C21**20 | 32400 | 32800 | 17.5 | 11.7 | 8.1 | 1.96 | 96 | 76 | 206765159
CARRIER | 25VNA837A*031* | CNPV*4217AL*+UI | 58TN*A090C17**16 | 32200 | 33000 | 17.5 | 11.7 | 8.1 | 1.92 | 95 | 75 | 206765000
COMFORTMAKER | CVH837GKA2* | EA*4X48L24A*+WALLCON | *96CTN1002122A* | 32400 | 32600 | 17.5 | 11.7 | 8.5 | 2 | 96 | 76 | 206771959
ARCOAIRE | HVH837GKA2* | EA*4X48L24A*+WALLCON | *96CTN1002122A* | 32400 | 32600 | 17.5 | 11.7 | 8.5 | 2 | 96 | 76 | 206771958
KEEPRITE | CVH837GKA2* | EN(A,D)4X48L24**+WALLCON | *95CSU1002122A* | 32400 | 32800 | 17.5 | 11.7 | 8.1 | 1.98 | 96 | 75 | 210470851
DAY & NIGHT | CVH837GKA2* | EN(A,D)4X48L24**+WALLCON | *95CSU1002122A* | 32400 | 32800 | 17.5 | 11.7 | 8.1 | 1.98 | 96 | 75 | 210470850
TEMPSTAR | TVH837GKA2* | EN(A,D)4X48L24**+WALLCON | *95CSU1002122A* | 32400 | 32800 | 17.5 | 11.7 | 8.1 | 1.98 | 96 | 75 | 210470853
KENMORE | (C,H,T)VH837GKA2* | EN(A,D)4X48L24**+WALLCON | *95CSU1002122A* | 32400 | 32800 | 17.5 | 11.7 | 8.1 | 1.98 | 96 | 75 | 210470852
COMFORTMAKER | CVH837GKA2* | EN(A,D)4X48L24**+WALLCON | *95CSU1002122A* | 32400 | 32800 | 17.5 | 11.7 | 8.1 | 1.98 | 96 | 75 | 210470849
ARCOAIRE | HVH837GKA2* | EN(A,D)4X48L24**+WALLCON | *95CSU1002122A* | 32400 | 32800 | 17.5 | 11.7 | 8.1 | 1.98 | 96 | 75 | 210470848
BRYANT HEATING AND COOLING SYSTEMS | 288BNV037*0**B* | CNPV*4824AL*+UI | 935CA66100C21*** | 32400 | 32800 | 17.5 | 11.7 | 8.1 | 1.98 | 96 | 75 | 210470844
AIRQUEST | HVH837GKA2* | EN(A,D)4X48L24**+WALLCON | *95CSU1002122A* | 32400 | 32800 | 17.5 | 11.7 | 8.1 | 1.98 | 96 | 75 | 210470847
HEIL | HVH837GKA2* | EN(A,D)4X48L24**+WALLCON | *95CSU1002122A* | 32400 | 32800 | 17.5 | 11.7 | 8.1 | 1.98 | 96 | 75 | 210470845
DAY & NIGHT | CVH837GKA2* | EN(A,D)4X48L24**+WALLCON | *95CSU0802120A* | 32400 | 32800 | 17.5 | 11.7 | 8.1 | 1.96 | 96 | 76 | 210470839
COMFORTMAKER | CVH837GKA2* | EN(A,D)4X48L24**+WALLCON | *95CSU0802120A* | 32400 | 32800 | 17.5 | 11.7 | 8.1 | 1.96 | 96 | 76 | 210470838
KEEPRITE | CVH837GKA2* | EN(A,D)4X48L24**+WALLCON | *95CSU0802120A* | 32400 | 32800 | 17.5 | 11.7 | 8.1 | 1.96 | 96 | 76 | 210470840
TEMPSTAR | TVH837GKA2* | EN(A,D)4X48L24**+WALLCON | *95CSU0802120A* | 32400 | 32800 | 17.5 | 11.7 | 8.1 | 1.96 | 96 | 76 | 210470842
ARCOAIRE | HVH837GKA2* | EN(A,D)4X48L24**+WALLCON | *95CSU0802120A* | 32400 | 32800 | 17.5 | 11.7 | 8.1 | 1.96 | 96 | 76 | 210470837
AIRQUEST | HVH837GKA2* | EN(A,D)4X48L24**+WALLCON | *95CSU0802120A* | 32400 | 32800 | 17.5 | 11.7 | 8.1 | 1.96 | 96 | 76 | 210470836
KENMORE | (C,H,T)VH837GKA2* | EN(A,D)4X48L24**+WALLCON | *95CSU0802120A* | 32400 | 32800 | 17.5 | 11.7 | 8.1 | 1.96 | 96 | 76 | 210470841
BRYANT HEATING AND COOLING SYSTEMS | 288BNV037*0**B* | CNPV*4824AL*+UI | 935CA60080C21*** | 32400 | 32800 | 17.5 | 11.7 | 8.1 | 1.96 | 96 | 76 | 210470833
HEIL | HVH837GKA2* | EN(A,D)4X48L24**+WALLCON | *95CSU0802120A* | 32400 | 32800 | 17.5 | 11.7 | 8.1 | 1.96 | 96 | 76 | 210470834
CARRIER | 25VNA837A*031* | CNPV*4824AL*+UI | 59CU5A080C21**20 | 32400 | 32800 | 17.5 | 11.7 | 8.1 | 1.96 | 96 | 76 | 210470832
COMFORTMAKER | CVH837GKA2* | EN(A,D,W)4X48L21**+WALLCON | *80CSU0601716A* | 32400 | 33000 | 17.5 | 11.7 | 8.1 | 1.96 | 96 | 75 | 210470815
ARCOAIRE | HVH837GKA2* | EN(A,D,W)4X48L21**+WALLCON | *80CSU0601716A* | 32400 | 33000 | 17.5 | 11.7 | 8.1 | 1.96 | 96 | 75 | 210470814
AIRQUEST | HVH837GKA2* | EA*4X48L24A*+WALLCON | *96CTN1002122A* | 32400 | 32600 | 17.5 | 11.7 | 8.5 | 2 | 96 | 76 | 206771957
HEIL | HVH837GKA2* | EA*4X48L24A*+WALLCON | *96CTN1002122A* | 32400 | 32600 | 17.5 | 11.7 | 8.5 | 2 | 96 | 76 | 206771956
BRYANT HEATING AND COOLING SYSTEMS | 288BNV037*0**B* | CAP**4824AL*+UI | 986TC66100C21*** | 32400 | 32600 | 17.5 | 11.7 | 8.5 | 2 | 96 | 76 | 206771955
BRYANT HEATING AND COOLING SYSTEMS | 288BNV037*0**B* | CNPV*4821AL*+UI | 83*CA36040C17*** | 32400 | 33000 | 17.5 | 11.7 | 8.1 | 1.96 | 96 | 75 | 210470799
CARRIER | 25VNA837A*031* | CNPV*4821AL*+UI | 58CU*A040C17**12 | 32400 | 33000 | 17.5 | 11.7 | 8.1 | 1.96 | 96 | 75 | 210470798
HEIL | HVH837GKA2* | EN(A,D,W)4X48L21**+WALLCON | *80CSU0401712A* | 32400 | 33000 | 17.5 | 11.7 | 8.1 | 1.96 | 96 | 75 | 210470800
AIRQUEST | HVH837GKA2* | EN(A,D,W)4X48L21**+WALLCON | *80CSU0401712A* | 32400 | 33000 | 17.5 | 11.7 | 8.1 | 1.96 | 96 | 75 | 210470802
DAY & NIGHT | CVH837GKA2* | EN(A,D,W)4X48L21**+WALLCON | *80CSU0401712A* | 32400 | 33000 | 17.5 | 11.7 | 8.1 | 1.96 | 96 | 75 | 210470805
COMFORTMAKER | CVH837GKA2* | EN(A,D,W)4X48L21**+WALLCON | *80CSU0401712A* | 32400 | 33000 | 17.5 | 11.7 | 8.1 | 1.96 | 96 | 75 | 210470804
KEEPRITE | CVH837GKA2* | EN(A,D,W)4X48L21**+WALLCON | *80CSU0401712A* | 32400 | 33000 | 17.5 | 11.7 | 8.1 | 1.96 | 96 | 75 | 210470806
KENMORE | (C,H,T)VH837GKA2* | EN(A,D,W)4X48L21**+WALLCON | *80CSU0401712A* | 32400 | 33000 | 17.5 | 11.7 | 8.1 | 1.96 | 96 | 75 | 210470807
ARCOAIRE | HVH837GKA2* | EN(A,D,W)4X48L21**+WALLCON | *80CSU0401712A* | 32400 | 33000 | 17.5 | 11.7 | 8.1 | 1.96 | 96 | 75 | 210470803
TEMPSTAR | TVH837GKA2* | EN(A,D,W)4X48L21**+WALLCON | *80CSU0401712A* | 32400 | 33000 | 17.5 | 11.7 | 8.1 | 1.96 | 96 | 75 | 210470808
CARRIER | 25VNA837A*031* | CNPV*4821AL*+UI | 58CU*A060C17**16 | 32400 | 33000 | 17.5 | 11.7 | 8.1 | 1.96 | 96 | 75 | 210470809
HEIL | HVH837GKA2* | EN(A,D,W)4X48L21**+WALLCON | *80CSU0601716A* | 32400 | 33000 | 17.5 | 11.7 | 8.1 | 1.96 | 96 | 75 | 210470811
BRYANT HEATING AND COOLING SYSTEMS | 288BNV037*0**B* | CNPV*4821AL*+UI | 83*CA48060C17*** | 32400 | 33000 | 17.5 | 11.7 | 8.1 | 1.96 | 96 | 75 | 210470810
DAY & NIGHT | CVH837GKA2* | EN(A,D,W)4X48L21**+WALLCON | *80CSU0601716A* | 32400 | 33000 | 17.5 | 11.7 | 8.1 | 1.96 | 96 | 75 | 210470816
AIRQUEST | HVH837GKA2* | EN(A,D,W)4X48L21**+WALLCON | *80CSU0601716A* | 32400 | 33000 | 17.5 | 11.7 | 8.1 | 1.96 | 96 | 75 | 210470813
KEEPRITE | CVH837GKA2* | EN(A,D,W)4X48L21**+WALLCON | *80CSU0601716A* | 32400 | 33000 | 17.5 | 11.7 | 8.1 | 1.96 | 96 | 75 | 210470817
TEMPSTAR | TVH837GKA2* | EN(A,D,W)4X48L21**+WALLCON | *80CSU0601716A* | 32400 | 33000 | 17.5 | 11.7 | 8.1 | 1.96 | 96 | 75 | 210470819
KENMORE | (C,H,T)VH837GKA2* | EN(A,D,W)4X48L21**+WALLCON | *80CSU0601716A* | 32400 | 33000 | 17.5 | 11.7 | 8.1 | 1.96 | 96 | 75 | 210470818
KENMORE | (C,H,T)VH837GKA2* | EA*4X43L21A*+WALLCON | *80CTL0701716A* | 32800 | 33000 | 17.5 | 11.7 | 8.5 | 1.98 | 97 | 76 | 206997698
CARRIER | 25VNA837A*031* | CAP**4321AL*+UI | 58TN*A090C21**20 | 32800 | 33000 | 17.5 | 11.7 | 8.5 | 2 | 96 | 76 | 206764952
TEMPSTAR | TVH837GKA2* | EA*4X43L21A*+WALLCON | *80CTL0701716A* | 32800 | 33000 | 17.5 | 11.7 | 8.5 | 1.98 | 97 | 76 | 206771630
KEEPRITE | CVH837GKA2* | EA*4X43L21A*+WALLCON | *80CTL0701716A* | 32800 | 33000 | 17.5 | 11.7 | 8.5 | 1.98 | 97 | 76 | 206771628
HEIL | HVH837GKA2* | EA*4X43L21A*+WALLCON | *80CTL0902120A* | 32800 | 33000 | 17.5 | 11.7 | 8.5 | 2 | 96 | 76 | 206771641
BRYANT HEATING AND COOLING SYSTEMS | 288BNV037*0**B* | CAP**4321AL*+UI | 88*TA60090C21*** | 32800 | 33000 | 17.5 | 11.7 | 8.5 | 2 | 96 | 76 | 206771640
AIRQUEST | HVH837GKA2* | EA*4X43L21A*+WALLCON | *80CTL0902120A* | 32800 | 33000 | 17.5 | 11.7 | 8.5 | 2 | 96 | 76 | 206771642
DAY & NIGHT | CVH837GKA2* | EA*4X43L21A*+WALLCON | *80CTL0701716A* | 32800 | 33000 | 17.5 | 11.7 | 8.5 | 1.98 | 97 | 76 | 206771627
BRYANT HEATING AND COOLING SYSTEMS | 288BNV037*0**B* | CNPV*6024AL*+UI | 935CA60080C21*** | 32800 | 32200 | 18 | 12 | 8.1 | 1.98 | 97 | 76 | 210470876
CARRIER | 25VNA837A*031* | CNPV*6024AL*+UI | 59CU5A080C21**20 | 32800 | 32200 | 18 | 12 | 8.1 | 1.98 | 97 | 76 | 210470875
HEIL | HVH837GKA2* | EN(A,D,W)4X60L24**+WALLCON | *95CSU0802120A* | 32800 | 32200 | 18 | 12 | 8.1 | 1.98 | 97 | 76 | 210470877
ARCOAIRE | HVH837GKA2* | EN(A,D,W)4X60L24**+WALLCON | *95CSU0802120A* | 32800 | 32200 | 18 | 12 | 8.1 | 1.98 | 97 | 76 | 210470880
AIRQUEST | HVH837GKA2* | EN(A,D,W)4X60L24**+WALLCON | *95CSU0802120A* | 32800 | 32200 | 18 | 12 | 8.1 | 1.98 | 97 | 76 | 210470879
DAY & NIGHT | CVH837GKA2* | EN(A,D,W)4X60L24**+WALLCON | *95CSU0802120A* | 32800 | 32200 | 18 | 12 | 8.1 | 1.98 | 97 | 76 | 210470882
KEEPRITE | CVH837GKA2* | EN(A,D,W)4X60L24**+WALLCON | *95CSU0802120A* | 32800 | 32200 | 18 | 12 | 8.1 | 1.98 | 97 | 76 | 210470883
COMFORTMAKER | CVH837GKA2* | EN(A,D,W)4X60L24**+WALLCON | *95CSU0802120A* | 32800 | 32200 | 18 | 12 | 8.1 | 1.98 | 97 | 76 | 210470881
KENMORE | (C,H,T)VH837GKA2* | EN(A,D,W)4X60L24**+WALLCON | *95CSU0802120A* | 32800 | 32200 | 18 | 12 | 8.1 | 1.98 | 97 | 76 | 210470884
CARRIER | 25VNA837A*031* | CNPV*6024AL*+UI | 59CU5A100C21**22 | 32800 | 32200 | 18 | 12 | 8.1 | 1.98 | 97 | 76 | 210470886
HEIL | HVH837GKA2* | EN(A,D,W)4X60L24**+WALLCON | *95CSU1002122A* | 32800 | 32200 | 18 | 12 | 8.1 | 1.98 | 97 | 76 | 210470888
AIRQUEST | HVH837GKA2* | EN(A,D,W)4X60L24**+WALLCON | *95CSU1002122A* | 32800 | 32200 | 18 | 12 | 8.1 | 1.98 | 97 | 76 | 210470890
COMFORTMAKER | CVH837GKA2* | EN(A,D,W)4X60L24**+WALLCON | *95CSU1002122A* | 32800 | 32200 | 18 | 12 | 8.1 | 1.98 | 97 | 76 | 210470892
DAY & NIGHT | CVH837GKA2* | EN(A,D,W)4X60L24**+WALLCON | *95CSU1002122A* | 32800 | 32200 | 18 | 12 | 8.1 | 1.98 | 97 | 76 | 210470893
TEMPSTAR | TVH837GKA2* | EN(A,D,W)4X60L24**+WALLCON | *95CSU0802120A* | 32800 | 32200 | 18 | 12 | 8.1 | 1.98 | 97 | 76 | 210470885
ARCOAIRE | HVH837GKA2* | EN(A,D,W)4X60L24**+WALLCON | *95CSU1002122A* | 32800 | 32200 | 18 | 12 | 8.1 | 1.98 | 97 | 76 | 210470891
BRYANT HEATING AND COOLING SYSTEMS | 288BNV037*0**B* | CNPV*6024AL*+UI | 935CA66100C21*** | 32800 | 32200 | 18 | 12 | 8.1 | 1.98 | 97 | 76 | 210470887
KENMORE | (C,H,T)VH837GKA2* | EN(A,D,W)4X60L24**+WALLCON | *95CSU1002122A* | 32800 | 32200 | 18 | 12 | 8.1 | 1.98 | 97 | 76 | 210470895
KEEPRITE | CVH837GKA2* | EN(A,D,W)4X60L24**+WALLCON | *95CSU1002122A* | 32800 | 32200 | 18 | 12 | 8.1 | 1.98 | 97 | 76 | 210470894
CARRIER | 25VNA837A*031* | CNPV*4824AL*+UI | 59CU5A100C21**22 | 32400 | 32800 | 17.5 | 11.7 | 8.1 | 1.98 | 96 | 75 | 210470843
TEMPSTAR | TVH837GKA2* | EN(A,D,W)4X60L24**+WALLCON | *95CSU1002122A* | 32800 | 32200 | 18 | 12 | 8.1 | 1.98 | 97 | 76 | 210470896
CARRIER | 25VNA837A*031* | CNPV*6024AL*+UI | 58CU*A100C21**20 | 32800 | 32200 | 17.5 | 11.7 | 8.1 | 1.98 | 98 | 77 | 210470897
BRYANT HEATING AND COOLING SYSTEMS | 288BNV037*0**B* | CNPV*6024AL*+UI | 83*CA60100C21*** | 32800 | 32200 | 17.5 | 11.7 | 8.1 | 1.98 | 98 | 77 | 210470898
ARCOAIRE | HVH837GKA2* | EN(A,D,W)4X60L24**+WALLCON | *80CSU1002120A* | 32800 | 32200 | 17.5 | 11.7 | 8.1 | 1.98 | 98 | 77 | 210470902
KEEPRITE | CVH837GKA2* | EN(A,D,W)4X60L24**+WALLCON | *80CSU1002120A* | 32800 | 32200 | 17.5 | 11.7 | 8.1 | 1.98 | 98 | 77 | 210470905
KENMORE | (C,H,T)VH837GKA2* | EN(A,D,W)4X60L24**+WALLCON | *80CSU1002120A* | 32800 | 32200 | 17.5 | 11.7 | 8.1 | 1.98 | 98 | 77 | 210470906
TEMPSTAR | TVH837GKA2* | EN(A,D,W)4X60L24**+WALLCON | *80CSU1002120A* | 32800 | 32200 | 17.5 | 11.7 | 8.1 | 1.98 | 98 | 77 | 210470907
HEIL | HVH837GKA2* | EN(A,D,W)4X60L24**+WALLCON | *80CSU1002120A* | 32800 | 32200 | 17.5 | 11.7 | 8.1 | 1.98 | 98 | 77 | 210470899
AIRQUEST | HVH837GKA2* | EN(A,D,W)4X60L24**+WALLCON | *80CSU1002120A* | 32800 | 32200 | 17.5 | 11.7 | 8.1 | 1.98 | 98 | 77 | 210470901
CARRIER | 25VNA837A*031* | CNPV*6024AL*+UI | 58TN*A090C21**20 | 32800 | 32200 | 18 | 12 | 8.1 | 1.98 | 98 | 77 | 210470908
BRYANT HEATING AND COOLING SYSTEMS | 288BNV037*0**B* | CNPV*6024AL*+UI | 88*TA60090C21*** | 32800 | 32200 | 18 | 12 | 8.1 | 1.98 | 98 | 77 | 210470909
HEIL | HVH837GKA2* | EN(A,D,W)4X60L24**+WALLCON | *80CTL0902120A* | 32800 | 32200 | 18 | 12 | 8.1 | 1.98 | 98 | 77 | 210470910
AIRQUEST | HVH837GKA2* | EN(A,D,W)4X60L24**+WALLCON | *80CTL0902120A* | 32800 | 32200 | 18 | 12 | 8.1 | 1.98 | 98 | 77 | 210470912
DAY & NIGHT | CVH837GKA2* | EN(A,D,W)4X60L24**+WALLCON | *80CTL0902120A* | 32800 | 32200 | 18 | 12 | 8.1 | 1.98 | 98 | 77 | 210470915
COMFORTMAKER | CVH837GKA2* | EN(A,D,W)4X60L24**+WALLCON | *80CTL0902120A* | 32800 | 32200 | 18 | 12 | 8.1 | 1.98 | 98 | 77 | 210470914
ARCOAIRE | HVH837GKA2* | EN(A,D,W)4X60L24**+WALLCON | *80CTL0902120A* | 32800 | 32200 | 18 | 12 | 8.1 | 1.98 | 98 | 77 | 210470913
CARRIER | 25VNA837A*031* | CNPV*6024AL*+UI | 58TN*A135C24**22 | 32800 | 32200 | 18 | 12 | 8.1 | 1.98 | 97 | 76 | 210470919
KEEPRITE | CVH837GKA2* | EN(A,D,W)4X60L24**+WALLCON | *80CTL0902120A* | 32800 | 32200 | 18 | 12 | 8.1 | 1.98 | 98 | 77 | 210470916
TEMPSTAR | TVH837GKA2* | EN(A,D,W)4X60L24**+WALLCON | *80CTL0902120A* | 32800 | 32200 | 18 | 12 | 8.1 | 1.98 | 98 | 77 | 210470918
BRYANT HEATING AND COOLING SYSTEMS | 288BNV037*0**B* | CNPV*6024AL*+UI | 88*TA66135C24*** | 32800 | 32200 | 18 | 12 | 8.1 | 1.98 | 97 | 76 | 210470920
HEIL | HVH837GKA2* | EN(A,D,W)4X60L24**+WALLCON | *80CTL1352422A* | 32800 | 32200 | 18 | 12 | 8.1 | 1.98 | 97 | 76 | 210470921
ARCOAIRE | HVH837GKA2* | EN(A,D,W)4X60L24**+WALLCON | *80CTL1352422A* | 32800 | 32200 | 18 | 12 | 8.1 | 1.98 | 97 | 76 | 210470924
KEEPRITE | CVH837GKA2* | EN(A,D,W)4X60L24**+WALLCON | *80CTL1352422A* | 32800 | 32200 | 18 | 12 | 8.1 | 1.98 | 97 | 76 | 210470927
KENMORE | (C,H,T)VH837GKA2* | EN(A,D,W)4X60L24**+WALLCON | *80CTL1352422A* | 32800 | 32200 | 18 | 12 | 8.1 | 1.98 | 97 | 76 | 210470928
CARRIER | 25VNA837A*031* | CNPV*6024AL*+UI | 59TN6B120C24**22 | 32800 | 32200 | 18 | 12 | 8.1 | 1.98 | 97 | 76 | 210470930
TEMPSTAR | TVH837GKA2* | EN(A,D,W)4X60L24**+WALLCON | *80CTL1352422A* | 32800 | 32200 | 18 | 12 | 8.1 | 1.98 | 97 | 76 | 210470929
AIRQUEST | HVH837GKA2* | EN(A,D,W)4X60L24**+WALLCON | *80CTL1352422A* | 32800 | 32200 | 18 | 12 | 8.1 | 1.98 | 97 | 76 | 210470923
COMFORTMAKER | CVH837GKA2* | EN(A,D,W)4X60L24**+WALLCON | *80CTL1352422A* | 32800 | 32200 | 18 | 12 | 8.1 | 1.98 | 97 | 76 | 210470925
HEIL | HVH837GKA2* | EN(A,D,W)4X60L24**+WALLCON | *96CTN1202422A* | 32800 | 32200 | 18 | 12 | 8.1 | 1.98 | 97 | 76 | 210470932
BRYANT HEATING AND COOLING SYSTEMS | 288BNV037*0**B* | CNPV*6024AL*+UI | 986TC66120C24*** | 32800 | 32200 | 18 | 12 | 8.1 | 1.98 | 97 | 76 | 210470931
CARRIER | 25VNA837A*031* | CAP**4821AL*+UI | 59MN7B100C21**22 | 32400 | 32600 | 17.5 | 11.7 | 8.5 | 1.98 | 96 | 77 | 206764973
BRYANT HEATING AND COOLING SYSTEMS | 288BNV037*0**B* | CAP**4821AL*+UI | 987MB66100C21*** | 32400 | 32600 | 17.5 | 11.7 | 8.5 | 1.98 | 96 | 77 | 206771829
HEIL | HVH837GKA2* | EA*4X48L21A*+WALLCON | *97CMN1002122A* | 32400 | 32600 | 17.5 | 11.7 | 8.5 | 1.98 | 96 | 77 | 206771830
AIRQUEST | HVH837GKA2* | EA*4X48L21A*+WALLCON | *97CMN1002122A* | 32400 | 32600 | 17.5 | 11.7 | 8.5 | 1.98 | 96 | 77 | 206771831
ARCOAIRE | HVH837GKA2* | EA*4X48L21A*+WALLCON | *97CMN1002122A* | 32400 | 32600 | 17.5 | 11.7 | 8.5 | 1.98 | 96 | 77 | 206771832
COMFORTMAKER | CVH837GKA2* | EA*4X48L21A*+WALLCON | *97CMN1002122A* | 32400 | 32600 | 17.5 | 11.7 | 8.5 | 1.98 | 96 | 77 | 206771833
CARRIER | 25VNA837A*031* | CAP**4821AL*+UI | 59TN6B100C21**22 | 32400 | 32600 | 17.5 | 11.7 | 8.5 | 1.98 | 96 | 77 | 206764975
DAY & NIGHT | CVH837GKA2* | EA*4X48L24A*+WALLCON | *96CTN1002122A* | 32400 | 32600 | 17.5 | 11.7 | 8.5 | 2 | 96 | 76 | 206771960
HEIL | HVH837GKA2* | EN(A,D,W)4X60L24**+WALLCON | *96CTN1002122A* | 32800 | 32200 | 18 | 12 | 8.1 | 1.98 | 97 | 76 | 210470987
BRYANT HEATING AND COOLING SYSTEMS | 288BNV037*0**B* | CNPV*6024AL*+UI | 986TC66100C21*** | 32800 | 32200 | 18 | 12 | 8.1 | 1.98 | 97 | 76 | 210470986
CARRIER | 25VNA837A*031* | CNPV*6024AL*+UI | 59TN6B100C21**22 | 32800 | 32200 | 18 | 12 | 8.1 | 1.98 | 97 | 76 | 210470985
COMFORTMAKER | CVH837GKA2* | EN(A,D,W)4X60L24**+WALLCON | *80CSU1002120A* | 32800 | 32200 | 17.5 | 11.7 | 8.1 | 1.98 | 98 | 77 | 210470903
DAY & NIGHT | CVH837GKA2* | EN(A,D,W)4X60L24**+WALLCON | *97CMN1202422A* | 32800 | 32200 | 17.5 | 11.7 | 8.1 | 1.96 | 98 | 77 | 210470970
KENMORE | (C,H,T)VH837GKA2* | EN(A,D,W)4X60L24**+WALLCON | *80CTL0902120A* | 32800 | 32200 | 18 | 12 | 8.1 | 1.98 | 98 | 77 | 210470917
TEMPSTAR | TVH837GKA2* | EN(A,D,W)4X60L24**+WALLCON | *97CMN1202422A* | 32800 | 32200 | 17.5 | 11.7 | 8.1 | 1.96 | 98 | 77 | 210470973
KENMORE | (C,H,T)VH837GKA2* | EN(A,D,W)4X60L24**+WALLCON | *97CMN1202422A* | 32800 | 32200 | 17.5 | 11.7 | 8.1 | 1.96 | 98 | 77 | 210470972
COMFORTMAKER | CVH837GKA2* | EN(A,D,W)4X60L24**+WALLCON | *97CMN1202422A* | 32800 | 32200 | 17.5 | 11.7 | 8.1 | 1.96 | 98 | 77 | 210470969
KEEPRITE | CVH837GKA2* | EN(A,D,W)4X60L24**+WALLCON | *97CMN1202422A* | 32800 | 32200 | 17.5 | 11.7 | 8.1 | 1.96 | 98 | 77 | 210470971
ARCOAIRE | HVH837GKA2* | EN(A,D,W)4X60L24**+WALLCON | *97CMN1202422A* | 32800 | 32200 | 17.5 | 11.7 | 8.1 | 1.96 | 98 | 77 | 210470968
AIRQUEST | HVH837GKA2* | EN(A,D,W)4X60L24**+WALLCON | *97CMN1202422A* | 32800 | 32200 | 17.5 | 11.7 | 8.1 | 1.96 | 98 | 77 | 210470967
KEEPRITE | CVH837GKA2* | EN(A,D,W)4X60L24**+WALLCON | *97CMN1002122A* | 32800 | 32200 | 18 | 12 | 8.1 | 1.98 | 97 | 76 | 210470960
HEIL | HVH837GKA2* | EN(A,D,W)4X60L24**+WALLCON | *97CMN1202422A* | 32800 | 32200 | 17.5 | 11.7 | 8.1 | 1.96 | 98 | 77 | 210470965
DAY & NIGHT | CVH837GKA2* | EN(A,D,W)4X60L24**+WALLCON | *97CMN1002122A* | 32800 | 32200 | 18 | 12 | 8.1 | 1.98 | 97 | 76 | 210470959
TEMPSTAR | TVH837GKA2* | EN(A,D,W)4X60L24**+WALLCON | *97CMN1002122A* | 32800 | 32200 | 18 | 12 | 8.1 | 1.98 | 97 | 76 | 210470962
CARRIER | 25VNA837A*031* | CNPV*6024AL*+UI | 59MN7B120C24**22 | 32800 | 32200 | 17.5 | 11.7 | 8.1 | 1.96 | 98 | 77 | 210470963
KENMORE | (C,H,T)VH837GKA2* | EN(A,D,W)4X60L24**+WALLCON | *97CMN1002122A* | 32800 | 32200 | 18 | 12 | 8.1 | 1.98 | 97 | 76 | 210470961
COMFORTMAKER | CVH837GKA2* | EN(A,D,W)4X60L24**+WALLCON | *97CMN1002122A* | 32800 | 32200 | 18 | 12 | 8.1 | 1.98 | 97 | 76 | 210470958
ARCOAIRE | HVH837GKA2* | EN(A,D,W)4X60L24**+WALLCON | *97CMN1002122A* | 32800 | 32200 | 18 | 12 | 8.1 | 1.98 | 97 | 76 | 210470957
AIRQUEST | HVH837GKA2* | EN(A,D,W)4X60L24**+WALLCON | *97CMN1002122A* | 32800 | 32200 | 18 | 12 | 8.1 | 1.98 | 97 | 76 | 210470956
HEIL | HVH837GKA2* | EN(A,D,W)4X60L24**+WALLCON | *97CMN1002122A* | 32800 | 32200 | 18 | 12 | 8.1 | 1.98 | 97 | 76 | 210470954
BRYANT HEATING AND COOLING SYSTEMS | 288BNV037*0**B* | CNPV*6024AL*+UI | 987MB66100C21*** | 32800 | 32200 | 18 | 12 | 8.1 | 1.98 | 97 | 76 | 210470953
CARRIER | 25VNA837A*031* | CNPV*6024AL*+UI | 59MN7B100C21**22 | 32800 | 32200 | 18 | 12 | 8.1 | 1.98 | 97 | 76 | 210470952
COMFORTMAKER | CVH837GKA2* | EN(A,D,W)4X60L24**+WALLCON | *96CTN1202422A* | 32800 | 32200 | 18 | 12 | 8.1 | 1.98 | 97 | 76 | 210470936
TEMPSTAR | TVH837GKA2* | EN(A,D,W)4X60L24**+WALLCON | *96CTN1202422A* | 32800 | 32200 | 18 | 12 | 8.1 | 1.98 | 97 | 76 | 210470940
DAY & NIGHT | CVH837GKA2* | EN(A,D,W)4X60L24**+WALLCON | *96CTN1202422A* | 32800 | 32200 | 18 | 12 | 8.1 | 1.98 | 97 | 76 | 210470937
KEEPRITE | CVH837GKA2* | EN(A,D,W)4X60L24**+WALLCON | *96CTN1202422A* | 32800 | 32200 | 18 | 12 | 8.1 | 1.98 | 97 | 76 | 210470938
KENMORE | (C,H,T)VH837GKA2* | EN(A,D,W)4X60L24**+WALLCON | *96CTN1202422A* | 32800 | 32200 | 18 | 12 | 8.1 | 1.98 | 97 | 76 | 210470939
AIRQUEST | HVH837GKA2* | EN(A,D,W)4X60L24**+WALLCON | *96CTN1202422A* | 32800 | 32200 | 18 | 12 | 8.1 | 1.98 | 97 | 76 | 210470934
DAY & NIGHT | CVH837GKA2* | EA*4X48L24A*+WALLCON | *97CMN1002122A* | 32400 | 32600 | 17.5 | 11.7 | 8.5 | 2 | 96 | 76 | 206771933
AIRQUEST | HVH837GKA2* | EA*4X48L24A*+WALLCON | *97CMN1202422A* | 32200 | 32600 | 17.5 | 11.7 | 8.5 | 1.98 | 96 | 77 | 206771939
BRYANT HEATING AND COOLING SYSTEMS | 288BNV037*0**B* | CAP**4824AL*+UI | 987MB66120C24*** | 32200 | 32600 | 17.5 | 11.7 | 8.5 | 1.98 | 96 | 77 | 206771937
HEIL | HVH837GKA2* | EA*4X48L24A*+WALLCON | *97CMN1202422A* | 32200 | 32600 | 17.5 | 11.7 | 8.5 | 1.98 | 96 | 77 | 206771938
CARRIER | 25VNA837A*031* | CAP**4824AL*+UI | 59MN7B120C24**22 | 32200 | 32600 | 17.5 | 11.7 | 8.5 | 1.98 | 96 | 77 | 206764985
TEMPSTAR | TVH837GKA2* | EA*4X48L24A*+WALLCON | *97CMN1002122A* | 32400 | 32600 | 17.5 | 11.7 | 8.5 | 2 | 96 | 76 | 206771936
KEEPRITE | CVH837GKA2* | EA*4X48L24A*+WALLCON | *97CMN1002122A* | 32400 | 32600 | 17.5 | 11.7 | 8.5 | 2 | 96 | 76 | 206771934
CARRIER | 25VNA837A*031* | CAP**4321AL*+UI | 58TN*A090C17**16 | 33000 | 32800 | 18 | 11.7 | 8.5 | 2 | 97 | 76 | 206764961
BRYANT HEATING AND COOLING SYSTEMS | 288BNV037*0**B* | CAP**4321AL*+UI | 88*TA48090C17*** | 33000 | 32800 | 18 | 11.7 | 8.5 | 2 | 97 | 76 | 206771721
DAY & NIGHT | CVH837GKA2* | EA*4X43L21A*+WALLCON | *96CTN1002122A* | 33000 | 33000 | 17.5 | 11.7 | 8.5 | 2 | 96 | 76 | 206771717
TEMPSTAR | TVH837GKA2* | EA*4X43L21A*+WALLCON | *96CTN1002122A* | 33000 | 33000 | 17.5 | 11.7 | 8.5 | 2 | 96 | 76 | 206771720
KENMORE | (C,H,T)VH837GKA2* | EA*4X43L21A*+WALLCON | *96CTN1002122A* | 33000 | 33000 | 17.5 | 11.7 | 8.5 | 2 | 96 | 76 | 206997708
COMFORTMAKER | CVH837GKA2* | EA*4X43L21A*+WALLCON | *96CTN1002122A* | 33000 | 33000 | 17.5 | 11.7 | 8.5 | 2 | 96 | 76 | 206771716
KEEPRITE | CVH837GKA2* | EA*4X43L21A*+WALLCON | *96CTN1002122A* | 33000 | 33000 | 17.5 | 11.7 | 8.5 | 2 | 96 | 76 | 206771718
ARCOAIRE | HVH837GKA2* | EA*4X43L21A*+WALLCON | *96CTN1002122A* | 33000 | 33000 | 17.5 | 11.7 | 8.5 | 2 | 96 | 76 | 206771715
TEMPSTAR | TVH837GKA2* | EA*4X37L21A*+WALLCON | *80CTL0901716A* | 33000 | 32800 | 18 | 11.7 | 8.5 | 2 | 97 | 76 | 206771360
KEEPRITE | CVH837GKA2* | EA*4X37L21A*+WALLCON | *80CTL0901716A* | 33000 | 32800 | 18 | 11.7 | 8.5 | 2 | 97 | 76 | 206771358
KENMORE | (C,H,T)VH837GKA2* | EA*4X37L21A*+WALLCON | *80CTL0901716A* | 33000 | 32800 | 18 | 11.7 | 8.5 | 2 | 97 | 76 | 206997668
DAY & NIGHT | CVH837GKA2* | EA*4X37L21A*+WALLCON | *80CTL0901716A* | 33000 | 32800 | 18 | 11.7 | 8.5 | 2 | 97 | 76 | 206771357
ARCOAIRE | HVH837GKA2* | EA*4X48L24A*+WALLCON | *97CMN1002122A* | 32400 | 32600 | 17.5 | 11.7 | 8.5 | 2 | 96 | 76 | 206771931
COMFORTMAKER | CVH837GKA2* | EA*4X48L24A*+WALLCON | *97CMN1002122A* | 32400 | 32600 | 17.5 | 11.7 | 8.5 | 2 | 96 | 76 | 206771932
KEEPRITE | CVH837GKA2* | EA*4X48L24A*+WALLCON | *96CTN1002122A* | 32400 | 32600 | 17.5 | 11.7 | 8.5 | 2 | 96 | 76 | 206771961
AIRQUEST | HVH837GKA2* | EA*4X48L24A*+WALLCON | *97CMN1002122A* | 32400 | 32600 | 17.5 | 11.7 | 8.5 | 2 | 96 | 76 | 206771930
HEIL | HVH837GKA2* | EA*4X48L24A*+WALLCON | *97CMN1002122A* | 32400 | 32600 | 17.5 | 11.7 | 8.5 | 2 | 96 | 76 | 206771929
BRYANT HEATING AND COOLING SYSTEMS | 288BNV037*0**B* | CAP**4824AL*+UI | 987MB66100C21*** | 32400 | 32600 | 17.5 | 11.7 | 8.5 | 2 | 96 | 76 | 206771928
CARRIER | 25VNA837A*031* | CAP**4824AL*+UI | 59MN7B100C21**22 | 32400 | 32600 | 17.5 | 11.7 | 8.5 | 2 | 96 | 76 | 206764984
ARCOAIRE | HVH837GKA2* | EA*4X48L21A*+WALLCON | *96CTN1002122A* | 32400 | 32600 | 17.5 | 11.7 | 8.5 | 1.98 | 96 | 77 | 206771850
DAY & NIGHT | CVH837GKA2* | EA*4X48L21A*+WALLCON | *96CTN1002122A* | 32400 | 32600 | 17.5 | 11.7 | 8.5 | 1.98 | 96 | 77 | 206771852
HEIL | HVH837GKA2* | EA*4X48L21A*+WALLCON | *96CTN1002122A* | 32400 | 32600 | 17.5 | 11.7 | 8.5 | 1.98 | 96 | 77 | 206771848
AIRQUEST | HVH837GKA2* | EA*4X48L21A*+WALLCON | *96CTN1002122A* | 32400 | 32600 | 17.5 | 11.7 | 8.5 | 1.98 | 96 | 77 | 206771849
COMFORTMAKER | CVH837GKA2* | EA*4X48L21A*+WALLCON | *96CTN1002122A* | 32400 | 32600 | 17.5 | 11.7 | 8.5 | 1.98 | 96 | 77 | 206771851
KEEPRITE | CVH837GKA2* | EA*4X48L21A*+WALLCON | *96CTN1002122A* | 32400 | 32600 | 17.5 | 11.7 | 8.5 | 1.98 | 96 | 77 | 206771853
TEMPSTAR | TVH837GKA2* | EA*4X48L21A*+WALLCON | *96CTN1002122A* | 32400 | 32600 | 17.5 | 11.7 | 8.5 | 1.98 | 96 | 77 | 206771855
KENMORE | (C,H,T)VH837GKA2* | EA*4X48L21A*+WALLCON | *96CTN1002122A* | 32400 | 32600 | 17.5 | 11.7 | 8.5 | 1.98 | 96 | 77 | 206997723
DAY & NIGHT | CVH837GKA2* | EA*4X48L24A*+WALLCON | *97CMN1202422A* | 32200 | 32600 | 17.5 | 11.7 | 8.5 | 1.98 | 96 | 77 | 206771942
COMFORTMAKER | CVH837GKA2* | EA*4X48L24A*+WALLCON | *97CMN1202422A* | 32200 | 32600 | 17.5 | 11.7 | 8.5 | 1.98 | 96 | 77 | 206771941
KEEPRITE | CVH837GKA2* | EA*4X48L24A*+WALLCON | *97CMN1202422A* | 32200 | 32600 | 17.5 | 11.7 | 8.5 | 1.98 | 96 | 77 | 206771943
TEMPSTAR | TVH837GKA2* | EA*4X48L24A*+WALLCON | *97CMN1202422A* | 32200 | 32600 | 17.5 | 11.7 | 8.5 | 1.98 | 96 | 77 | 206771945
KENMORE | (C,H,T)VH837GKA2* | EA*4X48L24A*+WALLCON | *97CMN1202422A* | 32200 | 32600 | 17.5 | 11.7 | 8.5 | 1.98 | 96 | 77 | 206997733
AIRQUEST | HVH837GKA2* | EA*4X43L21A*+WALLCON | *97CMN1002122A* | 33000 | 33000 | 17.5 | 11.7 | 8.5 | 2 | 96 | 76 | 206771696
ARCOAIRE | HVH837GKA2* | EA*4X48L24A*+WALLCON | *97CMN1202422A* | 32200 | 32600 | 17.5 | 11.7 | 8.5 | 1.98 | 96 | 77 | 206771940
COMFORTMAKER | CVH837GKA2* | EA*4X43L21A*+WALLCON | *97CMN1002122A* | 33000 | 33000 | 17.5 | 11.7 | 8.5 | 2 | 96 | 76 | 206771698
DAY & NIGHT | CVH837GKA2* | EA*4X43L21A*+WALLCON | *97CMN1002122A* | 33000 | 33000 | 17.5 | 11.7 | 8.5 | 2 | 96 | 76 | 206771699
ARCOAIRE | HVH837GKA2* | EA*4X43L21A*+WALLCON | *97CMN1002122A* | 33000 | 33000 | 17.5 | 11.7 | 8.5 | 2 | 96 | 76 | 206771697
DAY & NIGHT | CVH837GKA2* | EA*4X48L24A*+WALLCON | *80CTL0902120A* | 32400 | 32600 | 17.5 | 11.7 | 8.5 | 1.98 | 96 | 77 | 206771897
KEEPRITE | CVH837GKA2* | EA*4X43L21A*+WALLCON | *97CMN1002122A* | 33000 | 33000 | 17.5 | 11.7 | 8.5 | 2 | 96 | 76 | 206771700
KEEPRITE | CVH837GKA2* | EA*4X48L24A*+WALLCON | *80CTL0902120A* | 32400 | 32600 | 17.5 | 11.7 | 8.5 | 1.98 | 96 | 77 | 206771898
TEMPSTAR | TVH837GKA2* | EA*4X48L24A*+WALLCON | *80CTL0902120A* | 32400 | 32600 | 17.5 | 11.7 | 8.5 | 1.98 | 96 | 77 | 206771900
CARRIER | 25VNA837A*031* | CAP**4824AL*+UI | 58TN*A135C24**22 | 32400 | 32400 | 17.5 | 11.7 | 8.5 | 2 | 97 | 77 | 206764981
BRYANT HEATING AND COOLING SYSTEMS | 288BNV037*0**B* | CAP**4824AL*+UI | 88*TA66135C24*** | 32400 | 32400 | 17.5 | 11.7 | 8.5 | 2 | 97 | 77 | 206771901
HEIL | HVH837GKA2* | EA*4X48L24A*+WALLCON | *80CTL1352422A* | 32400 | 32400 | 17.5 | 11.7 | 8.5 | 2 | 97 | 77 | 206771902
AIRQUEST | HVH837GKA2* | EA*4X48L24A*+WALLCON | *80CTL1352422A* | 32400 | 32400 | 17.5 | 11.7 | 8.5 | 2 | 97 | 77 | 206771903
BRYANT HEATING AND COOLING SYSTEMS | 288BNV037*0**B* | CNPV*4217AL*+UI | 88*TA48090C17*** | 32200 | 33000 | 17.5 | 11.7 | 8.1 | 1.92 | 95 | 75 | 206772072
HEIL | HVH837GKA2* | END4X42L17**+WALLCON | *80CTL0901716A* | 32200 | 33000 | 17.5 | 11.7 | 8.1 | 1.92 | 95 | 75 | 206772073
AIRQUEST | HVH837GKA2* | END4X42L17**+WALLCON | *80CTL0901716A* | 32200 | 33000 | 17.5 | 11.7 | 8.1 | 1.92 | 95 | 75 | 206772074
ARCOAIRE | HVH837GKA2* | END4X42L17**+WALLCON | *80CTL0901716A* | 32200 | 33000 | 17.5 | 11.7 | 8.1 | 1.92 | 95 | 75 | 206772075
COMFORTMAKER | CVH837GKA2* | END4X42L17**+WALLCON | *80CTL0901716A* | 32200 | 33000 | 17.5 | 11.7 | 8.1 | 1.92 | 95 | 75 | 206772076
KEEPRITE | CVH837GKA2* | END4X42L17**+WALLCON | *80CTL0901716A* | 32200 | 33000 | 17.5 | 11.7 | 8.1 | 1.92 | 95 | 75 | 206772078
KENMORE | (C,H,T)VH837GKA2* | END4X42L17**+WALLCON | *80CTL0901716A* | 32200 | 33000 | 17.5 | 11.7 | 8.1 | 1.92 | 95 | 75 | 206997748
DAY & NIGHT | CVH837GKA2* | END4X42L17**+WALLCON | *80CTL0901716A* | 32200 | 33000 | 17.5 | 11.7 | 8.1 | 1.92 | 95 | 75 | 206772077
COMFORTMAKER | CVH837GKA2* | EN(A,D,W)4X48L21**+WALLCON | *95CSU0802120A* | 32400 | 32800 | 17.5 | 11.7 | 8.1 | 1.96 | 96 | 76 | 206773603
KEEPRITE | CVH837GKA2* | EN(A,D,W)4X48L21**+WALLCON | *95CSU0802120A* | 32400 | 32800 | 17.5 | 11.7 | 8.1 | 1.96 | 96 | 76 | 206773605
DAY & NIGHT | CVH837GKA2* | EN(A,D,W)4X48L21**+WALLCON | *95CSU0802120A* | 32400 | 32800 | 17.5 | 11.7 | 8.1 | 1.96 | 96 | 76 | 206773604
KENMORE | (C,H,T)VH837GKA2* | EN(A,D,W)4X48L21**+WALLCON | *95CSU0802120A* | 32400 | 32800 | 17.5 | 11.7 | 8.1 | 1.96 | 96 | 76 | 206997919
TEMPSTAR | TVH837GKA2* | EN(A,D,W)4X48L21**+WALLCON | *95CSU0802120A* | 32400 | 32800 | 17.5 | 11.7 | 8.1 | 1.96 | 96 | 76 | 206773607
CARRIER | 25VNA837A*031* | CNPV*4821AL*+UI | 59CU5A100C21**22 | 32400 | 32800 | 17.5 | 11.7 | 8.1 | 1.98 | 96 | 75 | 206765160
TEMPSTAR | TVH837GKA2* | EN(A,D,W)4X48L21**+WALLCON | *95CSU1002122A* | 32400 | 32800 | 17.5 | 11.7 | 8.1 | 1.98 | 96 | 75 | 206773616
AIRQUEST | HVH837GKA2* | EN(A,D,W)4X48L21**+WALLCON | *95CSU0802120A* | 32400 | 32800 | 17.5 | 11.7 | 8.1 | 1.96 | 96 | 76 | 206773601
AIRQUEST | HVH837GKA2* | EN(A,D)4X48L24**+WALLCON | *96CTN1002122A* | 32400 | 33000 | 17.5 | 11.7 | 8.1 | 1.96 | 95 | 75 | 206772425
ARCOAIRE | HVH837GKA2* | EN(A,D)4X48L24**+WALLCON | *96CTN1002122A* | 32400 | 33000 | 17.5 | 11.7 | 8.1 | 1.96 | 95 | 75 | 206772426
COMFORTMAKER | CVH837GKA2* | EN(A,D)4X48L24**+WALLCON | *96CTN1002122A* | 32400 | 33000 | 17.5 | 11.7 | 8.1 | 1.96 | 95 | 75 | 206772427
KENMORE | (C,H,T)VH837GKA2* | EN(A,D)4X48L24**+WALLCON | *96CTN1002122A* | 32400 | 33000 | 17.5 | 11.7 | 8.1 | 1.96 | 95 | 75 | 206997787
KEEPRITE | CVH837GKA2* | EN(A,D)4X48L24**+WALLCON | *96CTN1002122A* | 32400 | 33000 | 17.5 | 11.7 | 8.1 | 1.96 | 95 | 75 | 206772429
DAY & NIGHT | CVH837GKA2* | EN(A,D)4X48L24**+WALLCON | *96CTN1002122A* | 32400 | 33000 | 17.5 | 11.7 | 8.1 | 1.96 | 95 | 75 | 206772428
TEMPSTAR | TVH837GKA2* | EN(A,D)4X48L24**+WALLCON | *96CTN1002122A* | 32400 | 33000 | 17.5 | 11.7 | 8.1 | 1.96 | 95 | 75 | 206772431
HEIL | HVH837GKA2* | EA*4X48L21A*+WALLCON | *80CTL0902120A* | 32200 | 32600 | 17.5 | 11.7 | 8.5 | 1.98 | 96 | 77 | 206771776
BRYANT HEATING AND COOLING SYSTEMS | 288BNV037*0**B* | CAP**4821AL*+UI | 88*TA60090C21*** | 32200 | 32600 | 17.5 | 11.7 | 8.5 | 1.98 | 96 | 77 | 206771775
KEEPRITE | CVH837GKA2* | EN(A,D,W)4X60L24**+WALLCON | *96CTN1002122A* | 32800 | 32200 | 18 | 12 | 8.1 | 1.98 | 97 | 76 | 210470993
DAY & NIGHT | CVH837GKA2* | EN(A,D,W)4X60L24**+WALLCON | *80CSU1002120A* | 32800 | 32200 | 17.5 | 11.7 | 8.1 | 1.98 | 98 | 77 | 210470904
KENMORE | (C,H,T)VH837GKA2* | EN(A,D,W)4X60L24**+WALLCON | *96CTN1002122A* | 32800 | 32200 | 18 | 12 | 8.1 | 1.98 | 97 | 76 | 210470994
TEMPSTAR | TVH837GKA2* | EN(A,D,W)4X60L24**+WALLCON | *96CTN1002122A* | 32800 | 32200 | 18 | 12 | 8.1 | 1.98 | 97 | 76 | 210470995
DAY & NIGHT | CVH837GKA2* | EN(A,D,W)4X60L24**+WALLCON | *96CTN1002122A* | 32800 | 32200 | 18 | 12 | 8.1 | 1.98 | 97 | 76 | 210470992
ARCOAIRE | HVH837GKA2* | EN(A,D,W)4X60L24**+WALLCON | *96CTN1002122A* | 32800 | 32200 | 18 | 12 | 8.1 | 1.98 | 97 | 76 | 210470990
COMFORTMAKER | CVH837GKA2* | EN(A,D,W)4X60L24**+WALLCON | *96CTN1002122A* | 32800 | 32200 | 18 | 12 | 8.1 | 1.98 | 97 | 76 | 210470991
AIRQUEST | HVH837GKA2* | EN(A,D,W)4X60L24**+WALLCON | *96CTN1002122A* | 32800 | 32200 | 18 | 12 | 8.1 | 1.98 | 97 | 76 | 210470989
TEMPSTAR | TVH837GKA2* | END4X42L17**+WALLCON | *80CTL0901716A* | 32200 | 33000 | 17.5 | 11.7 | 8.1 | 1.92 | 95 | 75 | 206772080
HEIL | HVH837GKA2* | EN(A,D,W)4X48L21**+WALLCON | *80CTL0902120A* | 32400 | 33000 | 17.5 | 11.7 | 8.1 | 1.96 | 96 | 75 | 206772244
BRYANT HEATING AND COOLING SYSTEMS | 288BNV037*0**B* | CNPV*4821AL*+UI | 88*TA60090C21*** | 32400 | 33000 | 17.5 | 11.7 | 8.1 | 1.96 | 96 | 75 | 206772243
CARRIER | 25VNA837A*031* | CNPV*4821AL*+UI | 58TN*A090C21**20 | 32400 | 33000 | 17.5 | 11.7 | 8.1 | 1.96 | 96 | 75 | 206765019
KENMORE | (C,H,T)VH837GKA2* | EA*4X48L24A*+WALLCON | *80CTL0902120A* | 32400 | 32600 | 17.5 | 11.7 | 8.5 | 1.98 | 96 | 77 | 206997728
KEEPRITE | CVH837GKA2* | EN(A,D)4X48L24**+WALLCON | *97CMN1002122A* | 32400 | 33000 | 17.5 | 11.7 | 8.1 | 1.96 | 95 | 75 | 206772402
ARCOAIRE | HVH837GKA2* | EN(A,D)4X48L24**+WALLCON | *97CMN1002122A* | 32400 | 33000 | 17.5 | 11.7 | 8.1 | 1.96 | 95 | 75 | 206772399
AIRQUEST | HVH837GKA2* | EN(A,D)4X48L24**+WALLCON | *97CMN1002122A* | 32400 | 33000 | 17.5 | 11.7 | 8.1 | 1.96 | 95 | 75 | 206772398
KENMORE | (C,H,T)VH837GKA2* | EN(A,D)4X48L24**+WALLCON | *97CMN1002122A* | 32400 | 33000 | 17.5 | 11.7 | 8.1 | 1.96 | 95 | 75 | 206997784
COMFORTMAKER | CVH837GKA2* | EN(A,D)4X48L24**+WALLCON | *97CMN1002122A* | 32400 | 33000 | 17.5 | 11.7 | 8.1 | 1.96 | 95 | 75 | 206772400
HEIL | HVH837GKA2* | EN(A,D)4X48L24**+WALLCON | *97CMN1002122A* | 32400 | 33000 | 17.5 | 11.7 | 8.1 | 1.96 | 95 | 75 | 206772397
BRYANT HEATING AND COOLING SYSTEMS | 288BNV037*0**B* | CNPV*4824AL*+UI | 987MB66100C21*** | 32400 | 33000 | 17.5 | 11.7 | 8.1 | 1.96 | 95 | 75 | 206772396
CARRIER | 25VNA837A*031* | CNPV*4824AL*+UI | 58TN*A090C21**20 | 32400 | 33000 | 17.5 | 11.7 | 8.1 | 1.96 | 96 | 75 | 206765032
DAY & NIGHT | CVH837GKA2* | EN(A,D,W)4X48L21**+WALLCON | *95CSU1002122A* | 32400 | 32800 | 17.5 | 11.7 | 8.1 | 1.98 | 96 | 75 | 206773613
COMFORTMAKER | CVH837GKA2* | EN(A,D,W)4X48L21**+WALLCON | *95CSU1002122A* | 32400 | 32800 | 17.5 | 11.7 | 8.1 | 1.98 | 96 | 75 | 206773612
KEEPRITE | CVH837GKA2* | EN(A,D,W)4X48L21**+WALLCON | *95CSU1002122A* | 32400 | 32800 | 17.5 | 11.7 | 8.1 | 1.98 | 96 | 75 | 206773614
KENMORE | (C,H,T)VH837GKA2* | EN(A,D,W)4X48L21**+WALLCON | *95CSU1002122A* | 32400 | 32800 | 17.5 | 11.7 | 8.1 | 1.98 | 96 | 75 | 206997920
ARCOAIRE | HVH837GKA2* | EN(A,D,W)4X48L21**+WALLCON | *95CSU1002122A* | 32400 | 32800 | 17.5 | 11.7 | 8.1 | 1.98 | 96 | 75 | 206773611
HEIL | HVH837GKA2* | EN(A,D,W)4X48L21**+WALLCON | *95CSU1002122A* | 32400 | 32800 | 17.5 | 11.7 | 8.1 | 1.98 | 96 | 75 | 206773609
AIRQUEST | HVH825GKA3* | EA*4X43L21A*+WALLCON | *80CTL0901716A* | 24600 | 21000 | 17.5 | 11.7 | 8.5 | 2.04 | 97 | 79 | 210473241
AIRQUEST | HVH837GKA2* | EN(A,D,W)4X48L21**+WALLCON | *95CSU1002122A* | 32400 | 32800 | 17.5 | 11.7 | 8.1 | 1.98 | 96 | 75 | 206773610
BRYANT HEATING AND COOLING SYSTEMS | 288BNV037*0**B* | CNPV*4821AL*+UI | 935CA66100C21*** | 32400 | 32800 | 17.5 | 11.7 | 8.1 | 1.98 | 96 | 75 | 206773608
TEMPSTAR | TVH825GKA3* | EA*4X43L21A*+WALLCON | *80CTL0901716A* | 24600 | 21000 | 17.5 | 11.7 | 8.5 | 2.04 | 97 | 79 | 210473247
KENMORE | (C,H,T)VH825GKA3* | EA*4X43L21A*+WALLCON | *80CTL0901716A* | 24600 | 21000 | 17.5 | 11.7 | 8.5 | 2.04 | 97 | 79 | 210473246
DAY & NIGHT | CVH825GKA3* | EA*4X43L21A*+WALLCON | *80CTL0901716A* | 24600 | 21000 | 17.5 | 11.7 | 8.5 | 2.04 | 97 | 79 | 210473244
ARCOAIRE | HVH825GKA3* | EA*4X43L21A*+WALLCON | *80CTL0901716A* | 24600 | 21000 | 17.5 | 11.7 | 8.5 | 2.04 | 97 | 79 | 210473242
COMFORTMAKER | CVH825GKA3* | EA*4X43L21A*+WALLCON | *80CTL0901716A* | 24600 | 21000 | 17.5 | 11.7 | 8.5 | 2.04 | 97 | 79 | 210473243
CARRIER | 25VNA825A*032* | CAP**4321AL*+UI | 58TN*A090C17**16 | 24600 | 21000 | 17.5 | 11.7 | 8.5 | 2.04 | 97 | 79 | 210473237
HEIL | HVH825GKA3* | EA*4X43L21A*+WALLCON | *80CTL0901716A* | 24600 | 21000 | 17.5 | 11.7 | 8.5 | 2.04 | 97 | 79 | 210473239
BRYANT HEATING AND COOLING SYSTEMS | 288BNV025*0**C* | CAP**4321AL*+UI | 88*TA48090C17*** | 24600 | 21000 | 17.5 | 11.7 | 8.5 | 2.04 | 97 | 79 | 210473238
AIRQUEST | HVH837GKA2* | EA*4X48L21A*+WALLCON | *80CTL0902120A* | 32200 | 32600 | 17.5 | 11.7 | 8.5 | 1.98 | 96 | 77 | 206771777
COMFORTMAKER | CVH837GKA2* | EA*4X37L21A*+WALLCON | *80CTL0901716A* | 33000 | 32800 | 18 | 11.7 | 8.5 | 2 | 97 | 76 | 206771356
ARCOAIRE | HVH837GKA2* | EA*4X37L21A*+WALLCON | *80CTL0901716A* | 33000 | 32800 | 18 | 11.7 | 8.5 | 2 | 97 | 76 | 206771355
AIRQUEST | HVH837GKA2* | EA*4X37L21A*+WALLCON | *80CTL0901716A* | 33000 | 32800 | 18 | 11.7 | 8.5 | 2 | 97 | 76 | 206771354
HEIL | HVH837GKA2* | EA*4X37L21A*+WALLCON | *80CTL0901716A* | 33000 | 32800 | 18 | 11.7 | 8.5 | 2 | 97 | 76 | 206771353
TEMPSTAR | TVH837GKA2* | EA*4X37L21A*+WALLCON | *96CTN1002122A* | 33000 | 33000 | 17.5 | 11.7 | 8.5 | 2 | 96 | 76 | 206771351
HEIL | HVH837GKA2* | EA*4X37L21A*+WALLCON | *97CMN1002122A* | 33000 | 33000 | 17.5 | 11.7 | 8.5 | 2 | 96 | 76 | 206771326
KENMORE | (C,H,T)VH837GKA2* | EA*4X37L21A*+WALLCON | *96CTN1002122A* | 33000 | 33000 | 17.5 | 11.7 | 8.5 | 2 | 96 | 76 | 206997667
BRYANT HEATING AND COOLING SYSTEMS | 288BNV037*0**B* | CAP**3721AL*+UI | 987MB66100C21*** | 33000 | 33000 | 17.5 | 11.7 | 8.5 | 2 | 96 | 76 | 206771325
AIRQUEST | HVH837GKA2* | EA*4X37L21A*+WALLCON | *97CMN1002122A* | 33000 | 33000 | 17.5 | 11.7 | 8.5 | 2 | 96 | 76 | 206771327
CARRIER | 25VNA837A*031* | CAP**3721AL*+UI | 59MN7B100C21**22 | 33000 | 33000 | 17.5 | 11.7 | 8.5 | 2 | 96 | 76 | 206764917
KENMORE | (C,H,T)VH837GKA2* | EA*4X48L21A*+WALLCON | *97CMN1002122A* | 32400 | 32600 | 17.5 | 11.7 | 8.5 | 1.98 | 96 | 77 | 206997721
TEMPSTAR | TVH837GKA2* | EA*4X48L21A*+WALLCON | *97CMN1002122A* | 32400 | 32600 | 17.5 | 11.7 | 8.5 | 1.98 | 96 | 77 | 206771837
DAY & NIGHT | CVH837GKA2* | EA*4X48L21A*+WALLCON | *97CMN1002122A* | 32400 | 32600 | 17.5 | 11.7 | 8.5 | 1.98 | 96 | 77 | 206771834
KEEPRITE | CVH837GKA2* | EA*4X48L21A*+WALLCON | *97CMN1002122A* | 32400 | 32600 | 17.5 | 11.7 | 8.5 | 1.98 | 96 | 77 | 206771835
TEMPSTAR | TVH837GKA2* | EA*4X43L21A*+WALLCON | *97CMN1002122A* | 33000 | 33000 | 17.5 | 11.7 | 8.5 | 2 | 96 | 76 | 206771702
KENMORE | (C,H,T)VH837GKA2* | EA*4X43L21A*+WALLCON | *97CMN1002122A* | 33000 | 33000 | 17.5 | 11.7 | 8.5 | 2 | 96 | 76 | 206997706
BRYANT HEATING AND COOLING SYSTEMS | 288BNV037*0**B* | CAP**3721AL*+UI | 88*TA48090C17*** | 33000 | 32800 | 18 | 11.7 | 8.5 | 2 | 97 | 76 | 206771352
ARCOAIRE | HVH837GKA2* | EA*4X48L24A*+WALLCON | *80CTL1352422A* | 32400 | 32400 | 17.5 | 11.7 | 8.5 | 2 | 97 | 77 | 206771904
COMFORTMAKER | CVH837GKA2* | EA*4X48L24A*+WALLCON | *80CTL1352422A* | 32400 | 32400 | 17.5 | 11.7 | 8.5 | 2 | 97 | 77 | 206771905
KEEPRITE | CVH837GKA2* | EA*4X48L24A*+WALLCON | *80CTL1352422A* | 32400 | 32400 | 17.5 | 11.7 | 8.5 | 2 | 97 | 77 | 206771907
DAY & NIGHT | CVH837GKA2* | EA*4X48L24A*+WALLCON | *80CTL1352422A* | 32400 | 32400 | 17.5 | 11.7 | 8.5 | 2 | 97 | 77 | 206771906
CARRIER | 25VNA837A*031* | CAP**4824AL*+UI | 59TN6B120C24**22 | 32400 | 32400 | 17.5 | 11.7 | 8.5 | 2 | 97 | 77 | 206764982
BRYANT HEATING AND COOLING SYSTEMS | 288BNV037*0**B* | CAP**4824AL*+UI | 986TC66120C24*** | 32400 | 32400 | 17.5 | 11.7 | 8.5 | 2 | 97 | 77 | 206771910
KENMORE | (C,H,T)VH837GKA2* | EA*4X48L24A*+WALLCON | *80CTL1352422A* | 32400 | 32400 | 17.5 | 11.7 | 8.5 | 2 | 97 | 77 | 206997729
TEMPSTAR | TVH837GKA2* | EA*4X48L24A*+WALLCON | *80CTL1352422A* | 32400 | 32400 | 17.5 | 11.7 | 8.5 | 2 | 97 | 77 | 206771909
ARCOAIRE | HVH837GKA2* | EN(A,D,W)4X48L21**+WALLCON | *80CTL0902120A* | 32400 | 33000 | 17.5 | 11.7 | 8.1 | 1.96 | 96 | 75 | 206772246
COMFORTMAKER | CVH837GKA2* | EN(A,D,W)4X48L21**+WALLCON | *80CTL0902120A* | 32400 | 33000 | 17.5 | 11.7 | 8.1 | 1.96 | 96 | 75 | 206772247
KENMORE | (C,H,T)VH837GKA2* | EN(A,D,W)4X48L21**+WALLCON | *80CTL0902120A* | 32400 | 33000 | 17.5 | 11.7 | 8.1 | 1.96 | 96 | 75 | 206997767
DAY & NIGHT | CVH837GKA2* | EN(A,D,W)4X48L21**+WALLCON | *80CTL0902120A* | 32400 | 33000 | 17.5 | 11.7 | 8.1 | 1.96 | 96 | 75 | 206772248
CARRIER | 25VNA837A*031* | CAP**4221AL*+UI | 58TN*A090C17**16 | 31800 | 33000 | 17.5 | 11.7 | 8.5 | 1.9 | 95 | 74 | 206764935
AIRQUEST | HVH837GKA2* | EA*4X42L21A*+WALLCON | *80CTL0901716A* | 31800 | 33000 | 17.5 | 11.7 | 8.5 | 1.9 | 95 | 74 | 206771489
BRYANT HEATING AND COOLING SYSTEMS | 288BNV037*0**B* | CAP**4221AL*+UI | 88*TA48090C17*** | 31800 | 33000 | 17.5 | 11.7 | 8.5 | 1.9 | 95 | 74 | 206771487
HEIL | HVH837GKA2* | EA*4X42L21A*+WALLCON | *80CTL0901716A* | 31800 | 33000 | 17.5 | 11.7 | 8.5 | 1.9 | 95 | 74 | 206771488
TEMPSTAR | TVH837GKA2* | EN(A,D,W)4X48L21**+WALLCON | *80CTL0902120A* | 32400 | 33000 | 17.5 | 11.7 | 8.1 | 1.96 | 96 | 75 | 206772251
KEEPRITE | CVH837GKA2* | EN(A,D,W)4X48L21**+WALLCON | *80CTL0902120A* | 32400 | 33000 | 17.5 | 11.7 | 8.1 | 1.96 | 96 | 75 | 206772249
TEMPSTAR | TVH837GKA2* | EN(A,D)4X48L24**+WALLCON | *80CTL0902120A* | 32400 | 33000 | 17.5 | 11.7 | 8.1 | 1.96 | 96 | 75 | 206772368
BRYANT HEATING AND COOLING SYSTEMS | 288BNV037*0**B* | CNPV*4824AL*+UI | 88*TA66135C24*** | 32400 | 32800 | 17.5 | 11.7 | 8.1 | 1.98 | 96 | 76 | 206772369
HEIL | HVH837GKA2* | EN(A,D)4X48L24**+WALLCON | *80CTL1352422A* | 32400 | 32800 | 17.5 | 11.7 | 8.1 | 1.98 | 96 | 76 | 206772370
AIRQUEST | HVH837GKA2* | EN(A,D)4X48L24**+WALLCON | *80CTL1352422A* | 32400 | 32800 | 17.5 | 11.7 | 8.1 | 1.98 | 96 | 76 | 206772371
ARCOAIRE | HVH837GKA2* | EN(A,D)4X48L24**+WALLCON | *80CTL1352422A* | 32400 | 32800 | 17.5 | 11.7 | 8.1 | 1.98 | 96 | 76 | 206772372
COMFORTMAKER | CVH837GKA2* | EN(A,D)4X48L24**+WALLCON | *80CTL1352422A* | 32400 | 32800 | 17.5 | 11.7 | 8.1 | 1.98 | 96 | 76 | 206772373
DAY & NIGHT | CVH837GKA2* | EN(A,D)4X48L24**+WALLCON | *80CTL1352422A* | 32400 | 32800 | 17.5 | 11.7 | 8.1 | 1.98 | 96 | 76 | 206772374
CARRIER | 25VNA837A*031* | CNPV*4824AL*+UI | 58TN*A135C24**22 | 32400 | 32800 | 17.5 | 11.7 | 8.1 | 1.98 | 96 | 76 | 206765033
CARRIER | 25VNA837A*031* | CNPV*4821AL*+UI | 59TN6B100C21**22 | 32400 | 33000 | 17.5 | 11.7 | 8.1 | 1.96 | 95 | 75 | 206765027
BRYANT HEATING AND COOLING SYSTEMS | 288BNV037*0**B* | CNPV*4821AL*+UI | 986TC66100C21*** | 32400 | 33000 | 17.5 | 11.7 | 8.1 | 1.96 | 95 | 75 | 206772315
HEIL | HVH837GKA2* | EN(A,D,W)4X48L21**+WALLCON | *96CTN1002122A* | 32400 | 33000 | 17.5 | 11.7 | 8.1 | 1.96 | 95 | 75 | 206772316
COMFORTMAKER | CVH837GKA2* | EN(A,D,W)4X48L21**+WALLCON | *96CTN1002122A* | 32400 | 33000 | 17.5 | 11.7 | 8.1 | 1.96 | 95 | 75 | 206772319
DAY & NIGHT | CVH837GKA2* | EN(A,D,W)4X48L21**+WALLCON | *96CTN1002122A* | 32400 | 33000 | 17.5 | 11.7 | 8.1 | 1.96 | 95 | 75 | 206772320
KEEPRITE | CVH825GKA3* | EA*4X43L21A*+WALLCON | *80CTL0901716A* | 24600 | 21000 | 17.5 | 11.7 | 8.5 | 2.04 | 97 | 79 | 210473245
CARRIER | 25VNA837A*031* | CNPV*4824AL*+UI | 59MN7B100C21**22 | 32400 | 33000 | 17.5 | 11.7 | 8.1 | 1.96 | 95 | 75 | 206765036
CARRIER | 25VNA825A*032* | CNPV*4821AL*+UI | 58TN*A090C17**16 | 24200 | 21200 | 17.5 | 11.7 | 8.1 | 2.02 | 97 | 78 | 210474036
BRYANT HEATING AND COOLING SYSTEMS | 288BNV025*0**C* | CNPV*4821AL*+UI | 88*TA48090C17*** | 24200 | 21200 | 17.5 | 11.7 | 8.1 | 2.02 | 97 | 78 | 210474037
HEIL | HVH825GKA3* | EN(A,D,W)4X48L21**+WALLCON | *80CTL0901716A* | 24200 | 21200 | 17.5 | 11.7 | 8.1 | 2.02 | 97 | 78 | 210474038
AIRQUEST | HVH825GKA3* | EN(A,D,W)4X48L21**+WALLCON | *80CTL0901716A* | 24200 | 21200 | 17.5 | 11.7 | 8.1 | 2.02 | 97 | 78 | 210474040
COMFORTMAKER | CVH825GKA3* | EN(A,D,W)4X48L21**+WALLCON | *80CTL0901716A* | 24200 | 21200 | 17.5 | 11.7 | 8.1 | 2.02 | 97 | 78 | 210474042
ARCOAIRE | HVH825GKA3* | EN(A,D,W)4X48L21**+WALLCON | *80CTL0901716A* | 24200 | 21200 | 17.5 | 11.7 | 8.1 | 2.02 | 97 | 78 | 210474041
KEEPRITE | CVH825GKA3* | EN(A,D,W)4X48L21**+WALLCON | *80CTL0901716A* | 24200 | 21200 | 17.5 | 11.7 | 8.1 | 2.02 | 97 | 78 | 210474044
DAY & NIGHT | CVH825GKA3* | EN(A,D,W)4X48L21**+WALLCON | *80CTL0901716A* | 24200 | 21200 | 17.5 | 11.7 | 8.1 | 2.02 | 97 | 78 | 210474043
KENMORE | (C,H,T)VH825GKA3* | EN(A,D,W)4X48L21**+WALLCON | *80CTL0901716A* | 24200 | 21200 | 17.5 | 11.7 | 8.1 | 2.02 | 97 | 78 | 210474045
TEMPSTAR | TVH825GKA3* | EN(A,D,W)4X48L21**+WALLCON | *80CTL0901716A* | 24200 | 21200 | 17.5 | 11.7 | 8.1 | 2.02 | 97 | 78 | 210474046
TEMPSTAR | TVH837GKA2* | EN(A,D)4X48L24**+WALLCON | *97CMN1002122A* | 32400 | 33000 | 17.5 | 11.7 | 8.1 | 1.96 | 95 | 75 | 206772404
ARCOAIRE | HVH837GKA2* | EN(A,D)4X48L24**+WALLCON | *96CTN1202422A* | 32400 | 32800 | 17.5 | 11.7 | 8.1 | 1.96 | 96 | 76 | 206772381
HEIL | HVH837GKA2* | EN(A,D)4X48L24**+WALLCON | *96CTN1202422A* | 32400 | 32800 | 17.5 | 11.7 | 8.1 | 1.96 | 96 | 76 | 206772379
AIRQUEST | HVH837GKA2* | EN(A,D)4X48L24**+WALLCON | *96CTN1202422A* | 32400 | 32800 | 17.5 | 11.7 | 8.1 | 1.96 | 96 | 76 | 206772380
BRYANT HEATING AND COOLING SYSTEMS | 288BNV037*0**B* | CNPV*4824AL*+UI | 986TC66120C24*** | 32400 | 32800 | 17.5 | 11.7 | 8.1 | 1.96 | 96 | 76 | 206772378
CARRIER | 25VNA837A*031* | CNPV*4824AL*+UI | 59TN6B120C24**22 | 32400 | 32800 | 17.5 | 11.7 | 8.1 | 1.96 | 96 | 76 | 206765034
TEMPSTAR | TVH837GKA2* | EN(A,D)4X48L24**+WALLCON | *80CTL1352422A* | 32400 | 32800 | 17.5 | 11.7 | 8.1 | 1.98 | 96 | 76 | 206772377
KEEPRITE | CVH837GKA2* | EN(A,D)4X48L24**+WALLCON | *80CTL1352422A* | 32400 | 32800 | 17.5 | 11.7 | 8.1 | 1.98 | 96 | 76 | 206772375
KENMORE | (C,H,T)VH837GKA2* | EN(A,D)4X48L24**+WALLCON | *80CTL1352422A* | 32400 | 32800 | 17.5 | 11.7 | 8.1 | 1.98 | 96 | 76 | 206997781
ARCOAIRE | HVH837GKA2* | EN(A,D,W)4X48L21**+WALLCON | *80CTL0901716A* | 32400 | 32800 | 18 | 11.7 | 8.1 | 1.98 | 96 | 76 | 206772327
AIRQUEST | HVH837GKA2* | EN(A,D,W)4X48L21**+WALLCON | *80CTL0901716A* | 32400 | 32800 | 18 | 11.7 | 8.1 | 1.98 | 96 | 76 | 206772326
BRYANT HEATING AND COOLING SYSTEMS | 288BNV037*0**B* | CNPV*4821AL*+UI | 88*TA48090C17*** | 32400 | 32800 | 18 | 11.7 | 8.1 | 1.98 | 96 | 76 | 206772324
HEIL | HVH837GKA2* | EN(A,D,W)4X48L21**+WALLCON | *80CTL0901716A* | 32400 | 32800 | 18 | 11.7 | 8.1 | 1.98 | 96 | 76 | 206772325
TEMPSTAR | TVH837GKA2* | EN(A,D,W)4X48L21**+WALLCON | *96CTN1002122A* | 32400 | 33000 | 17.5 | 11.7 | 8.1 | 1.96 | 95 | 75 | 206772323
KEEPRITE | CVH837GKA2* | EN(A,D,W)4X48L21**+WALLCON | *96CTN1002122A* | 32400 | 33000 | 17.5 | 11.7 | 8.1 | 1.96 | 95 | 75 | 206772321
KENMORE | (C,H,T)VH837GKA2* | EN(A,D,W)4X48L21**+WALLCON | *96CTN1002122A* | 32400 | 33000 | 17.5 | 11.7 | 8.1 | 1.96 | 95 | 75 | 206997775
AIRQUEST | HVH837GKA2* | EA*4X43L21A*+WALLCON | *96CTN1002122A* | 33000 | 33000 | 17.5 | 11.7 | 8.5 | 2 | 96 | 76 | 206771714
HEIL | HVH837GKA2* | EA*4X43L21A*+WALLCON | *96CTN1002122A* | 33000 | 33000 | 17.5 | 11.7 | 8.5 | 2 | 96 | 76 | 206771713
BRYANT HEATING AND COOLING SYSTEMS | 288BNV037*0**B* | CAP**4321AL*+UI | 986TC66100C21*** | 33000 | 33000 | 17.5 | 11.7 | 8.5 | 2 | 96 | 76 | 206771712
CARRIER | 25VNA837A*031* | CAP**4321AL*+UI | 59TN6B100C21**22 | 33000 | 33000 | 17.5 | 11.7 | 8.5 | 2 | 96 | 76 | 206764960
AIRQUEST | HVH837GKA2* | EA*4X37L21A*+WALLCON | *96CTN1002122A* | 33000 | 33000 | 17.5 | 11.7 | 8.5 | 2 | 96 | 76 | 206771345
HEIL | HVH837GKA2* | EA*4X37L21A*+WALLCON | *96CTN1002122A* | 33000 | 33000 | 17.5 | 11.7 | 8.5 | 2 | 96 | 76 | 206771344
DAY & NIGHT | CVH837GKA2* | EA*4X37L21A*+WALLCON | *96CTN1002122A* | 33000 | 33000 | 17.5 | 11.7 | 8.5 | 2 | 96 | 76 | 206771348
COMFORTMAKER | CVH837GKA2* | EA*4X37L21A*+WALLCON | *96CTN1002122A* | 33000 | 33000 | 17.5 | 11.7 | 8.5 | 2 | 96 | 76 | 206771347
KEEPRITE | CVH837GKA2* | EA*4X37L21A*+WALLCON | *96CTN1002122A* | 33000 | 33000 | 17.5 | 11.7 | 8.5 | 2 | 96 | 76 | 206771349
ARCOAIRE | HVH837GKA2* | EA*4X37L21A*+WALLCON | *96CTN1002122A* | 33000 | 33000 | 17.5 | 11.7 | 8.5 | 2 | 96 | 76 | 206771346
BRYANT HEATING AND COOLING SYSTEMS | 288BNV037*0**B* | CAP**3721AL*+UI | 986TC66100C21*** | 33000 | 33000 | 17.5 | 11.7 | 8.5 | 2 | 96 | 76 | 206771343
CARRIER | 25VNA837A*031* | CAP**3721AL*+UI | 59TN6B100C21**22 | 33000 | 33000 | 17.5 | 11.7 | 8.5 | 2 | 96 | 76 | 206764919
KEEPRITE | CVH837GKA2* | EA*4X37L21A*+WALLCON | *97CMN1002122A* | 33000 | 33000 | 17.5 | 11.7 | 8.5 | 2 | 96 | 76 | 206771331
KENMORE | (C,H,T)VH837GKA2* | EA*4X37L21A*+WALLCON | *97CMN1002122A* | 33000 | 33000 | 17.5 | 11.7 | 8.5 | 2 | 96 | 76 | 206997665
TEMPSTAR | TVH837GKA2* | EA*4X37L21A*+WALLCON | *97CMN1002122A* | 33000 | 33000 | 17.5 | 11.7 | 8.5 | 2 | 96 | 76 | 206771333
DAY & NIGHT | CVH837GKA2* | EA*4X37L21A*+WALLCON | *97CMN1002122A* | 33000 | 33000 | 17.5 | 11.7 | 8.5 | 2 | 96 | 76 | 206771330
COMFORTMAKER | CVH837GKA2* | EA*4X37L21A*+WALLCON | *97CMN1002122A* | 33000 | 33000 | 17.5 | 11.7 | 8.5 | 2 | 96 | 76 | 206771329
BRYANT HEATING AND COOLING SYSTEMS | 288BNV037*0**B* | CNPV*4821AL*+UI | 987MB66100C21*** | 32400 | 33000 | 17.5 | 11.7 | 8.1 | 1.96 | 95 | 75 | 206772297
HEIL | HVH837GKA2* | EN(A,D,W)4X48L21**+WALLCON | *97CMN1002122A* | 32400 | 33000 | 17.5 | 11.7 | 8.1 | 1.96 | 95 | 75 | 206772298
CARRIER | 25VNA837A*031* | CNPV*4821AL*+UI | 59MN7B100C21**22 | 32400 | 33000 | 17.5 | 11.7 | 8.1 | 1.96 | 95 | 75 | 206765025
ARCOAIRE | HVH837GKA2* | EA*4X37L21A*+WALLCON | *97CMN1002122A* | 33000 | 33000 | 17.5 | 11.7 | 8.5 | 2 | 96 | 76 | 206771328
TEMPSTAR | TVH837GKA2* | EA*4X48L24A*+WALLCON | *96CTN1002122A* | 32400 | 32600 | 17.5 | 11.7 | 8.5 | 2 | 96 | 76 | 206771963
KENMORE | (C,H,T)VH837GKA2* | EA*4X48L24A*+WALLCON | *96CTN1002122A* | 32400 | 32600 | 17.5 | 11.7 | 8.5 | 2 | 96 | 76 | 206997735
DAY & NIGHT | CVH837GKA2* | EA*4X43L21A*+WALLCON | *80CTL0901716A* | 33000 | 32800 | 18 | 11.7 | 8.5 | 2 | 97 | 76 | 206771726
TEMPSTAR | TVH837GKA2* | EA*4X48L24A*+WALLCON | *96CTN1202422A* | 32400 | 32400 | 17.5 | 11.7 | 8.5 | 2 | 97 | 77 | 206771918
KENMORE | (C,H,T)VH837GKA2* | EA*4X48L24A*+WALLCON | *96CTN1202422A* | 32400 | 32400 | 17.5 | 11.7 | 8.5 | 2 | 97 | 77 | 206997730
DAY & NIGHT | CVH837GKA2* | EA*4X48L24A*+WALLCON | *96CTN1202422A* | 32400 | 32400 | 17.5 | 11.7 | 8.5 | 2 | 97 | 77 | 206771915
KEEPRITE | CVH837GKA2* | EA*4X48L24A*+WALLCON | *96CTN1202422A* | 32400 | 32400 | 17.5 | 11.7 | 8.5 | 2 | 97 | 77 | 206771916
ARCOAIRE | HVH837GKA2* | EA*4X48L24A*+WALLCON | *96CTN1202422A* | 32400 | 32400 | 17.5 | 11.7 | 8.5 | 2 | 97 | 77 | 206771913
HEIL | HVH837GKA2* | EA*4X48L24A*+WALLCON | *96CTN1202422A* | 32400 | 32400 | 17.5 | 11.7 | 8.5 | 2 | 97 | 77 | 206771911
COMFORTMAKER | CVH837GKA2* | EA*4X48L24A*+WALLCON | *96CTN1202422A* | 32400 | 32400 | 17.5 | 11.7 | 8.5 | 2 | 97 | 77 | 206771914
TEMPSTAR | TVH837GKA2* | EA*4X43L21A*+WALLCON | *80CTL0901716A* | 33000 | 32800 | 18 | 11.7 | 8.5 | 2 | 97 | 76 | 206771729
KENMORE | (C,H,T)VH837GKA2* | EA*4X43L21A*+WALLCON | *80CTL0902120A* | 32800 | 33000 | 17.5 | 11.7 | 8.5 | 2 | 96 | 76 | 206997700
AIRQUEST | HVH837GKA2* | EA*4X48L24A*+WALLCON | *96CTN1202422A* | 32400 | 32400 | 17.5 | 11.7 | 8.5 | 2 | 97 | 77 | 206771912
KEEPRITE | CVH837GKA2* | EA*4X43L21A*+WALLCON | *80CTL0901716A* | 33000 | 32800 | 18 | 11.7 | 8.5 | 2 | 97 | 76 | 206771727
KENMORE | (C,H,T)VH837GKA2* | EA*4X43L21A*+WALLCON | *80CTL0901716A* | 33000 | 32800 | 18 | 11.7 | 8.5 | 2 | 97 | 76 | 206997709
ARCOAIRE | HVH837GKA2* | EA*4X43L21A*+WALLCON | *80CTL0901716A* | 33000 | 32800 | 18 | 11.7 | 8.5 | 2 | 97 | 76 | 206771724
COMFORTMAKER | CVH837GKA2* | EA*4X43L21A*+WALLCON | *80CTL0901716A* | 33000 | 32800 | 18 | 11.7 | 8.5 | 2 | 97 | 76 | 206771725
AIRQUEST | HVH837GKA2* | EA*4X43L21A*+WALLCON | *80CTL0901716A* | 33000 | 32800 | 18 | 11.7 | 8.5 | 2 | 97 | 76 | 206771723
HEIL | HVH837GKA2* | EA*4X43L21A*+WALLCON | *80CTL0901716A* | 33000 | 32800 | 18 | 11.7 | 8.5 | 2 | 97 | 76 | 206771722
TEMPSTAR | TVH837GKA2* | EA*4X43L21A*+WALLCON | *80CTL0902120A* | 32800 | 33000 | 17.5 | 11.7 | 8.5 | 2 | 96 | 76 | 206771648
COMFORTMAKER | CVH837GKA2* | EA*4X43L21A*+WALLCON | *80CTL0902120A* | 32800 | 33000 | 17.5 | 11.7 | 8.5 | 2 | 96 | 76 | 206771644
KEEPRITE | CVH837GKA2* | EA*4X43L21A*+WALLCON | *80CTL0902120A* | 32800 | 33000 | 17.5 | 11.7 | 8.5 | 2 | 96 | 76 | 206771646
DAY & NIGHT | CVH837GKA2* | EA*4X43L21A*+WALLCON | *80CTL0902120A* | 32800 | 33000 | 17.5 | 11.7 | 8.5 | 2 | 96 | 76 | 206771645
ARCOAIRE | HVH837GKA2* | EA*4X43L21A*+WALLCON | *80CTL0902120A* | 32800 | 33000 | 17.5 | 11.7 | 8.5 | 2 | 96 | 76 | 206771643
AMERISTAR | A5HP5036A1 | 5TXCB004AS3+TSTAT | A952V040BU3SA | 32400 | 31800 | 15.2 | 11.7 | 8.1 | 2.2 | 69 | 55 | 214296405
RUNTRU | A5HP5036A1 | 5TXCB004AS3+TSTAT | A952V040BU3SA | 32400 | 31800 | 15.2 | 11.7 | 8.1 | 2.2 | 69 | 55 | 214296404
AMERISTAR | A5HP5036A1 | 5TXCB004AS3+TSTAT | A951X080BU4SA | 33000 | 31800 | 15.2 | 11.7 | 8.1 | 2.2 | 69 | 55 | 214296403
RUNTRU | A5HP5036A1 | 5TXCB004AS3+TSTAT | A951X080BU4SA | 33000 | 31800 | 15.2 | 11.7 | 8.1 | 2.2 | 69 | 55 | 214296402
AMERISTAR | A5HP5036A1 | 5TXCB004AS3+TSTAT | A951X060BU4SA | 32200 | 31400 | 15.2 | 11.7 | 8.1 | 2.2 | 69 | 55 | 214296387
RUNTRU | A5HP5036A1 | 5TXCB004AS3+TSTAT | A951X060BU4SA | 32200 | 31400 | 15.2 | 11.7 | 8.1 | 2.2 | 69 | 55 | 214296386
AMERISTAR | A5HP5030A1 | A5AHV004A1D3+TDR+TSTAT |  | 27800 | 26000 | 16 | 12 | 8.1 | 2.1 | 68 | 53 | 214296373
RUNTRU | A5HP5030A1 | A5AHV004A1D3+TDR+TSTAT |  | 27800 | 26000 | 16 | 12 | 8.1 | 2.1 | 68 | 53 | 214296372
AMERISTAR | A5HP5030A1 | A5AHV003A1B3+TDR+TSTAT |  | 27000 | 26800 | 15.2 | 11.7 | 8.1 | 2.1 | 66 | 51 | 214296371
RUNTRU | A5HP5030A1 | A5AHV003A1B3+TDR+TSTAT |  | 27000 | 26800 | 15.2 | 11.7 | 8.1 | 2.1 | 66 | 51 | 214296370
AMERISTAR | A5HP5030A1 | 5TXCB006AS3+TSTAT | A952V040BU3SA | 27800 | 25200 | 15.2 | 12 | 8.1 | 2.1 | 68 | 53 | 214296359
RUNTRU | A5HP5030A1 | 5TXCB006AS3+TSTAT | A952V040BU3SA | 27800 | 25200 | 15.2 | 12 | 8.1 | 2.1 | 68 | 53 | 214296358
AMERISTAR | A5HP5030A1 | 5TXCB006AS3+TSTAT | A952V040BU3SB | 27800 | 25200 | 15.2 | 12 | 8.1 | 2.1 | 68 | 53 | 214296357
RUNTRU | A5HP5030A1 | 5TXCB006AS3+TSTAT | A952V040BU3SB | 27800 | 25200 | 15.2 | 12 | 8.1 | 2.1 | 68 | 53 | 214296356
AMERISTAR | A5HP5030A1 | 5TXCB006AS3+TSTAT | A952V060BU4SA | 27800 | 25200 | 15.2 | 12 | 8.1 | 2.1 | 68 | 53 | 214296355
RUNTRU | A5HP5030A1 | 5TXCB006AS3+TSTAT | A952V060BU4SA | 27800 | 25200 | 15.2 | 12 | 8.1 | 2.1 | 68 | 53 | 214296354
AMERISTAR | A5HP5030A1 | 5TXCB006AS3+TSTAT | A952V060BU4SB | 28400 | 25800 | 15.2 | 12 | 8.1 | 2.1 | 68 | 53 | 214296353
RUNTRU | A5HP5030A1 | 5TXCB006AS3+TSTAT | A952V060BU4SB | 28400 | 25800 | 15.2 | 12 | 8.1 | 2.1 | 68 | 53 | 214296352
AMERISTAR | A5HP5030A1 | 5TXCB006AS3+TSTAT | A801X040AM3TD | 26800 | 24400 | 15.2 | 12 | 8.1 | 2 | 67 | 52 | 214296333
RUNTRU | A5HP5030A1 | 5TXCB006AS3+TSTAT | A801X040AM3TD | 26800 | 24400 | 15.2 | 12 | 8.1 | 2 | 67 | 52 | 214296332
AMERISTAR | A5HP5030A1 | 5TXCB006AS3+TSTAT | A952V080BU4SA | 28000 | 25600 | 15.2 | 12 | 8.1 | 2.1 | 67 | 52 | 214296329
RUNTRU | A5HP5030A1 | 5TXCB006AS3+TSTAT | A952V080BU4SA | 28000 | 25600 | 15.2 | 12 | 8.1 | 2.1 | 67 | 52 | 214296328
AMERICAN STANDARD | 4A6L9024A1 | 4TXCB003DS3+P0V0B000M40SD+RP |  | 23800 | 21200 | 18 | 12.5 | 8.5 | 2.2 | 67 | 52 | 212596855
TRANE | 4TWL9024A1 | 4TXCB003DS3+P0V0B000M40SD+RP |  | 23800 | 21200 | 18 | 12.5 | 8.5 | 2.2 | 67 | 52 | 212596854
AMERICAN STANDARD | 4A6L9024A1 | 4PX*BU30BS3+P0V0B000M40SD+RP |  | 23800 | 21200 | 18 | 12.5 | 8.5 | 2.3 | 66 | 51 | 212596853
TRANE | 4TWL9024A1 | 4PX*BU30BS3+P0V0B000M40SD+RP |  | 23800 | 21200 | 18 | 12.5 | 8.5 | 2.3 | 66 | 51 | 212596852
AMERICAN STANDARD | 4A6L9024A1 | 4PX*BD30BS3+P0V0B000M40SD+RP |  | 23600 | 21200 | 18 | 12 | 8.5 | 2.2 | 67 | 51 | 212596851
TRANE | 4TWL9024A1 | 4PX*BD30BS3+P0V0B000M40SD+RP |  | 23600 | 21200 | 18 | 12 | 8.5 | 2.2 | 67 | 51 | 212596850
AMERICAN STANDARD | 4A6V8X24A1 | TAMXB0B30V31 |  | 23800 | 20600 | 18 | 12.5 | 8.5 | 1.9 | 83 | 63 | 211015541
TRANE | 4TWV8X24A1 | TAMXB0B30V31 |  | 23800 | 20600 | 18 | 12.5 | 8.5 | 1.9 | 83 | 63 | 211015538
AMERISTAR | A5HP5036A1 | 5TXCC007AS3+TSTAT | A952V100CU5SA | 34200 | 31400 | 16 | 12 | 8.1 | 2.3 | 69 | 55 | 214296485
RUNTRU | A5HP5036A1 | 5TXCC007AS3+TSTAT | A952V100CU5SA | 34200 | 31400 | 16 | 12 | 8.1 | 2.3 | 69 | 55 | 214296484
AMERISTAR | A5HP5036A1 | 5TXCC007AS3+TSTAT | A951X100CU5SA | 34000 | 31400 | 15.2 | 12 | 8.1 | 2.3 | 70 | 56 | 214296483
RUNTRU | A5HP5036A1 | 5TXCC007AS3+TSTAT | A951X100CU5SA | 34000 | 31400 | 15.2 | 12 | 8.1 | 2.3 | 70 | 56 | 214296482
AMERISTAR | A5HP5036A1 | 5TXCC007AS3+TSTAT | A951X080CU5SA | 34000 | 31200 | 15.2 | 12 | 8.1 | 2.3 | 70 | 56 | 214296481
RUNTRU | A5HP5036A1 | 5TXCC007AS3+TSTAT | A951X080CU5SA | 34000 | 31200 | 15.2 | 12 | 8.1 | 2.3 | 70 | 56 | 214296480
AMERISTAR | A5HP5036A1 | 5TXCC007AS3+TSTAT | A801X080CM5TD | 34000 | 31400 | 15.2 | 12 | 8.1 | 2.3 | 70 | 56 | 214296479
RUNTRU | A5HP5036A1 | 5TXCC007AS3+TSTAT | A801X080CM5TD | 34000 | 31400 | 15.2 | 12 | 8.1 | 2.3 | 70 | 56 | 214296478
AMERISTAR | A5HP5036A1 | 5TXCC007AS3+TSTAT | A801X080CM5SD | 34000 | 31400 | 15.2 | 12 | 8.1 | 2.3 | 70 | 56 | 214296475
RUNTRU | A5HP5036A1 | 5TXCC007AS3+TSTAT | A801X080CM5SD | 34000 | 31400 | 15.2 | 12 | 8.1 | 2.3 | 70 | 56 | 214296474
AMERISTAR | A5HP5036A1 | 5TXCB006AS3+TSTAT | A952V040BU3SA | 33600 | 31200 | 15.2 | 12 | 8.1 | 2.3 | 70 | 56 | 214296473
RUNTRU | A5HP5036A1 | 5TXCB006AS3+TSTAT | A952V040BU3SA | 33600 | 31200 | 15.2 | 12 | 8.1 | 2.3 | 70 | 56 | 214296472
AMERISTAR | A5HP5036A1 | 5TXCB006AS3+TSTAT | A952V040BU3SB | 33800 | 31400 | 15.2 | 12 | 8.1 | 2.3 | 69 | 55 | 214296471
RUNTRU | A5HP5036A1 | 5TXCB006AS3+TSTAT | A952V040BU3SB | 33800 | 31400 | 15.2 | 12 | 8.1 | 2.3 | 69 | 55 | 214296470
AMERISTAR | A5HP5036A1 | 5TXCB006AS3+TSTAT | A952V060BU4SA | 33600 | 31400 | 15.2 | 12 | 8.1 | 2.3 | 69 | 56 | 214296469
RUNTRU | A5HP5036A1 | 5TXCB006AS3+TSTAT | A952V060BU4SA | 33600 | 31400 | 15.2 | 12 | 8.1 | 2.3 | 69 | 56 | 214296468
AMERISTAR | A5HP5036A1 | 5TXCB006AS3+TSTAT | A952V060BU4SB | 33600 | 31400 | 15.2 | 12 | 8.1 | 2.3 | 69 | 56 | 214296467
RUNTRU | A5HP5036A1 | 5TXCB006AS3+TSTAT | A952V060BU4SB | 33600 | 31400 | 15.2 | 12 | 8.1 | 2.3 | 69 | 56 | 214296466
AMERISTAR | A5HP5036A1 | 5TXCB006AS3+TSTAT | A952V080BU4SA | 33400 | 31400 | 15.2 | 12 | 8.1 | 2.3 | 68 | 54 | 214296465
RUNTRU | A5HP5036A1 | 5TXCB006AS3+TSTAT | A952V080BU4SA | 33400 | 31400 | 15.2 | 12 | 8.1 | 2.3 | 68 | 54 | 214296464
AMERISTAR | A5HP5036A1 | 5TXCB006AS3+TSTAT | A952V080BU4SB | 33600 | 31400 | 15.2 | 12 | 8.1 | 2.3 | 69 | 55 | 214296463
RUNTRU | A5HP5036A1 | 5TXCB006AS3+TSTAT | A952V080BU4SB | 33600 | 31400 | 15.2 | 12 | 8.1 | 2.3 | 69 | 55 | 214296462
AMERISTAR | A5HP5036A1 | 5TXCB006AS3+TSTAT | L8V1A060U3VSB | 32600 | 30400 | 15.2 | 12 | 8.1 | 2.2 | 69 | 55 | 214296459
RUNTRU | A5HP5036A1 | 5TXCB006AS3+TSTAT | L8V1A060U3VSB | 32600 | 30400 | 15.2 | 12 | 8.1 | 2.2 | 69 | 55 | 214296458
AMERISTAR | A5HP5036A1 | 5TXCB006AS3+TSTAT | L8V1B080U4VSB | 33400 | 31600 | 15.2 | 12 | 8.1 | 2.3 | 68 | 55 | 214296457
RUNTRU | A5HP5036A1 | 5TXCB006AS3+TSTAT | L8V1B080U4VSB | 33400 | 31600 | 15.2 | 12 | 8.1 | 2.3 | 68 | 55 | 214296456
AMERISTAR | A5HP5036A1 | 5TXCB006AS3+TSTAT | A951X080BU4SA | 34000 | 31400 | 15.2 | 12 | 8.1 | 2.3 | 69 | 55 | 214296445
RUNTRU | A5HP5036A1 | 5TXCB006AS3+TSTAT | A951X080BU4SA | 34000 | 31400 | 15.2 | 12 | 8.1 | 2.3 | 69 | 55 | 214296444
AMERISTAR | A5HP5036A1 | 5TXCB006AS3+TSTAT | A801X060BM4SD | 33800 | 31400 | 15.2 | 12 | 8.1 | 2.3 | 69 | 55 | 214296439
RUNTRU | A5HP5036A1 | 5TXCB006AS3+TSTAT | A801X060BM4SD | 33800 | 31400 | 15.2 | 12 | 8.1 | 2.3 | 69 | 55 | 214296438
AMERISTAR | A5HP5036A1 | 5TXCB006AS3+TSTAT | A801X060BM4TD | 33800 | 31400 | 15.2 | 12 | 8.1 | 2.3 | 69 | 55 | 214296437
RUNTRU | A5HP5036A1 | 5TXCB006AS3+TSTAT | A801X060BM4TD | 33800 | 31400 | 15.2 | 12 | 8.1 | 2.3 | 69 | 55 | 214296436
AMERISTAR | A5HP5036A1 | 5TXCB006AS3+TSTAT | A801X080BM4SD | 33800 | 31400 | 15.2 | 12 | 8.1 | 2.3 | 69 | 55 | 214296435
RUNTRU | A5HP5036A1 | 5TXCB006AS3+TSTAT | A801X080BM4SD | 33800 | 31400 | 15.2 | 12 | 8.1 | 2.3 | 69 | 55 | 214296434
AMERISTAR | A5HP5036A1 | 5TXCB006AS3+TSTAT | A801X080BM4TD | 33800 | 31400 | 15.2 | 12 | 8.1 | 2.3 | 69 | 55 | 214296433
RUNTRU | A5HP5036A1 | 5TXCB006AS3+TSTAT | A801X080BM4TD | 33800 | 31400 | 15.2 | 12 | 8.1 | 2.3 | 69 | 55 | 214296432
AMERISTAR | A5HP5036A1 | 5TXCB006AS3+TSTAT | A951X040BU3SA | 33600 | 31200 | 15.2 | 12 | 8.1 | 2.3 | 69 | 55 | 214296431
RUNTRU | A5HP5036A1 | 5TXCB006AS3+TSTAT | A951X040BU3SA | 33600 | 31200 | 15.2 | 12 | 8.1 | 2.3 | 69 | 55 | 214296430
AMERISTAR | A5HP5036A1 | 5TXCB006AS3+TSTAT | A951X060BU4SA | 33800 | 31400 | 15.2 | 12 | 8.1 | 2.3 | 69 | 55 | 214296429
RUNTRU | A5HP5036A1 | 5TXCB006AS3+TSTAT | A951X060BU4SA | 33800 | 31400 | 15.2 | 12 | 8.1 | 2.3 | 69 | 55 | 214296428
AMERISTAR | A5HP5036A1 | 5TXCB004AS3+TSTAT | A951X040BU3SA | 32400 | 31800 | 15.2 | 11.7 | 8.1 | 2.2 | 69 | 55 | 214296427
RUNTRU | A5HP5036A1 | 5TXCB004AS3+TSTAT | A951X040BU3SA | 32400 | 31800 | 15.2 | 11.7 | 8.1 | 2.2 | 69 | 55 | 214296426
AMERISTAR | A5HP5036A1 | 5TXCB004AS3+TSTAT | A952V080BU4SB | 32000 | 31200 | 15.2 | 11.7 | 8.1 | 2.2 | 69 | 55 | 214296415
RUNTRU | A5HP5036A1 | 5TXCB004AS3+TSTAT | A952V080BU4SB | 32000 | 31200 | 15.2 | 11.7 | 8.1 | 2.2 | 69 | 55 | 214296414
AMERISTAR | A5HP5036A1 | 5TXCB004AS3+TSTAT | A952V080BU4SA | 32000 | 31200 | 15.2 | 12 | 8.1 | 2.2 | 69 | 55 | 214296413
RUNTRU | A5HP5036A1 | 5TXCB004AS3+TSTAT | A952V080BU4SA | 32000 | 31200 | 15.2 | 12 | 8.1 | 2.2 | 69 | 55 | 214296412
AMERISTAR | A5HP5036A1 | 5TXCB004AS3+TSTAT | A952V060BU4SB | 33000 | 32000 | 15.2 | 11.7 | 8.1 | 2.2 | 69 | 55 | 214296411
RUNTRU | A5HP5036A1 | 5TXCB004AS3+TSTAT | A952V060BU4SB | 33000 | 32000 | 15.2 | 11.7 | 8.1 | 2.2 | 69 | 55 | 214296410
AMERISTAR | A5HP5036A1 | 5TXCB004AS3+TSTAT | A952V060BU4SA | 32800 | 31600 | 15.2 | 11.7 | 8.1 | 2.2 | 68 | 55 | 214296409
RUNTRU | A5HP5036A1 | 5TXCB004AS3+TSTAT | A952V060BU4SA | 32800 | 31600 | 15.2 | 11.7 | 8.1 | 2.2 | 68 | 55 | 214296408
AMERISTAR | A5HP5036A1 | 5TXCB004AS3+TSTAT | A952V040BU3SB | 32400 | 31800 | 15.2 | 11.7 | 8.1 | 2.2 | 69 | 55 | 214296407
RUNTRU | A5HP5036A1 | 5TXCB004AS3+TSTAT | A952V040BU3SB | 32400 | 31800 | 15.2 | 11.7 | 8.1 | 2.2 | 69 | 55 | 214296406
AMERICAN STANDARD | 4A6L5024N1 | 4PX*BU30BS3 | S9V2B040U3VSB | 25600 | 25600 | 15.2 | 12 | 8.1 | 2.1 | 75 | 57 | 213912126
TRANE | 4TWL5024N1 | 4PX*BU30BS3 | S9V2B040U3VSB | 25600 | 25600 | 15.2 | 12 | 8.1 | 2.1 | 75 | 57 | 213912125
AMERICAN STANDARD | 4A6L5024N1 | 4PX*BU30BS3 | S9V2B080U4VSB | 25600 | 25600 | 15.2 | 12 | 8.1 | 2.1 | 75 | 57 | 213912124
TRANE | 4TWL5024N1 | 4PX*BU30BS3 | S9V2B080U4VSB | 25600 | 25600 | 15.2 | 12 | 8.1 | 2.1 | 75 | 57 | 213912123
AMERICAN STANDARD | 4A6L5024N1 | 4PX*BU30BS3 | S9V2B060U4PSC | 25600 | 25600 | 15.2 | 12 | 8.1 | 2.1 | 75 | 57 | 213912120
TRANE | 4TWL5024N1 | 4PX*BU30BS3 | S9V2B060U4PSC | 25600 | 25600 | 15.2 | 12 | 8.1 | 2.1 | 75 | 57 | 213912119
AMERICAN STANDARD | 4A6L5024N1 | 4PX*BU30BS3 | S9V2B060U3VSB | 25600 | 25600 | 15.2 | 12 | 8.1 | 2.1 | 75 | 57 | 213912114
TRANE | 4TWL5024N1 | 4PX*BU30BS3 | S9V2B060U3VSB | 25600 | 25600 | 15.2 | 12 | 8.1 | 2.1 | 75 | 57 | 213912113
AMERICAN STANDARD | 4A6L5024N1 | 4TXCB003DS3+P0V0B000M40SC |  | 25600 | 25600 | 15.2 | 12 | 8.1 | 2.16 | 75 | 57 | 212066921
AMERICAN STANDARD | 4A6L5024N1 | 4PX*BU36BS3+P0V0A000M30SC |  | 25600 | 25600 | 15.2 | 12 | 8.1 | 2.13 | 70 | 55 | 212066919
AMERICAN STANDARD | 4A6L5024N1 | 4PX*BU30BS3+P0V0A000M30SC |  | 25600 | 25600 | 15.2 | 12 | 8.1 | 2.09 | 74 | 57 | 212066916
AMERICAN STANDARD | 4A6L5024N1 | 4PX*BU30BS3+P0V0B000M40SC |  | 25600 | 25600 | 15.2 | 12 | 8.1 | 2.16 | 75 | 57 | 212066914
AMERICAN STANDARD | 4A6L5024N1 | 4PX*BD36BS3+P0V0A000M30SC |  | 25600 | 25600 | 15.2 | 12 | 8.1 | 2.09 | 72 | 56 | 212066911
AMERICAN STANDARD | 4A6L5030N1 | 4PX*BD36BS3 | S9V2B040D3PSC | 29400 | 28400 | 15.2 | 12 | 8.1 | 2.1 | 66 | 51 | 213912204
TRANE | 4TWL5030N1 | 4PX*BD36BS3 | S9V2B040D3PSC | 29400 | 28400 | 15.2 | 12 | 8.1 | 2.1 | 66 | 51 | 213912203
AMERICAN STANDARD | 4A6L5030N1 | 4PX*BD36BS3 | S9V2B080D4VSB | 29600 | 28400 | 15.2 | 12 | 8.1 | 2.1 | 66 | 51 | 213912202
TRANE | 4TWL5030N1 | 4PX*BD36BS3 | S9V2B080D4VSB | 29600 | 28400 | 15.2 | 12 | 8.1 | 2.1 | 66 | 51 | 213912201
AMERICAN STANDARD | 4A6L5030N1 | 4PX*BD36BS3 | S9V2B060D3PSC | 29800 | 28600 | 15.2 | 12 | 8.1 | 2.1 | 66 | 51 | 213912200
TRANE | 4TWL5030N1 | 4PX*BD36BS3 | S9V2B060D3PSC | 29800 | 28600 | 15.2 | 12 | 8.1 | 2.1 | 66 | 51 | 213912199
AMERICAN STANDARD | 4A6L5030N1 | 4PX*BD36BS3 | S9V2B080D4PSC | 29600 | 28400 | 15.2 | 12 | 8.1 | 2.1 | 66 | 51 | 213912198
TRANE | 4TWL5030N1 | 4PX*BD36BS3 | S9V2B080D4PSC | 29600 | 28400 | 15.2 | 12 | 8.1 | 2.1 | 66 | 51 | 213912197
AMERICAN STANDARD | 4A6L5024N1 | 4TXCB006DS3 | S9V2B060U3VSB | 25600 | 25600 | 16 | 12 | 8.1 | 2.2 | 71 | 55 | 213912188
TRANE | 4TWL5024N1 | 4TXCB006DS3 | S9V2B060U3VSB | 25600 | 25600 | 16 | 12 | 8.1 | 2.2 | 71 | 55 | 213912187
AMERICAN STANDARD | 4A6L5024N1 | 4TXCB006DS3 | S9V2B040U3VSB | 25600 | 25600 | 16 | 12 | 8.1 | 2.2 | 71 | 55 | 213912186
TRANE | 4TWL5024N1 | 4TXCB006DS3 | S9V2B040U3VSB | 25600 | 25600 | 16 | 12 | 8.1 | 2.2 | 71 | 55 | 213912185
AMERICAN STANDARD | 4A6L5024N1 | 4TXCB006DS3 | S9V2B080U4PSC | 25600 | 25600 | 16 | 12 | 8.1 | 2.2 | 71 | 55 | 213912184
TRANE | 4TWL5024N1 | 4TXCB006DS3 | S9V2B080U4PSC | 25600 | 25600 | 16 | 12 | 8.1 | 2.2 | 71 | 55 | 213912183
AMERICAN STANDARD | 4A6L5024N1 | 4TXCB006DS3 | S9V2B080U4VSB | 25600 | 25600 | 16 | 12 | 8.1 | 2.2 | 71 | 55 | 213912182
TRANE | 4TWL5024N1 | 4TXCB006DS3 | S9V2B080U4VSB | 25600 | 25600 | 16 | 12 | 8.1 | 2.2 | 71 | 55 | 213912181
AMERICAN STANDARD | 4A6L5024N1 | 4TXCB006DS3 | S9V2B040U3PSC | 25600 | 25600 | 16 | 12 | 8.1 | 2.2 | 71 | 55 | 213912180
TRANE | 4TWL5024N1 | 4TXCB006DS3 | S9V2B040U3PSC | 25600 | 25600 | 16 | 12 | 8.1 | 2.2 | 71 | 55 | 213912179
AMERICAN STANDARD | 4A6L5024N1 | 4TXCB006DS3 | S9V2B060U4PSC | 25600 | 25600 | 16 | 12 | 8.1 | 2.2 | 71 | 55 | 213912178
TRANE | 4TWL5024N1 | 4TXCB006DS3 | S9V2B060U4PSC | 25600 | 25600 | 16 | 12 | 8.1 | 2.2 | 71 | 55 | 213912177
AMERICAN STANDARD | 4A6L5024N1 | 4TXCB003DS3 | S9V2B060U3VSB | 25600 | 25600 | 15.2 | 12 | 8.1 | 2.1 | 75 | 57 | 213912158
TRANE | 4TWL5024N1 | 4TXCB003DS3 | S9V2B060U3VSB | 25600 | 25600 | 15.2 | 12 | 8.1 | 2.1 | 75 | 57 | 213912157
AMERICAN STANDARD | 4A6L5024N1 | 4TXCB003DS3 | S9V2B040U3VSB | 25600 | 25600 | 15.2 | 12 | 8.1 | 2.1 | 75 | 57 | 213912156
TRANE | 4TWL5024N1 | 4TXCB003DS3 | S9V2B040U3VSB | 25600 | 25600 | 15.2 | 12 | 8.1 | 2.1 | 75 | 57 | 213912155
AMERICAN STANDARD | 4A6L5024N1 | 4TXCB003DS3 | S9V2B080U4VSB | 25600 | 25600 | 15.2 | 12 | 8.1 | 2.1 | 75 | 57 | 213912154
TRANE | 4TWL5024N1 | 4TXCB003DS3 | S9V2B080U4VSB | 25600 | 25600 | 15.2 | 12 | 8.1 | 2.1 | 75 | 57 | 213912153
AMERICAN STANDARD | 4A6L5024N1 | 4TXCB003DS3 | S9V2B060U4PSC | 25600 | 25600 | 15.2 | 12 | 8.1 | 2.1 | 75 | 57 | 213912152
TRANE | 4TWL5024N1 | 4TXCB003DS3 | S9V2B060U4PSC | 25600 | 25600 | 15.2 | 12 | 8.1 | 2.1 | 75 | 57 | 213912151
AMERICAN STANDARD | 4A6L5024N1 | 4PX*BU42BS3 | S9V2B040U3PSC | 25600 | 25600 | 16 | 12 | 8.1 | 2.2 | 72 | 56 | 213912150
TRANE | 4TWL5024N1 | 4PX*BU42BS3 | S9V2B040U3PSC | 25600 | 25600 | 16 | 12 | 8.1 | 2.2 | 72 | 56 | 213912149
AMERICAN STANDARD | 4A6L5024N1 | 4PX*BU42BS3 | S9V2B060U4PSC | 25600 | 25600 | 16 | 12 | 8.1 | 2.2 | 72 | 56 | 213912148
TRANE | 4TWL5024N1 | 4PX*BU42BS3 | S9V2B060U4PSC | 25600 | 25600 | 16 | 12 | 8.1 | 2.2 | 72 | 56 | 213912147
AMERICAN STANDARD | 4A6L5024N1 | 4PX*BU42BS3 | S9V2B040U3VSB | 25600 | 25600 | 16 | 12 | 8.1 | 2.2 | 72 | 56 | 213912146
TRANE | 4TWL5024N1 | 4PX*BU42BS3 | S9V2B040U3VSB | 25600 | 25600 | 16 | 12 | 8.1 | 2.2 | 72 | 56 | 213912145
AMERICAN STANDARD | 4A6L5024N1 | 4PX*BU42BS3 | S9V2B060U3VSB | 25600 | 25600 | 16 | 12 | 8.1 | 2.2 | 72 | 56 | 213912144
TRANE | 4TWL5024N1 | 4PX*BU42BS3 | S9V2B060U3VSB | 25600 | 25600 | 16 | 12 | 8.1 | 2.2 | 72 | 56 | 213912143
AMERICAN STANDARD | 4A6L5024N1 | 4PX*BU42BS3 | S9V2B080U4VSB | 25600 | 25600 | 16 | 12 | 8.1 | 2.2 | 72 | 56 | 213912142
TRANE | 4TWL5024N1 | 4PX*BU42BS3 | S9V2B080U4VSB | 25600 | 25600 | 16 | 12 | 8.1 | 2.2 | 72 | 56 | 213912141
AMERICAN STANDARD | 4A6L5024N1 | 4PX*BU42BS3 | S9V2B080U4PSC | 25600 | 25600 | 16 | 12 | 8.1 | 2.2 | 72 | 56 | 213912140
TRANE | 4TWL5024N1 | 4PX*BU42BS3 | S9V2B080U4PSC | 25600 | 25600 | 16 | 12 | 8.1 | 2.2 | 72 | 56 | 213912139
TRANE | 4TWX7024E1 | 4PX*BU48BS3 | *UHMB080CCV3 | 25600 | 24400 | 17 | 13 | 8.1 | 2.1 | 62 | 46 | 213909217
TRANE | 4TWX7024E1 | 4PX*BU48BS3 | *UHMB060CCV3 | 25600 | 24400 | 17 | 13 | 8.1 | 2.1 | 63 | 46 | 213909216
AMERISTAR | A5HP5042A1 | 5TXCC007AS3+TSTAT |  | 39500 | 40500 | 15.2 | 11.7 | 8.1 | 2.1 | 65 | 49 | 214296563
RUNTRU | A5HP5042A1 | 5TXCC007AS3+TSTAT |  | 39500 | 40500 | 15.2 | 11.7 | 8.1 | 2.1 | 65 | 49 | 214296562
AMERISTAR | A5HP5042A1 | 5TXCC007AS3+TSTAT | A952V100CD5SA | 37800 | 38500 | 15.2 | 11.7 | 8.1 | 2.1 | 66 | 51 | 214296557
RUNTRU | A5HP5042A1 | 5TXCC007AS3+TSTAT | A952V100CD5SA | 37800 | 38500 | 15.2 | 11.7 | 8.1 | 2.1 | 66 | 51 | 214296556
AMERISTAR | A5HP5042A1 | 5TXCC007AS3+TSTAT | A952V100CD5SB | 38000 | 39000 | 15.2 | 11.7 | 8.1 | 2.1 | 66 | 51 | 214296555
RUNTRU | A5HP5042A1 | 5TXCC007AS3+TSTAT | A952V100CD5SB | 38000 | 39000 | 15.2 | 11.7 | 8.1 | 2.1 | 66 | 51 | 214296554
AMERISTAR | A5HP5042A1 | 5TXCB006AS3+TSTAT | A951X060BU4SA | 39500 | 40000 | 15.2 | 11.7 | 8.1 | 2 | 66 | 50 | 214296553
RUNTRU | A5HP5042A1 | 5TXCB006AS3+TSTAT | A951X060BU4SA | 39500 | 40000 | 15.2 | 11.7 | 8.1 | 2 | 66 | 50 | 214296552
AMERISTAR | A5HP5042A1 | 5TXCB006AS3+TSTAT | A952V080BU4SB | 39000 | 40000 | 15.2 | 12 | 8.1 | 2.1 | 65 | 49 | 214296541
RUNTRU | A5HP5042A1 | 5TXCB006AS3+TSTAT | A952V080BU4SB | 39000 | 40000 | 15.2 | 12 | 8.1 | 2.1 | 65 | 49 | 214296540
AMERISTAR | A5HP5042A1 | 5TXCB006AS3+TSTAT | A952V080BU4SA | 39000 | 39000 | 15.2 | 12 | 8.1 | 2.1 | 65 | 49 | 214296539
RUNTRU | A5HP5042A1 | 5TXCB006AS3+TSTAT | A952V080BU4SA | 39000 | 39000 | 15.2 | 12 | 8.1 | 2.1 | 65 | 49 | 214296538
AMERISTAR | A5HP5042A1 | 5TXCB006AS3+TSTAT | A952V060BU4SB | 39000 | 39500 | 15.2 | 12 | 8.1 | 2.1 | 65 | 49 | 214296537
RUNTRU | A5HP5042A1 | 5TXCB006AS3+TSTAT | A952V060BU4SB | 39000 | 39500 | 15.2 | 12 | 8.1 | 2.1 | 65 | 49 | 214296536
AMERISTAR | A5HP5042A1 | 5TXCB006AS3+TSTAT | A952V060BU4SA | 39500 | 40000 | 15.2 | 12 | 8.1 | 2.1 | 65 | 49 | 214296535
RUNTRU | A5HP5042A1 | 5TXCB006AS3+TSTAT | A952V060BU4SA | 39500 | 40000 | 15.2 | 12 | 8.1 | 2.1 | 65 | 49 | 214296534
AMERISTAR | A5HP5042A1 | 5TXCB006AS3+TSTAT | A951X080BU4SA | 39000 | 39000 | 15.2 | 12 | 8.1 | 2.1 | 65 | 49 | 214296533
RUNTRU | A5HP5042A1 | 5TXCB006AS3+TSTAT | A951X080BU4SA | 39000 | 39000 | 15.2 | 12 | 8.1 | 2.1 | 65 | 49 | 214296532
AMERISTAR | A5HP5036A1 | A5AHV007A1D3+TDR+TSTAT |  | 34800 | 31400 | 16 | 12 | 8.1 | 2.3 | 70 | 56 | 214296505
RUNTRU | A5HP5036A1 | A5AHV007A1D3+TDR+TSTAT |  | 34800 | 31400 | 16 | 12 | 8.1 | 2.3 | 70 | 56 | 214296504
AMERISTAR | A5HP5036A1 | A5AHV006A1D3+TDR+TSTAT |  | 34800 | 31400 | 16 | 12 | 8.1 | 2.3 | 71 | 57 | 214296503
RUNTRU | A5HP5036A1 | A5AHV006A1D3+TDR+TSTAT |  | 34800 | 31400 | 16 | 12 | 8.1 | 2.3 | 71 | 57 | 214296502
AMERISTAR | A5HP5036A1 | A5AHV004A1D3+TDR+TSTAT |  | 33400 | 31800 | 16 | 12 | 8.1 | 2.3 | 69 | 55 | 214296501
RUNTRU | A5HP5036A1 | A5AHV004A1D3+TDR+TSTAT |  | 33400 | 31800 | 16 | 12 | 8.1 | 2.3 | 69 | 55 | 214296500
AMERISTAR | A5HP5036A1 | 5TXCD010AS3+TSTAT |  | 34000 | 31800 | 15.2 | 11.7 | 8.1 | 2.2 | 70 | 56 | 214296497
RUNTRU | A5HP5036A1 | 5TXCD010AS3+TSTAT |  | 34000 | 31800 | 15.2 | 11.7 | 8.1 | 2.2 | 70 | 56 | 214296496
AMERISTAR | A5HP5036A1 | 5TXCD010AS3+TSTAT | A951X120DU5SA | 34600 | 31200 | 15.2 | 12 | 8.1 | 2.4 | 68 | 54 | 214296495
RUNTRU | A5HP5036A1 | 5TXCD010AS3+TSTAT | A951X120DU5SA | 34600 | 31200 | 15.2 | 12 | 8.1 | 2.4 | 68 | 54 | 214296494
AMERISTAR | A5HP5036A1 | 5TXCC007AS3+TSTAT | L8V1C100U5VSB | 34200 | 31200 | 16 | 12 | 8.1 | 2.3 | 70 | 56 | 214296493
RUNTRU | A5HP5036A1 | 5TXCC007AS3+TSTAT | L8V1C100U5VSB | 34200 | 31200 | 16 | 12 | 8.1 | 2.3 | 70 | 56 | 214296492
AMERISTAR | A5HP5036A1 | 5TXCC007AS3+TSTAT | A952V100CU5SB | 34000 | 31400 | 16 | 12 | 8.1 | 2.3 | 69 | 55 | 214296487
RUNTRU | A5HP5036A1 | 5TXCC007AS3+TSTAT | A952V100CU5SB | 34000 | 31400 | 16 | 12 | 8.1 | 2.3 | 69 | 55 | 214296486
AMERISTAR | A5HP5042A1 | 5TXCC007AS3+TSTAT | A952V080CU5SA | 40000 | 39500 | 16 | 12 | 8.1 | 2.1 | 64 | 49 | 214296575
RUNTRU | A5HP5042A1 | 5TXCC007AS3+TSTAT | A951X080CU5SA | 39000 | 39500 | 15.2 | 12 | 8.1 | 2.1 | 64 | 49 | 214296578
AMERISTAR | A5HP5042A1 | 5TXCC007AS3+TSTAT | A951X080CU5SA | 39000 | 39500 | 15.2 | 12 | 8.1 | 2.1 | 64 | 49 | 214296579
AMERISTAR | A5HP5042A1 | 5TXCC007AS3+TSTAT | A952V080CU5SB | 40000 | 40000 | 16 | 12 | 8.1 | 2.1 | 66 | 49 | 214296573
RUNTRU | A5HP5042A1 | 5TXCC007AS3+TSTAT | A952V080CU5SA | 40000 | 39500 | 16 | 12 | 8.1 | 2.1 | 64 | 49 | 214296574
RUNTRU | A5HP5042A1 | 5TXCD010AS3+TSTAT | A952V120DD5SA | 37800 | 37400 | 15.2 | 11.7 | 8.1 | 2.1 | 66 | 51 | 214296588
AMERISTAR | A5HP5042A1 | 5TXCD010AS3+TSTAT | A952V120DD5SA | 37800 | 37400 | 15.2 | 11.7 | 8.1 | 2.1 | 66 | 51 | 214296589
RUNTRU | A5HP5042A1 | 5TXCD010AS3+TSTAT | A952V120DD5SB | 37800 | 37400 | 15.2 | 11.7 | 8.1 | 2.1 | 66 | 51 | 214296590
TRANE | 4TWX7024E1 | 4TXCC009DS3 | *UHMC100CCV4 | 25600 | 24000 | 17 | 13 | 8.1 | 2.1 | 63 | 47 | 213909231
TRANE | 4TWX7024E1 | 4TXCB006DS3 | *UHMB080CCV3 | 25600 | 24400 | 17 | 13 | 8.1 | 2.1 | 62 | 46 | 213909227
TRANE | 4TWX7024E1 | 4TXCB006DS3 | *UHMB060CCV3 | 25600 | 24400 | 17 | 13 | 8.1 | 2.1 | 63 | 46 | 213909226
TRANE | 4TWX7024E1 | 4PX*CU60BS3 | *UHMC100CCV4 | 25600 | 24000 | 17 | 13 | 8.1 | 2.1 | 63 | 47 | 213909223
AMERISTAR | A5HP5048A1 | 5TXCC007AS3+TSTAT | A952V100CU5SB | 44000 | 44000 | 15.2 | 11.7 | 8.1 | 2 | 67 | 51 | 214296637
RUNTRU | A5HP5048A1 | 5TXCC007AS3+TSTAT | A952V100CU5SB | 44000 | 44000 | 15.2 | 11.7 | 8.1 | 2 | 67 | 51 | 214296636
AMERISTAR | A5HP5042A1 | A5AHV007A1D3+TDR+TSTAT |  | 40500 | 40000 | 16 | 12 | 8.1 | 2.2 | 65 | 49 | 214296611
RUNTRU | A5HP5042A1 | A5AHV007A1D3+TDR+TSTAT |  | 40500 | 40000 | 16 | 12 | 8.1 | 2.2 | 65 | 49 | 214296610
AMERISTAR | A5HP5042A1 | A5AHV006A1D3+TDR+TSTAT |  | 41000 | 40000 | 16 | 12 | 8.1 | 2.2 | 65 | 49 | 214296609
RUNTRU | A5HP5042A1 | A5AHV006A1D3+TDR+TSTAT |  | 41000 | 40000 | 16 | 12 | 8.1 | 2.2 | 65 | 49 | 214296608
AMERISTAR | A5HP5042A1 | A5AHV004A1D3+TDR+TSTAT |  | 39500 | 40000 | 16 | 12 | 8.1 | 2.2 | 64 | 48 | 214296607
RUNTRU | A5HP5042A1 | A5AHV004A1D3+TDR+TSTAT |  | 39500 | 40000 | 16 | 12 | 8.1 | 2.2 | 64 | 48 | 214296606
AMERISTAR | A5HP5042A1 | 5TXCD010AS3+TSTAT |  | 40500 | 40500 | 15.2 | 11.7 | 8.1 | 2.1 | 65 | 49 | 214296605
RUNTRU | A5HP5042A1 | 5TXCD010AS3+TSTAT |  | 40500 | 40500 | 15.2 | 11.7 | 8.1 | 2.1 | 65 | 49 | 214296604
AMERISTAR | A5HP5042A1 | 5TXCD010AS3+TSTAT | A801X120DM5SD | 40500 | 39500 | 15.2 | 12 | 8.1 | 2.1 | 65 | 49 | 214296603
RUNTRU | A5HP5042A1 | 5TXCD010AS3+TSTAT | A801X120DM5SD | 40500 | 39500 | 15.2 | 12 | 8.1 | 2.1 | 65 | 49 | 214296602
AMERISTAR | A5HP5042A1 | 5TXCD010AS3+TSTAT | A801X120DM5TD | 40500 | 39500 | 15.2 | 12 | 8.1 | 2.1 | 65 | 49 | 214296601
RUNTRU | A5HP5042A1 | 5TXCD010AS3+TSTAT | A801X120DM5TD | 40500 | 39500 | 15.2 | 12 | 8.1 | 2.1 | 65 | 49 | 214296600
AMERISTAR | A5HP5042A1 | 5TXCD010AS3+TSTAT | A952V120DU5SB | 41000 | 39500 | 16 | 12 | 8.1 | 2.1 | 65 | 49 | 214296597
RUNTRU | A5HP5042A1 | 5TXCD010AS3+TSTAT | A952V120DU5SB | 41000 | 39500 | 16 | 12 | 8.1 | 2.1 | 65 | 49 | 214296596
AMERISTAR | A5HP5042A1 | 5TXCD010AS3+TSTAT | A952V120DU5SA | 40500 | 39000 | 16 | 12 | 8.1 | 2.2 | 65 | 48 | 214296595
RUNTRU | A5HP5042A1 | 5TXCD010AS3+TSTAT | A952V120DU5SA | 40500 | 39000 | 16 | 12 | 8.1 | 2.2 | 65 | 48 | 214296594
AMERISTAR | A5HP5042A1 | 5TXCD010AS3+TSTAT | A951X120DU5SA | 40000 | 39000 | 15.2 | 12 | 8.1 | 2.2 | 66 | 49 | 214296593
RUNTRU | A5HP5042A1 | 5TXCD010AS3+TSTAT | A951X120DU5SA | 40000 | 39000 | 15.2 | 12 | 8.1 | 2.2 | 66 | 49 | 214296592
AMERISTAR | A5HP5042A1 | 5TXCD010AS3+TSTAT | A952V120DD5SB | 37800 | 37400 | 15.2 | 11.7 | 8.1 | 2.1 | 66 | 51 | 214296591
RUNTRU | A5HP5042A1 | 5TXCC007AS3+TSTAT | A952V080CU5SB | 40000 | 40000 | 16 | 12 | 8.1 | 2.1 | 66 | 49 | 214296572
AMERISTAR | A5HP5042A1 | 5TXCC007AS3+TSTAT | A952V100CU5SA | 40000 | 40000 | 16 | 11.7 | 8.1 | 2.1 | 65 | 49 | 214296571
RUNTRU | A5HP5042A1 | 5TXCC007AS3+TSTAT | A952V100CU5SA | 40000 | 40000 | 16 | 11.7 | 8.1 | 2.1 | 65 | 49 | 214296570
AMERISTAR | A5HP5042A1 | 5TXCC007AS3+TSTAT | A952V100CU5SB | 40000 | 40000 | 16 | 12 | 8.1 | 2.1 | 65 | 49 | 214296569
AMERISTAR | A5HP5042A1 | 5TXCC007AS3+TSTAT | L8V1C100U5VSB | 40000 | 40000 | 16 | 12 | 8.1 | 2.1 | 65 | 49 | 214296567
RUNTRU | A5HP5042A1 | 5TXCC007AS3+TSTAT | A952V100CU5SB | 40000 | 40000 | 16 | 12 | 8.1 | 2.1 | 65 | 49 | 214296568
RUNTRU | A5HP5042A1 | 5TXCC007AS3+TSTAT | L8V1C100U5VSB | 40000 | 40000 | 16 | 12 | 8.1 | 2.1 | 65 | 49 | 214296566
AMERICAN STANDARD | 4A6V8X36A1 | 4TXCB006DS3+P0V0B000M40SC+RP |  | 33800 | 30600 | 18 | 12 | 8.2 | 1.83 | 82 | 65 | 212349461
TRANE | 4TWV8X36A1 | 4TXCB006DS3+P0V0B000M40SC+RP |  | 33800 | 30600 | 18 | 12 | 8.2 | 1.83 | 82 | 65 | 212349460
AMERICAN STANDARD | 4A6V0X36A1 | 4TXCB006DS3+P0V0B000M40SC+RP |  | 34200 | 31200 | 18.5 | 12.5 | 8.5 | 1.83 | 81 | 63 | 212349459
TRANE | 4TWV0X36A1 | 4TXCB006DS3+P0V0B000M40SC+RP |  | 34200 | 31200 | 18.5 | 12.5 | 8.5 | 1.83 | 81 | 63 | 212349458
AMERICAN STANDARD | 4A6L5030N1 | 4TXCB003DS3 | S9V2B040U3VSB | 28600 | 29400 | 15.2 | 12 | 8.1 | 2.1 | 65 | 50 | 213912284
TRANE | 4TWL5030N1 | 4TXCB003DS3 | S9V2B040U3VSB | 28600 | 29400 | 15.2 | 12 | 8.1 | 2.1 | 65 | 50 | 213912283
AMERICAN STANDARD | 4A6L5030N1 | 4PX*CU42BS3 | S9V2C100U4VSB | 30200 | 27800 | 16 | 12 | 8.1 | 2.2 | 66 | 51 | 213912282
TRANE | 4TWL5030N1 | 4PX*CU42BS3 | S9V2C100U4VSB | 30200 | 27800 | 16 | 12 | 8.1 | 2.2 | 66 | 51 | 213912281
AMERICAN STANDARD | 4A6L5030N1 | 4PX*CU42BS3 | S9V2C080U5PSC | 30800 | 28200 | 16 | 12 | 8.1 | 2.2 | 66 | 51 | 213912280
TRANE | 4TWL5030N1 | 4PX*CU42BS3 | S9V2C080U5PSC | 30800 | 28200 | 16 | 12 | 8.1 | 2.2 | 66 | 51 | 213912279
AMERICAN STANDARD | 4A6L5030N1 | 4PX*CU42BS3 | S9V2C100D4VSB | 29200 | 26800 | 15.2 | 12 | 8.1 | 2.2 | 67 | 53 | 213912278
TRANE | 4TWL5030N1 | 4PX*CU42BS3 | S9V2C100D4VSB | 29200 | 26800 | 15.2 | 12 | 8.1 | 2.2 | 67 | 53 | 213912277
AMERICAN STANDARD | 4A6L5030N1 | 4PX*CU42BS3 | S9V2C100U5PSC | 31000 | 28200 | 16 | 12 | 8.1 | 2.2 | 66 | 51 | 213912276
TRANE | 4TWL5030N1 | 4PX*CU42BS3 | S9V2C100U5PSC | 31000 | 28200 | 16 | 12 | 8.1 | 2.2 | 66 | 51 | 213912275
AMERICAN STANDARD | 4A6L5030N1 | 4PX*CU36BS3 | S9V2C100U5PSC | 30000 | 27200 | 15.2 | 12 | 8.1 | 2.1 | 67 | 52 | 213912274
TRANE | 4TWL5030N1 | 4PX*CU36BS3 | S9V2C100U5PSC | 30000 | 27200 | 15.2 | 12 | 8.1 | 2.1 | 67 | 52 | 213912273
AMERICAN STANDARD | 4A6L5030N1 | 4PX*CU36BS3 | S9V2C080U5PSC | 30000 | 27200 | 15.2 | 12 | 8.1 | 2.1 | 67 | 52 | 213912272
TRANE | 4TWL5030N1 | 4PX*CU36BS3 | S9V2C080U5PSC | 30000 | 27200 | 15.2 | 12 | 8.1 | 2.1 | 67 | 52 | 213912271
AMERICAN STANDARD | 4A6L5030N1 | 4PX*CU36BS3 | S9V2C100U4VSB | 29400 | 26600 | 16 | 12 | 8.1 | 2.1 | 68 | 53 | 213912270
TRANE | 4TWL5030N1 | 4PX*CU36BS3 | S9V2C100U4VSB | 29400 | 26600 | 16 | 12 | 8.1 | 2.1 | 68 | 53 | 213912269
AMERICAN STANDARD | 4A6L5030N1 | 4PX*CU30BS3 | S9V2C100U4VSB | 29000 | 29400 | 15.2 | 12 | 8.1 | 2.1 | 65 | 50 | 213912266
TRANE | 4TWL5030N1 | 4PX*CU30BS3 | S9V2C100U4VSB | 29000 | 29400 | 15.2 | 12 | 8.1 | 2.1 | 65 | 50 | 213912265
AMERICAN STANDARD | 4A6L5030N1 | 4PX*CU30BS3 | S9V2C080U5PSC | 29600 | 29600 | 15.2 | 12 | 8.1 | 2.1 | 65 | 50 | 213912264
TRANE | 4TWL5030N1 | 4PX*CU30BS3 | S9V2C080U5PSC | 29600 | 29600 | 15.2 | 12 | 8.1 | 2.1 | 65 | 50 | 213912263
AMERICAN STANDARD | 4A6L5030N1 | 4PX*CU30BS3 | S9V2C100U5PSC | 29600 | 29600 | 15.2 | 12 | 8.1 | 2.1 | 66 | 50 | 213912262
TRANE | 4TWL5030N1 | 4PX*CU30BS3 | S9V2C100U5PSC | 29600 | 29600 | 15.2 | 12 | 8.1 | 2.1 | 66 | 50 | 213912261
AMERICAN STANDARD | 4A6L5030N1 | 4PX*CD36BS3 | S9V2C100D4VSB | 29400 | 28400 | 16 | 12 | 8.1 | 2.1 | 65 | 50 | 213912258
TRANE | 4TWL5030N1 | 4PX*CD36BS3 | S9V2C100D4VSB | 29400 | 28400 | 16 | 12 | 8.1 | 2.1 | 65 | 50 | 213912257
AMERICAN STANDARD | 4A6L5030N1 | 4PX*BU48BS3 | S9V2B040U3PSC | 30200 | 27600 | 16 | 12 | 8.1 | 2.2 | 66 | 51 | 213912256
TRANE | 4TWL5030N1 | 4PX*BU48BS3 | S9V2B040U3PSC | 30200 | 27600 | 16 | 12 | 8.1 | 2.2 | 66 | 51 | 213912255
AMERICAN STANDARD | 4A6L5030N1 | 4PX*BU48BS3 | S9V2B080U4VSB | 30400 | 27800 | 16 | 12 | 8.1 | 2.2 | 66 | 51 | 213912254
TRANE | 4TWL5030N1 | 4PX*BU48BS3 | S9V2B080U4VSB | 30400 | 27800 | 16 | 12 | 8.1 | 2.2 | 66 | 51 | 213912253
AMERICAN STANDARD | 4A6L5030N1 | 4PX*BU48BS3 | S9V2B080U4PSC | 30400 | 27800 | 16 | 12 | 8.1 | 2.2 | 66 | 51 | 213912252
TRANE | 4TWL5030N1 | 4PX*BU48BS3 | S9V2B080U4PSC | 30400 | 27800 | 16 | 12 | 8.1 | 2.2 | 66 | 51 | 213912251
AMERICAN STANDARD | 4A6L5030N1 | 4PX*BU48BS3 | S9V2B040U3VSB | 30200 | 27600 | 16 | 12 | 8.1 | 2.2 | 66 | 51 | 213912250
TRANE | 4TWL5030N1 | 4PX*BU48BS3 | S9V2B040U3VSB | 30200 | 27600 | 16 | 12 | 8.1 | 2.2 | 66 | 51 | 213912249
AMERICAN STANDARD | 4A6L5030N1 | 4PX*BU48BS3 | S9V2B060U3VSB | 30000 | 27600 | 16 | 12 | 8.1 | 2.2 | 66 | 51 | 213912248
TRANE | 4TWL5030N1 | 4PX*BU48BS3 | S9V2B060U3VSB | 30000 | 27600 | 16 | 12 | 8.1 | 2.2 | 66 | 51 | 213912247
AMERICAN STANDARD | 4A6L5030N1 | 4PX*BU42BS3 | S9V2B080U4VSB | 30600 | 28000 | 16 | 12 | 8.1 | 2.2 | 66 | 51 | 213912246
TRANE | 4TWL5030N1 | 4PX*BU42BS3 | S9V2B080U4VSB | 30600 | 28000 | 16 | 12 | 8.1 | 2.2 | 66 | 51 | 213912245
AMERICAN STANDARD | 4A6L5030N1 | 4PX*BU42BS3 | S9V2B060U4PSC | 30200 | 28000 | 16 | 12 | 8.1 | 2.2 | 66 | 51 | 213912244
TRANE | 4TWL5030N1 | 4PX*BU42BS3 | S9V2B060U4PSC | 30200 | 28000 | 16 | 12 | 8.1 | 2.2 | 66 | 51 | 213912243
AMERICAN STANDARD | 4A6L5030N1 | 4PX*BU42BS3 | S9V2B040U3VSB | 30200 | 28000 | 16 | 12 | 8.1 | 2.2 | 66 | 51 | 213912242
TRANE | 4TWL5030N1 | 4PX*BU42BS3 | S9V2B040U3VSB | 30200 | 28000 | 16 | 12 | 8.1 | 2.2 | 66 | 51 | 213912241
AMERICAN STANDARD | 4A6L5030N1 | 4PX*BU42BS3 | S9V2B040U3PSC | 30200 | 28000 | 16 | 12 | 8.1 | 2.2 | 66 | 51 | 213912240
TRANE | 4TWL5030N1 | 4PX*BU42BS3 | S9V2B040U3PSC | 30200 | 28000 | 16 | 12 | 8.1 | 2.2 | 66 | 51 | 213912239
AMERICAN STANDARD | 4A6L5030N1 | 4PX*BU42BS3 | S9V2B060U3VSB | 30200 | 28000 | 16 | 12 | 8.1 | 2.2 | 66 | 51 | 213912238
TRANE | 4TWL5030N1 | 4PX*BU42BS3 | S9V2B060U3VSB | 30200 | 28000 | 16 | 12 | 8.1 | 2.2 | 66 | 51 | 213912237
AMERICAN STANDARD | 4A6L5030N1 | 4PX*BU36BS3 | S9V2B060U4PSC | 30000 | 27200 | 15.2 | 12 | 8.1 | 2.1 | 67 | 53 | 213912236
TRANE | 4TWL5030N1 | 4PX*BU36BS3 | S9V2B060U4PSC | 30000 | 27200 | 15.2 | 12 | 8.1 | 2.1 | 67 | 53 | 213912235
AMERICAN STANDARD | 4A6L5030N1 | 4PX*BU36BS3 | S9V2B080U4VSB | 30000 | 27400 | 15.2 | 12 | 8.1 | 2.1 | 67 | 53 | 213912234
TRANE | 4TWL5030N1 | 4PX*BU36BS3 | S9V2B080U4VSB | 30000 | 27400 | 15.2 | 12 | 8.1 | 2.1 | 67 | 53 | 213912233
AMERICAN STANDARD | 4A6L5030N1 | 4PX*BU36BS3 | S9V2B040U3PSC | 29400 | 27000 | 15.2 | 12 | 8.1 | 2.1 | 67 | 53 | 213912232
TRANE | 4TWL5030N1 | 4PX*BU36BS3 | S9V2B040U3PSC | 29400 | 27000 | 15.2 | 12 | 8.1 | 2.1 | 67 | 53 | 213912231
AMERICAN STANDARD | 4A6L5030N1 | 4PX*BU36BS3 | S9V2B040U3VSB | 29400 | 27000 | 15.2 | 12 | 8.1 | 2.1 | 67 | 53 | 213912230
TRANE | 4TWL5030N1 | 4PX*BU36BS3 | S9V2B040U3VSB | 29400 | 27000 | 15.2 | 12 | 8.1 | 2.1 | 67 | 53 | 213912229
AMERICAN STANDARD | 4A6L5030N1 | 4PX*BU36BS3 | S9V2B080U4PSC | 30000 | 27400 | 15.2 | 12 | 8.1 | 2.1 | 67 | 53 | 213912228
TRANE | 4TWL5030N1 | 4PX*BU36BS3 | S9V2B080U4PSC | 30000 | 27400 | 15.2 | 12 | 8.1 | 2.1 | 67 | 53 | 213912227
AMERICAN STANDARD | 4A6L5030N1 | 4PX*BU30BS3 | S9V2B040U3VSB | 28600 | 29400 | 15.2 | 12 | 8.1 | 2.1 | 65 | 50 | 213912218
TRANE | 4TWL5030N1 | 4PX*BU30BS3 | S9V2B040U3VSB | 28600 | 29400 | 15.2 | 12 | 8.1 | 2.1 | 65 | 50 | 213912217
AMERICAN STANDARD | 4A6L5030N1 | 4PX*BU30BS3 | S9V2B060U4PSC | 28800 | 29600 | 15.2 | 12 | 8.1 | 2.1 | 65 | 49 | 213912216
TRANE | 4TWL5030N1 | 4PX*BU30BS3 | S9V2B060U4PSC | 28800 | 29600 | 15.2 | 12 | 8.1 | 2.1 | 65 | 49 | 213912215
AMERICAN STANDARD | 4A6L5030N1 | 4PX*BU30BS3 | S9V2B080U4VSB | 28800 | 29400 | 15.2 | 12 | 8.1 | 2.1 | 65 | 50 | 213912214
TRANE | 4TWL5030N1 | 4PX*BU30BS3 | S9V2B080U4VSB | 28800 | 29400 | 15.2 | 12 | 8.1 | 2.1 | 65 | 50 | 213912213
AMERICAN STANDARD | 4A6L5030N1 | 4PX*BU30BS3 | S9V2B060U3VSB | 28600 | 29400 | 15.2 | 12 | 8.1 | 2.1 | 65 | 50 | 213912212
TRANE | 4TWL5030N1 | 4PX*BU30BS3 | S9V2B060U3VSB | 28600 | 29400 | 15.2 | 12 | 8.1 | 2.1 | 65 | 50 | 213912211
AMERICAN STANDARD | 4A6L5024N1 | 4TXCB003DS3 | S8V2A040M3PCB | 25600 | 25600 | 15.2 | 12 | 8.1 | 2 | 74 | 57 | 213910442
TRANE | 4TWL5024N1 | 4TXCB003DS3 | S8V2A040M3PCB | 25600 | 25600 | 15.2 | 12 | 8.1 | 2 | 74 | 57 | 213910441
AMERICAN STANDARD | 4A6L5024N1 | 4TXCB003DS3 | S8V2B080M4PCB | 25600 | 25600 | 15.2 | 12 | 8.1 | 2.1 | 75 | 57 | 213910440
TRANE | 4TWL5024N1 | 4TXCB003DS3 | S8V2B080M4PCB | 25600 | 25600 | 15.2 | 12 | 8.1 | 2.1 | 75 | 57 | 213910439
AMERICAN STANDARD | 4A6L5024N1 | 4TXCB003DS3 | S8V2B060M4PCB | 25600 | 25600 | 15.2 | 12 | 8.1 | 2.1 | 75 | 57 | 213910438
TRANE | 4TWL5024N1 | 4TXCB003DS3 | S8V2B060M4PCB | 25600 | 25600 | 15.2 | 12 | 8.1 | 2.1 | 75 | 57 | 213910437
AMERICAN STANDARD | 4A6L5024N1 | 4TXCB003DS3 | S8V2B060M4PDB | 25600 | 25600 | 15.2 | 12 | 8.1 | 2.1 | 75 | 57 | 213910436
TRANE | 4TWL5024N1 | 4TXCB003DS3 | S8V2B060M4PDB | 25600 | 25600 | 15.2 | 12 | 8.1 | 2.1 | 75 | 57 | 213910435
AMERICAN STANDARD | 4A6L5024N1 | 4TXCB003DS3 | S8V2B080M4PDB | 25600 | 25600 | 15.2 | 12 | 8.1 | 2.1 | 75 | 57 | 213910434
TRANE | 4TWL5024N1 | 4TXCB003DS3 | S8V2B080M4PDB | 25600 | 25600 | 15.2 | 12 | 8.1 | 2.1 | 75 | 57 | 213910433
AMERICAN STANDARD | 4A6L5024N1 | 4TXCB003DS3 | S8V2A040M3PDB | 25600 | 25600 | 15.2 | 12 | 8.1 | 2 | 74 | 57 | 213910432
TRANE | 4TWL5024N1 | 4TXCB003DS3 | S8V2A040M3PDB | 25600 | 25600 | 15.2 | 12 | 8.1 | 2 | 74 | 57 | 213910431
AMERICAN STANDARD | 4A6L5024N1 | 4PX*BU42BS3 | S8V2B060M4PCB | 25600 | 25600 | 16 | 12 | 8.1 | 2.2 | 73 | 56 | 213910430
TRANE | 4TWL5024N1 | 4PX*BU42BS3 | S8V2B060M4PCB | 25600 | 25600 | 16 | 12 | 8.1 | 2.2 | 73 | 56 | 213910429
AMERICAN STANDARD | 4A6L5024N1 | 4PX*BU42BS3 | S8V2B060M4PDB | 25600 | 25600 | 16 | 12 | 8.1 | 2.2 | 73 | 56 | 213910428
TRANE | 4TWL5024N1 | 4PX*BU42BS3 | S8V2B060M4PDB | 25600 | 25600 | 16 | 12 | 8.1 | 2.2 | 73 | 56 | 213910427
AMERICAN STANDARD | 4A6L5024N1 | 4PX*BU42BS3 | S8V2A040M3PDB | 25600 | 25600 | 16 | 12 | 8.1 | 2.1 | 71 | 55 | 213910426
TRANE | 4TWL5024N1 | 4PX*BU42BS3 | S8V2A040M3PDB | 25600 | 25600 | 16 | 12 | 8.1 | 2.1 | 71 | 55 | 213910425
AMERICAN STANDARD | 4A6L5024N1 | 4PX*BU42BS3 | S8V2A040M3PCB | 25600 | 25600 | 16 | 12 | 8.1 | 2.1 | 71 | 55 | 213910424
TRANE | 4TWL5024N1 | 4PX*BU42BS3 | S8V2A040M3PCB | 25600 | 25600 | 16 | 12 | 8.1 | 2.1 | 71 | 55 | 213910423
AMERICAN STANDARD | 4A6L5024N1 | 4PX*BU42BS3 | S8V2B080M4PDB | 25600 | 25600 | 16 | 12 | 8.1 | 2.2 | 72 | 55 | 213910422
TRANE | 4TWL5024N1 | 4PX*BU42BS3 | S8V2B080M4PDB | 25600 | 25600 | 16 | 12 | 8.1 | 2.2 | 72 | 55 | 213910421
AMERICAN STANDARD | 4A6L5024N1 | 4PX*BU42BS3 | S8V2B080M4PCB | 25600 | 25600 | 16 | 12 | 8.1 | 2.2 | 72 | 55 | 213910420
TRANE | 4TWL5024N1 | 4PX*BU42BS3 | S8V2B080M4PCB | 25600 | 25600 | 16 | 12 | 8.1 | 2.2 | 72 | 55 | 213910419
AMERICAN STANDARD | 4A6L5024N1 | 4PX*BU30BS3 | S8V2B060M4PCB | 25600 | 25600 | 15.2 | 12 | 8.1 | 2.1 | 75 | 57 | 213910406
TRANE | 4TWL5024N1 | 4PX*BU30BS3 | S8V2B060M4PCB | 25600 | 25600 | 15.2 | 12 | 8.1 | 2.1 | 75 | 57 | 213910405
AMERICAN STANDARD | 4A6L5024N1 | 4PX*BU30BS3 | S8V2A040M3PCB | 25600 | 25600 | 15.2 | 12 | 8.1 | 2 | 74 | 57 | 213910404
TRANE | 4TWL5024N1 | 4PX*BU30BS3 | S8V2A040M3PCB | 25600 | 25600 | 15.2 | 12 | 8.1 | 2 | 74 | 57 | 213910403
AMERICAN STANDARD | 4A6L5024N1 | 4PX*BU30BS3 | S8V2A040M3PDB | 25600 | 25600 | 15.2 | 12 | 8.1 | 2 | 74 | 57 | 213910402
TRANE | 4TWL5024N1 | 4PX*BU30BS3 | S8V2A040M3PDB | 25600 | 25600 | 15.2 | 12 | 8.1 | 2 | 74 | 57 | 213910401
AMERICAN STANDARD | 4A6L5024N1 | 4PX*BU30BS3 | S8V2B080M4PCB | 25600 | 25600 | 15.2 | 12 | 8.1 | 2.1 | 75 | 57 | 213910400
TRANE | 4TWL5024N1 | 4PX*BU30BS3 | S8V2B080M4PCB | 25600 | 25600 | 15.2 | 12 | 8.1 | 2.1 | 75 | 57 | 213910399
AMERICAN STANDARD | 4A6L5024N1 | 4PX*BU30BS3 | S8V2B080M4PDB | 25600 | 25600 | 15.2 | 12 | 8.1 | 2.1 | 75 | 57 | 213910398
TRANE | 4TWL5024N1 | 4PX*BU30BS3 | S8V2B080M4PDB | 25600 | 25600 | 15.2 | 12 | 8.1 | 2.1 | 75 | 57 | 213910397
AMERICAN STANDARD | 4A6L5024N1 | 4PX*BU30BS3 | S8V2B060M4PDB | 25600 | 25600 | 15.2 | 12 | 8.1 | 2.1 | 75 | 57 | 213910396
TRANE | 4TWL5024N1 | 4PX*BU30BS3 | S8V2B060M4PDB | 25600 | 25600 | 15.2 | 12 | 8.1 | 2.1 | 75 | 57 | 213910395
AMERICAN STANDARD | 4A6L6036A1 | 4TXCC009DS3+P0V0C000M50SC |  | 37800 | 33000 | 15.2 | 12 | 8.1 | 2.16 | 65 | 50 | 212067003
AMERICAN STANDARD | 4A6L6036A1 | 4PX*CU48BS3+P0V0C000M50SC |  | 37200 | 33600 | 15.2 | 12 | 8.1 | 2.17 | 64 | 49 | 212067000
AMERICAN STANDARD | 4A6L6036A1 | 4PX*CU42BS3+P0V0C000M50SC |  | 37200 | 34200 | 15.2 | 12 | 8.1 | 2.17 | 64 | 49 | 212066998
AMERICAN STANDARD | 4A6L6036A1 | 4PX*CD36BS3+HORIZ-RT+P0V0C000M50SC |  | 36200 | 34200 | 15.2 | 12 | 8.1 | 2.07 | 65 | 50 | 212066990
AMERICAN STANDARD | 4A6L6036A1 | 4PX*CD36BS3+P0V0C000M50SC |  | 36200 | 34200 | 15.2 | 12 | 8.1 | 2.07 | 65 | 50 | 212066987
AMERICAN STANDARD | 4A6L6036A1 | 4PX*BU48BS3+P0V0B000M40SC |  | 36400 | 33000 | 15.2 | 12 | 8.1 | 2.17 | 65 | 50 | 212066984
AMERICAN STANDARD | 4A6L6036A1 | 4PX*BU42BS3+P0V0B000M40SC |  | 36600 | 34000 | 15.2 | 12 | 8.1 | 2.17 | 65 | 49 | 212066982
AMERICAN STANDARD | 4A6L5036N1 | 4TXCC007DS3+P0V0C000M50SC |  | 36200 | 32600 | 15.2 | 12 | 8.1 | 2.04 | 62 | 46 | 212066957
AMERICAN STANDARD | 4A6L5036N1 | 4TXCB006DS3+P0V0B000M40SC |  | 35400 | 32200 | 15.2 | 12 | 8.1 | 2.04 | 62 | 46 | 212066954
AMERICAN STANDARD | 4A6L5036N1 | 4PX*CU48BS3+P0V0C000M50SC |  | 36200 | 32600 | 15.2 | 12 | 8.1 | 2.04 | 62 | 46 | 212066952
AMERICAN STANDARD | 4A6L5036N1 | 4PX*CU42BS3+P0V0C000M50SC |  | 36200 | 33000 | 15.2 | 12 | 8.1 | 2.02 | 62 | 45 | 212066949
AMERICAN STANDARD | 4A6L5036N1 | 4PX*BU48BS3+P0V0B000M40SC |  | 35400 | 32200 | 15.2 | 12 | 8.1 | 2.04 | 62 | 46 | 212066947
AMERICAN STANDARD | 4A6L5036N1 | 4PX*BU42BS3+P0V0B000M40SC |  | 35400 | 32600 | 15.2 | 12 | 8.1 | 2.03 | 62 | 46 | 212066944
AMERICAN STANDARD | 4A6L5030N1 | 4TXCB003DS3+P0V0B000M40SC |  | 29200 | 29400 | 15.2 | 12 | 8.1 | 2.16 | 65 | 50 | 212066942
AMERICAN STANDARD | 4A6L5030N1 | 4TXCB003DS3+P0V0A000M30SC |  | 28000 | 29200 | 15.2 | 12 | 8.1 | 2.09 | 65 | 50 | 212066939
AMERICAN STANDARD | 4A6L5030N1 | 4PX*BU30BS3+P0V0B000M40SC |  | 29200 | 29400 | 15.2 | 12 | 8.1 | 2.16 | 65 | 50 | 212066937
AMERICAN STANDARD | 4A6L5030N1 | 4PX*BU30BS3+P0V0A000M30SC |  | 28000 | 29200 | 15.2 | 12 | 8.1 | 2.09 | 65 | 50 | 212066934
AMERICAN STANDARD | 4A6L5030N1 | 4PX*BD36BS3+P0V0A000M30SC |  | 28400 | 28000 | 15.2 | 12 | 8.1 | 2.09 | 66 | 51 | 212066932
AMERICAN STANDARD | 4A6L5030N1 | 4PX*BD30BS3+P0V0B000M40SC |  | 29600 | 29800 | 15.2 | 12 | 8.1 | 2.07 | 65 | 50 | 212066929
AMERICAN STANDARD | 4A6L5024N1 | 4TXCB004DS3+P0V0A000M30SC |  | 25600 | 25600 | 15.2 | 12 | 8.1 | 2.13 | 70 | 55 | 212066927
AMERICAN STANDARD | 4A6L5024N1 | 4TXCB003DS3+P0V0A000M30SC |  | 25600 | 25600 | 15.2 | 12 | 8.1 | 2.09 | 74 | 57 | 212066924
AMERICAN STANDARD | 4A6L5024N1 | 4PX*BU42BS3+P0V0B000M40SD |  | 25600 | 25600 | 16 | 12 | 8.1 | 2.2 | 71 | 55 | 213198936
TRANE | 4TWL5024N1 | 4PX*BU42BS3+P0V0B000M40SD |  | 25600 | 25600 | 16 | 12 | 8.1 | 2.2 | 71 | 55 | 213198935
AMERICAN STANDARD | 4A6L5024N1 | 4PX*BU36BS3+P0V0B000M40SD |  | 25600 | 25600 | 16 | 12 | 8.1 | 2.2 | 70 | 55 | 213198934
TRANE | 4TWL5024N1 | 4PX*BU36BS3+P0V0B000M40SD |  | 25600 | 25600 | 16 | 12 | 8.1 | 2.2 | 70 | 55 | 213198933
AMERICAN STANDARD | 4A6L5024N1 | 4PX*BU30BS3+P0V0B000M40SD |  | 25600 | 25600 | 15.2 | 12 | 8.1 | 2.1 | 75 | 57 | 213198932
TRANE | 4TWL5024N1 | 4PX*BU30BS3+P0V0B000M40SD |  | 25600 | 25600 | 15.2 | 12 | 8.1 | 2.1 | 75 | 57 | 213198931
AMERICAN STANDARD | 4A6L5024N1 | 4PX*BD36BS3+P0V0B000M40SD |  | 25600 | 25600 | 16 | 12 | 8.1 | 2.1 | 72 | 56 | 213198930
TRANE | 4TWL5024N1 | 4PX*BD36BS3+P0V0B000M40SD |  | 25600 | 25600 | 16 | 12 | 8.1 | 2.1 | 72 | 56 | 213198929
AMERISTAR | A5HP5060A1 | A5AHV007A1D3+TDR+TSTAT |  | 53500 | 53000 | 15.2 | 11.7 | 8.1 | 2.5 | 69 | 54 | 214296797
RUNTRU | A5HP5060A1 | A5AHV007A1D3+TDR+TSTAT |  | 53500 | 53000 | 15.2 | 11.7 | 8.1 | 2.5 | 69 | 54 | 214296796
AMERISTAR | A5HP5060A1 | 5TXCD010AS3+TSTAT | A801X120DM5TD | 53500 | 53000 | 15.2 | 11.7 | 8.1 | 2.4 | 68 | 53 | 214296783
RUNTRU | A5HP5060A1 | 5TXCD010AS3+TSTAT | A801X120DM5TD | 53500 | 53000 | 15.2 | 11.7 | 8.1 | 2.4 | 68 | 53 | 214296782
AMERISTAR | A5HP5060A1 | 5TXCD010AS3+TSTAT | A951X120DU5SA | 54000 | 53000 | 15.2 | 11.7 | 8.1 | 2.4 | 68 | 54 | 214296777
RUNTRU | A5HP5060A1 | 5TXCD010AS3+TSTAT | A951X120DU5SA | 54000 | 53000 | 15.2 | 11.7 | 8.1 | 2.4 | 68 | 54 | 214296776
AMERISTAR | A5HP5060A1 | 5TXCD010AS3+TSTAT | A952V120DU5SA | 53500 | 52500 | 15.2 | 11.7 | 8.1 | 2.4 | 68 | 54 | 214296767
RUNTRU | A5HP5060A1 | 5TXCD010AS3+TSTAT | A952V120DU5SA | 53500 | 52500 | 15.2 | 11.7 | 8.1 | 2.4 | 68 | 54 | 214296766
AMERISTAR | A5HP5060A1 | 5TXCD010AS3+TSTAT | A952V120DU5SB | 53500 | 52500 | 15.2 | 11.7 | 8.1 | 2.4 | 68 | 53 | 214296765
RUNTRU | A5HP5060A1 | 5TXCD010AS3+TSTAT | A952V120DU5SB | 53500 | 52500 | 15.2 | 11.7 | 8.1 | 2.4 | 68 | 53 | 214296764
TRANE | 4TWX7024E1 | 4TXCC007DS3 | *UHMC100CCV4 | 25600 | 24200 | 17 | 13 | 8.1 | 2.1 | 63 | 47 | 213915453
TRANE | 4TWX7024E1 | 4PX*CU48BS3 | *UHMC100CCV4 | 25600 | 24200 | 17 | 13 | 8.1 | 2.1 | 63 | 47 | 213915447
AMERICAN STANDARD | 4A6L5030N1 | 4TXCC005DS3 | S8V2C100M5PDB | 29800 | 27200 | 15.2 | 12 | 8.1 | 2.1 | 67 | 53 | 213910642
TRANE | 4TWL5030N1 | 4TXCC005DS3 | S8V2C100M5PDB | 29800 | 27200 | 15.2 | 12 | 8.1 | 2.1 | 67 | 53 | 213910641
AMERICAN STANDARD | 4A6L5030N1 | 4TXCC005DS3 | S8V2C080M5PCB | 29800 | 27200 | 15.2 | 12 | 8.1 | 2.1 | 67 | 52 | 213910640
TRANE | 4TWL5030N1 | 4TXCC005DS3 | S8V2C080M5PCB | 29800 | 27200 | 15.2 | 12 | 8.1 | 2.1 | 67 | 52 | 213910639
AMERICAN STANDARD | 4A6L5030N1 | 4TXCC005DS3 | S8V2C080M5PDB | 29800 | 27200 | 15.2 | 12 | 8.1 | 2.1 | 67 | 52 | 213910638
TRANE | 4TWL5030N1 | 4TXCC005DS3 | S8V2C080M5PDB | 29800 | 27200 | 15.2 | 12 | 8.1 | 2.1 | 67 | 52 | 213910637
AMERICAN STANDARD | 4A6L5030N1 | 4TXCC005DS3 | S8V2C100M5PCB | 29800 | 27200 | 15.2 | 12 | 8.1 | 2.1 | 67 | 53 | 213910636
TRANE | 4TWL5030N1 | 4TXCC005DS3 | S8V2C100M5PCB | 29800 | 27200 | 15.2 | 12 | 8.1 | 2.1 | 67 | 53 | 213910635
AMERICAN STANDARD | 4A6L5030N1 | 4TXCB006DS3 | S8V2A040M3PDB | 29400 | 27400 | 16 | 12 | 8.1 | 2.1 | 66 | 51 | 213910634
TRANE | 4TWL5030N1 | 4TXCB006DS3 | S8V2A040M3PDB | 29400 | 27400 | 16 | 12 | 8.1 | 2.1 | 66 | 51 | 213910633
AMERICAN STANDARD | 4A6L5030N1 | 4TXCB006DS3 | S8V2A040M3PCB | 29400 | 27400 | 16 | 12 | 8.1 | 2.1 | 66 | 51 | 213910632
TRANE | 4TWL5030N1 | 4TXCB006DS3 | S8V2A040M3PCB | 29400 | 27400 | 16 | 12 | 8.1 | 2.1 | 66 | 51 | 213910631
AMERICAN STANDARD | 4A6L5030N1 | 4TXCB006DS3 | S8V2B080M4PDB | 30400 | 27800 | 16 | 12 | 8.1 | 2.2 | 66 | 51 | 213910630
TRANE | 4TWL5030N1 | 4TXCB006DS3 | S8V2B080M4PDB | 30400 | 27800 | 16 | 12 | 8.1 | 2.2 | 66 | 51 | 213910629
AMERICAN STANDARD | 4A6L5030N1 | 4TXCB006DS3 | S8V2B080M4PCB | 30400 | 27800 | 16 | 12 | 8.1 | 2.2 | 66 | 51 | 213910628
TRANE | 4TWL5030N1 | 4TXCB006DS3 | S8V2B080M4PCB | 30400 | 27800 | 16 | 12 | 8.1 | 2.2 | 66 | 51 | 213910627
AMERICAN STANDARD | 4A6L5030N1 | 4TXCB006DS3 | S8V2B060M4PCB | 30400 | 27800 | 16 | 12 | 8.1 | 2.2 | 66 | 51 | 213910626
TRANE | 4TWL5030N1 | 4TXCB006DS3 | S8V2B060M4PCB | 30400 | 27800 | 16 | 12 | 8.1 | 2.2 | 66 | 51 | 213910625
AMERICAN STANDARD | 4A6L5030N1 | 4TXCB006DS3 | S8V2B060M4PDB | 30400 | 27800 | 16 | 12 | 8.1 | 2.2 | 66 | 51 | 213910624
TRANE | 4TWL5030N1 | 4TXCB006DS3 | S8V2B060M4PDB | 30400 | 27800 | 16 | 12 | 8.1 | 2.2 | 66 | 51 | 213910623
AMERICAN STANDARD | 4A6L5030N1 | 4TXCB004DS3 | S8V2B060M4PCB | 29600 | 27000 | 15.2 | 12 | 8.1 | 2.1 | 67 | 53 | 213910620
TRANE | 4TWL5030N1 | 4TXCB004DS3 | S8V2B060M4PCB | 29600 | 27000 | 15.2 | 12 | 8.1 | 2.1 | 67 | 53 | 213910619
AMERICAN STANDARD | 4A6L5030N1 | 4TXCB004DS3 | S8V2B080M4PCB | 30000 | 27400 | 15.2 | 12 | 8.1 | 2.1 | 67 | 53 | 213910618
TRANE | 4TWL5030N1 | 4TXCB004DS3 | S8V2B080M4PCB | 30000 | 27400 | 15.2 | 12 | 8.1 | 2.1 | 67 | 53 | 213910617
AMERICAN STANDARD | 4A6L5030N1 | 4TXCB004DS3 | S8V2B060M4PDB | 29600 | 27000 | 15.2 | 12 | 8.1 | 2.1 | 67 | 53 | 213910616
TRANE | 4TWL5030N1 | 4TXCB004DS3 | S8V2B060M4PDB | 29600 | 27000 | 15.2 | 12 | 8.1 | 2.1 | 67 | 53 | 213910615
AMERICAN STANDARD | 4A6L5030N1 | 4TXCB004DS3 | S8V2B080M4PDB | 30000 | 27400 | 15.2 | 12 | 8.1 | 2.1 | 67 | 53 | 213910614
TRANE | 4TWL5030N1 | 4TXCB004DS3 | S8V2B080M4PDB | 30000 | 27400 | 15.2 | 12 | 8.1 | 2.1 | 67 | 53 | 213910613
AMERICAN STANDARD | 4A6L5030N1 | 4TXCB003DS3 | S8V2B060M4PCB | 28800 | 29400 | 15.2 | 12 | 8.1 | 2.1 | 65 | 50 | 213910610
TRANE | 4TWL5030N1 | 4TXCB003DS3 | S8V2B060M4PCB | 28800 | 29400 | 15.2 | 12 | 8.1 | 2.1 | 65 | 50 | 213910609
AMERICAN STANDARD | 4A6L5030N1 | 4TXCB003DS3 | S8V2A040M3PDB | 27800 | 29200 | 15.2 | 12 | 8.1 | 2 | 65 | 50 | 213910608
TRANE | 4TWL5030N1 | 4TXCB003DS3 | S8V2A040M3PDB | 27800 | 29200 | 15.2 | 12 | 8.1 | 2 | 65 | 50 | 213910607
AMERICAN STANDARD | 4A6H6024N1 | 4TXCC007DS3 | *UHMC100CCV4 | 25600 | 24200 | 16 | 12 | 8.1 | 2.1 | 63 | 47 | 213915314
AMERICAN STANDARD | 4A6L5030N1 | 4TXCB003DS3 | S8V2B080M4PCB | 28800 | 29400 | 15.2 | 12 | 8.1 | 2.1 | 65 | 50 | 213910606
TRANE | 4TWL5030N1 | 4TXCB003DS3 | S8V2B080M4PCB | 28800 | 29400 | 15.2 | 12 | 8.1 | 2.1 | 65 | 50 | 213910605
AMERICAN STANDARD | 4A6L5030N1 | 4TXCB003DS3 | S8V2B080M4PDB | 28800 | 29400 | 15.2 | 12 | 8.1 | 2.1 | 65 | 50 | 213910604
TRANE | 4TWL5030N1 | 4TXCB003DS3 | S8V2B080M4PDB | 28800 | 29400 | 15.2 | 12 | 8.1 | 2.1 | 65 | 50 | 213910603
AMERICAN STANDARD | 4A6L5030N1 | 4TXCB003DS3 | S8V2B060M4PDB | 28800 | 29400 | 15.2 | 12 | 8.1 | 2.1 | 65 | 50 | 213910602
TRANE | 4TWL5030N1 | 4TXCB003DS3 | S8V2B060M4PDB | 28800 | 29400 | 15.2 | 12 | 8.1 | 2.1 | 65 | 50 | 213910601
AMERICAN STANDARD | 4A6L5030N1 | 4TXCB003DS3 | S8V2A040M3PCB | 27800 | 29200 | 15.2 | 12 | 8.1 | 2 | 65 | 50 | 213910600
TRANE | 4TWL5030N1 | 4TXCB003DS3 | S8V2A040M3PCB | 27800 | 29200 | 15.2 | 12 | 8.1 | 2 | 65 | 50 | 213910599
AMERICAN STANDARD | 4A6L5030N1 | 4PX*CU42BS3 | S8V2C100M5PCB | 30600 | 28200 | 16 | 12 | 8.1 | 2.2 | 66 | 51 | 213910594
TRANE | 4TWL5030N1 | 4PX*CU42BS3 | S8V2C100M5PCB | 30600 | 28200 | 16 | 12 | 8.1 | 2.2 | 66 | 51 | 213910593
AMERICAN STANDARD | 4A6L5030N1 | 4PX*CU42BS3 | S8V2C100M5PDB | 30600 | 28200 | 16 | 12 | 8.1 | 2.2 | 66 | 51 | 213910592
TRANE | 4TWL5030N1 | 4PX*CU42BS3 | S8V2C100M5PDB | 30600 | 28200 | 16 | 12 | 8.1 | 2.2 | 66 | 51 | 213910591
AMERICAN STANDARD | 4A6L5030N1 | 4PX*CU42BS3 | S8V2C080M5PCB | 30400 | 28000 | 16 | 12 | 8.1 | 2.2 | 66 | 51 | 213910590
TRANE | 4TWL5030N1 | 4PX*CU42BS3 | S8V2C080M5PCB | 30400 | 28000 | 16 | 12 | 8.1 | 2.2 | 66 | 51 | 213910589
AMERICAN STANDARD | 4A6L5030N1 | 4PX*CU42BS3 | S8V2C080M5PDB | 30400 | 28000 | 16 | 12 | 8.1 | 2.2 | 66 | 51 | 213910588
TRANE | 4TWL5030N1 | 4PX*CU42BS3 | S8V2C080M5PDB | 30400 | 28000 | 16 | 12 | 8.1 | 2.2 | 66 | 51 | 213910587
AMERICAN STANDARD | 4A6L5030N1 | 4PX*CU36BS3 | S8V2C100M5PCB | 29800 | 27200 | 15.2 | 12 | 8.1 | 2.1 | 67 | 53 | 213910586
TRANE | 4TWL5030N1 | 4PX*CU36BS3 | S8V2C100M5PCB | 29800 | 27200 | 15.2 | 12 | 8.1 | 2.1 | 67 | 53 | 213910585
AMERICAN STANDARD | 4A6L5030N1 | 4PX*CU36BS3 | S8V2C100M5PDB | 29800 | 27200 | 15.2 | 12 | 8.1 | 2.1 | 67 | 53 | 213910584
TRANE | 4TWL5030N1 | 4PX*CU36BS3 | S8V2C100M5PDB | 29800 | 27200 | 15.2 | 12 | 8.1 | 2.1 | 67 | 53 | 213910583
AMERICAN STANDARD | 4A6L5030N1 | 4PX*CU36BS3 | S8V2C080M5PDB | 29800 | 27200 | 15.2 | 12 | 8.1 | 2.1 | 67 | 52 | 213910582
TRANE | 4TWL5030N1 | 4PX*CU36BS3 | S8V2C080M5PDB | 29800 | 27200 | 15.2 | 12 | 8.1 | 2.1 | 67 | 52 | 213910581
AMERICAN STANDARD | 4A6L5030N1 | 4PX*CU36BS3 | S8V2C080M5PCB | 29800 | 27200 | 15.2 | 12 | 8.1 | 2.1 | 67 | 52 | 213910580
TRANE | 4TWL5030N1 | 4PX*CU36BS3 | S8V2C080M5PCB | 29800 | 27200 | 15.2 | 12 | 8.1 | 2.1 | 67 | 52 | 213910579
AMERICAN STANDARD | 4A6L5030N1 | 4PX*CU30BS3 | S8V2C080M5PCB | 29200 | 29600 | 15.2 | 12 | 8.1 | 2.1 | 65 | 50 | 213910578
TRANE | 4TWL5030N1 | 4PX*CU30BS3 | S8V2C080M5PCB | 29200 | 29600 | 15.2 | 12 | 8.1 | 2.1 | 65 | 50 | 213910577
AMERICAN STANDARD | 4A6L5030N1 | 4PX*CU30BS3 | S8V2C080M5PDB | 29200 | 29600 | 15.2 | 12 | 8.1 | 2.1 | 65 | 50 | 213910576
TRANE | 4TWL5030N1 | 4PX*CU30BS3 | S8V2C080M5PDB | 29200 | 29600 | 15.2 | 12 | 8.1 | 2.1 | 65 | 50 | 213910575
AMERICAN STANDARD | 4A6L5030N1 | 4PX*CU30BS3 | S8V2C100M5PDB | 29000 | 29600 | 15.2 | 12 | 8.1 | 2.1 | 65 | 50 | 213910574
TRANE | 4TWL5030N1 | 4PX*CU30BS3 | S8V2C100M5PDB | 29000 | 29600 | 15.2 | 12 | 8.1 | 2.1 | 65 | 50 | 213910573
AMERICAN STANDARD | 4A6L5030N1 | 4PX*CU30BS3 | S8V2C100M5PCB | 29000 | 29600 | 15.2 | 12 | 8.1 | 2.1 | 65 | 50 | 213910572
TRANE | 4TWL5030N1 | 4PX*CU30BS3 | S8V2C100M5PCB | 29000 | 29600 | 15.2 | 12 | 8.1 | 2.1 | 65 | 50 | 213910571
AMERICAN STANDARD | 4A6L5030N1 | 4PX*CD36BS3 | S8V2C100M5PDB | 29800 | 28600 | 15.2 | 12 | 8.1 | 2.1 | 66 | 51 | 213910562
TRANE | 4TWL5030N1 | 4PX*CD36BS3 | S8V2C100M5PDB | 29800 | 28600 | 15.2 | 12 | 8.1 | 2.1 | 66 | 51 | 213910561
AMERICAN STANDARD | 4A6L5030N1 | 4PX*CD36BS3 | S8V2C100M5PCB | 29800 | 28600 | 15.2 | 12 | 8.1 | 2.1 | 66 | 51 | 213910560
TRANE | 4TWL5030N1 | 4PX*CD36BS3 | S8V2C100M5PCB | 29800 | 28600 | 15.2 | 12 | 8.1 | 2.1 | 66 | 51 | 213910559
AMERICAN STANDARD | 4A6L5030N1 | 4PX*CD36BS3 | S8V2C080M5PDB | 29800 | 28600 | 15.2 | 12 | 8.1 | 2.1 | 66 | 51 | 213910558
TRANE | 4TWL5030N1 | 4PX*CD36BS3 | S8V2C080M5PDB | 29800 | 28600 | 15.2 | 12 | 8.1 | 2.1 | 66 | 51 | 213910557
AMERICAN STANDARD | 4A6L5030N1 | 4PX*CD36BS3 | S8V2C080M5PCB | 29800 | 28600 | 15.2 | 12 | 8.1 | 2.1 | 66 | 51 | 213910556
TRANE | 4TWL5030N1 | 4PX*CD36BS3 | S8V2C080M5PCB | 29800 | 28600 | 15.2 | 12 | 8.1 | 2.1 | 66 | 51 | 213910555
AMERICAN STANDARD | 4A6L5030N1 | 4PX*BU48BS3 | S8V2B060M4PDB | 30400 | 27800 | 16 | 12 | 8.1 | 2.2 | 66 | 51 | 213910554
TRANE | 4TWL5030N1 | 4PX*BU48BS3 | S8V2B060M4PDB | 30400 | 27800 | 16 | 12 | 8.1 | 2.2 | 66 | 51 | 213910553
AMERICAN STANDARD | 4A6L5030N1 | 4PX*BU48BS3 | S8V2A040M3PDB | 29400 | 27400 | 16 | 12 | 8.1 | 2.1 | 66 | 51 | 213910552
TRANE | 4TWL5030N1 | 4PX*BU48BS3 | S8V2A040M3PDB | 29400 | 27400 | 16 | 12 | 8.1 | 2.1 | 66 | 51 | 213910551
AMERICAN STANDARD | 4A6L5030N1 | 4PX*BU48BS3 | S8V2A040M3PCB | 29400 | 27400 | 16 | 12 | 8.1 | 2.1 | 66 | 51 | 213910550
TRANE | 4TWL5030N1 | 4PX*BU48BS3 | S8V2A040M3PCB | 29400 | 27400 | 16 | 12 | 8.1 | 2.1 | 66 | 51 | 213910549
AMERICAN STANDARD | 4A6L5030N1 | 4PX*BU48BS3 | S8V2B080M4PCB | 30400 | 27800 | 16 | 12 | 8.1 | 2.2 | 66 | 51 | 213910548
TRANE | 4TWL5030N1 | 4PX*BU48BS3 | S8V2B080M4PCB | 30400 | 27800 | 16 | 12 | 8.1 | 2.2 | 66 | 51 | 213910547
AMERICAN STANDARD | 4A6L5030N1 | 4PX*BU48BS3 | S8V2B080M4PDB | 30400 | 27800 | 16 | 12 | 8.1 | 2.2 | 66 | 51 | 213910546
TRANE | 4TWL5030N1 | 4PX*BU48BS3 | S8V2B080M4PDB | 30400 | 27800 | 16 | 12 | 8.1 | 2.2 | 66 | 51 | 213910545
AMERICAN STANDARD | 4A6L5030N1 | 4PX*BU48BS3 | S8V2B060M4PCB | 30400 | 27800 | 16 | 12 | 8.1 | 2.2 | 66 | 51 | 213910544
TRANE | 4TWL5030N1 | 4PX*BU48BS3 | S8V2B060M4PCB | 30400 | 27800 | 16 | 12 | 8.1 | 2.2 | 66 | 51 | 213910543
AMERICAN STANDARD | 4A6L5030N1 | 4PX*BU42BS3 | S8V2A040M3PCB | 29600 | 27800 | 16 | 12 | 8.1 | 2.1 | 66 | 51 | 213910542
TRANE | 4TWL5030N1 | 4PX*BU42BS3 | S8V2A040M3PCB | 29600 | 27800 | 16 | 12 | 8.1 | 2.1 | 66 | 51 | 213910541
AMERICAN STANDARD | 4A6L5030N1 | 4PX*BU42BS3 | S8V2B060M4PDB | 30400 | 28000 | 16 | 12 | 8.1 | 2.2 | 66 | 51 | 213910540
TRANE | 4TWL5030N1 | 4PX*BU42BS3 | S8V2B060M4PDB | 30400 | 28000 | 16 | 12 | 8.1 | 2.2 | 66 | 51 | 213910539
AMERICAN STANDARD | 4A6L5030N1 | 4PX*BU42BS3 | S8V2B080M4PCB | 30400 | 28000 | 16 | 12 | 8.1 | 2.2 | 66 | 51 | 213910538
TRANE | 4TWL5030N1 | 4PX*BU42BS3 | S8V2B080M4PCB | 30400 | 28000 | 16 | 12 | 8.1 | 2.2 | 66 | 51 | 213910537
AMERICAN STANDARD | 4A6L5030N1 | 4PX*BU42BS3 | S8V2B080M4PDB | 30400 | 28000 | 16 | 12 | 8.1 | 2.2 | 66 | 51 | 213910536
TRANE | 4TWL5030N1 | 4PX*BU42BS3 | S8V2B080M4PDB | 30400 | 28000 | 16 | 12 | 8.1 | 2.2 | 66 | 51 | 213910535
AMERICAN STANDARD | 4A6L5030N1 | 4PX*BU42BS3 | S8V2B060M4PCB | 30400 | 28000 | 16 | 12 | 8.1 | 2.2 | 66 | 51 | 213910534
TRANE | 4TWL5030N1 | 4PX*BU42BS3 | S8V2B060M4PCB | 30400 | 28000 | 16 | 12 | 8.1 | 2.2 | 66 | 51 | 213910533
AMERICAN STANDARD | 4A6L5030N1 | 4PX*BU42BS3 | S8V2A040M3PDB | 29600 | 27800 | 16 | 12 | 8.1 | 2.1 | 66 | 51 | 213910532
TRANE | 4TWL5030N1 | 4PX*BU42BS3 | S8V2A040M3PDB | 29600 | 27800 | 16 | 12 | 8.1 | 2.1 | 66 | 51 | 213910531
AMERICAN STANDARD | 4A6L5030N1 | 4PX*BU36BS3 | S8V2B080M4PDB | 30000 | 27400 | 15.2 | 12 | 8.1 | 2.1 | 67 | 53 | 213910530
TRANE | 4TWL5030N1 | 4PX*BU36BS3 | S8V2B080M4PDB | 30000 | 27400 | 15.2 | 12 | 8.1 | 2.1 | 67 | 53 | 213910529
AMERICAN STANDARD | 4A6L5030N1 | 4PX*BU36BS3 | S8V2B060M4PCB | 29600 | 27000 | 15.2 | 12 | 8.1 | 2.1 | 67 | 53 | 213910528
TRANE | 4TWL5030N1 | 4PX*BU36BS3 | S8V2B060M4PCB | 29600 | 27000 | 15.2 | 12 | 8.1 | 2.1 | 67 | 53 | 213910527
AMERICAN STANDARD | 4A6L9036A1 | 4TXCC007DS3+P0V0C000M50SD+RP |  | 37400 | 33400 | 18 | 12 | 8.7 | 2.3 | 69 | 54 | 213198968
TRANE | 4TWL9036A1 | 4TXCC007DS3+P0V0C000M50SD+RP |  | 37400 | 33400 | 18 | 12 | 8.7 | 2.3 | 69 | 54 | 213198967
AMERICAN STANDARD | 4A6L9036A1 | 4TXCC005DS3+P0V0C000M50SD+RP |  | 36000 | 34000 | 17 | 11.7 | 8.7 | 2.2 | 69 | 54 | 213198966
TRANE | 4TWL9036A1 | 4TXCC005DS3+P0V0C000M50SD+RP |  | 36000 | 34000 | 17 | 11.7 | 8.7 | 2.2 | 69 | 54 | 213198965
AMERICAN STANDARD | 4A6L9036A1 | 4PX*CU60BS3+P0V0C000M50SD+RP |  | 37800 | 33000 | 18 | 12 | 8.7 | 2.3 | 70 | 55 | 213198964
TRANE | 4TWL9036A1 | 4PX*CU60BS3+P0V0C000M50SD+RP |  | 37800 | 33000 | 18 | 12 | 8.7 | 2.3 | 70 | 55 | 213198963
AMERICAN STANDARD | 4A6L9036A1 | 4PX*CU48BS3+P0V0C000M50SD+RP |  | 37400 | 33400 | 18 | 12 | 8.7 | 2.3 | 69 | 55 | 213198962
TRANE | 4TWL9036A1 | 4PX*CU48BS3+P0V0C000M50SD+RP |  | 37400 | 33400 | 18 | 12 | 8.7 | 2.3 | 69 | 55 | 213198961
AMERICAN STANDARD | 4A6L9036A1 | 4PX*CU42BS3+P0V0C000M50SD+RP |  | 37400 | 34000 | 17.5 | 12 | 8.7 | 2.3 | 69 | 54 | 213198960
TRANE | 4TWL9036A1 | 4PX*CU42BS3+P0V0C000M50SD+RP |  | 37400 | 34000 | 17.5 | 12 | 8.7 | 2.3 | 69 | 54 | 213198959
AMERICAN STANDARD | 4A6L9036A1 | 4PX*CD60BS3+P0V0C000M50SD+RP |  | 37800 | 33000 | 18 | 12 | 8.7 | 2.3 | 69 | 55 | 213198958
TRANE | 4TWL9036A1 | 4PX*CD60BS3+P0V0C000M50SD+RP |  | 37800 | 33000 | 18 | 12 | 8.7 | 2.3 | 69 | 55 | 213198957
AMERICAN STANDARD | 4A6L9036A1 | 4PX*CD42BS3+P0V0C000M50SD+RP |  | 37600 | 33800 | 17.5 | 12 | 8.2 | 2.2 | 69 | 54 | 213198956
TRANE | 4TWL9036A1 | 4PX*CD42BS3+P0V0C000M50SD+RP |  | 37600 | 33800 | 17.5 | 12 | 8.2 | 2.2 | 69 | 54 | 213198955
AMERICAN STANDARD | 4A6L6036A1 | 4TXCC009DS3+P0V0C000M50SD |  | 37800 | 33000 | 15.2 | 12 | 8.1 | 2.1 | 65 | 50 | 213198954
AMERICAN STANDARD | 4A6L6036A1 | 4TXCC007DS3+P0V0C000M50SD |  | 37200 | 33600 | 15.2 | 12 | 8.1 | 2.1 | 65 | 49 | 213198953
AMERICAN STANDARD | 4A6L6036A1 | 4PX*CU48BS3+P0V0C000M50SD |  | 37200 | 33600 | 15.2 | 12 | 8.1 | 2.1 | 65 | 49 | 213198952
AMERICAN STANDARD | 4A6L6036A1 | 4PX*CU42BS3+P0V0C000M50SD |  | 37200 | 34200 | 15.2 | 12 | 8.1 | 2.1 | 64 | 49 | 213198951
AMERICAN STANDARD | 4A6L5036N1 | 4TXCC009DS3+P0V0C000M50SD |  | 36600 | 32000 | 16 | 12 | 8.1 | 2 | 63 | 47 | 213198950
TRANE | 4TWL5036N1 | 4TXCC009DS3+P0V0C000M50SD |  | 36600 | 32000 | 16 | 12 | 8.1 | 2 | 63 | 47 | 213198949
AMERICAN STANDARD | 4A6L5036N1 | 4TXCC007DS3+P0V0C000M50SD |  | 36000 | 32600 | 15.2 | 12 | 8.1 | 2 | 62 | 46 | 213198948
TRANE | 4TWL5036N1 | 4TXCC007DS3+P0V0C000M50SD |  | 36000 | 32600 | 15.2 | 12 | 8.1 | 2 | 62 | 46 | 213198947
AMERICAN STANDARD | 4A6L5036N1 | 4PX*CU48BS3+P0V0C000M50SD |  | 36000 | 32600 | 15.2 | 12 | 8.1 | 2 | 62 | 46 | 213198946
TRANE | 4TWL5036N1 | 4PX*CU48BS3+P0V0C000M50SD |  | 36000 | 32600 | 15.2 | 12 | 8.1 | 2 | 62 | 46 | 213198945
AMERICAN STANDARD | 4A6L5036N1 | 4PX*CU42BS3+P0V0C000M50SD |  | 36000 | 33000 | 15.2 | 12 | 8.1 | 2 | 62 | 45 | 213198944
TRANE | 4TWL5036N1 | 4PX*CU42BS3+P0V0C000M50SD |  | 36000 | 33000 | 15.2 | 12 | 8.1 | 2 | 62 | 45 | 213198943
AMERICAN STANDARD | 4A6L5024N1 | 4TXCB006DS3+P0V0B000M40SD |  | 25600 | 25600 | 16 | 12 | 8.1 | 2.2 | 71 | 55 | 213198942
TRANE | 4TWL5024N1 | 4TXCB006DS3+P0V0B000M40SD |  | 25600 | 25600 | 16 | 12 | 8.1 | 2.2 | 71 | 55 | 213198941
AMERICAN STANDARD | 4A6L5024N1 | 4TXCB004DS3+P0V0B000M40SD |  | 25600 | 25600 | 16 | 12 | 8.1 | 2.2 | 70 | 55 | 213198940
TRANE | 4TWL5024N1 | 4TXCB004DS3+P0V0B000M40SD |  | 25600 | 25600 | 16 | 12 | 8.1 | 2.2 | 70 | 55 | 213198939
AMERICAN STANDARD | 4A6L5024N1 | 4TXCB003DS3+P0V0B000M40SD |  | 25600 | 25600 | 15.2 | 12 | 8.1 | 2.1 | 75 | 57 | 213198938
TRANE | 4TWL5024N1 | 4TXCB003DS3+P0V0B000M40SD |  | 25600 | 25600 | 15.2 | 12 | 8.1 | 2.1 | 75 | 57 | 213198937
AMERICAN STANDARD | 4A6L6036A1 | TEM4B0C37M31+TDR |  | 35800 | 33200 | 15.2 | 12 | 8.1 | 2.1 | 65 | 50 | 210854965
TRANE | 4TWR7024A1 | 4TXCC009DS3 | *UHMC100CCV4 | 25600 | 24000 | 16 | 12 | 8.1 | 2.1 | 63 | 47 | 213915552
AMERICAN STANDARD | 4A6H7024A1 | 4TXCC009DS3 | *UHMC100CCV4 | 25600 | 24000 | 16 | 12 | 8.1 | 2.1 | 63 | 47 | 213915551
TRANE | 4TWR7024A1 | 4TXCC007DS3 | *UHMC100CCV4 | 25600 | 24200 | 16 | 12 | 8.1 | 2.1 | 63 | 47 | 213915547
AMERICAN STANDARD | 4A6H7024A1 | 4TXCC007DS3 | *UHMC100CCV4 | 25600 | 24200 | 16 | 12 | 8.1 | 2.1 | 63 | 47 | 213915546
TRANE | 4TWR7024A1 | 4TXCB006DS3 | *UHMB060CCV3 | 25600 | 24400 | 16 | 12 | 8.1 | 2.1 | 63 | 46 | 213915540
AMERICAN STANDARD | 4A6H7024A1 | 4TXCB006DS3 | *UHMB060CCV3 | 25600 | 24400 | 16 | 12 | 8.1 | 2.1 | 63 | 46 | 213915539
TRANE | 4TWR7024A1 | 4TXCB006DS3 | *UHMB080CCV3 | 25600 | 24400 | 16 | 12 | 8.1 | 2.1 | 62 | 46 | 213915532
AMERICAN STANDARD | 4A6H7024A1 | 4TXCB006DS3 | *UHMB080CCV3 | 25600 | 24400 | 16 | 12 | 8.1 | 2.1 | 62 | 46 | 213915531
TRANE | 4TWR7024A1 | 4PX*CU60BS3 | *UHMC100CCV4 | 25600 | 24000 | 16 | 12 | 8.1 | 2.1 | 63 | 46 | 213915520
AMERICAN STANDARD | 4A6H7024A1 | 4PX*CU60BS3 | *UHMC100CCV4 | 25600 | 24000 | 16 | 12 | 8.1 | 2.1 | 63 | 46 | 213915519
TRANE | 4TWR7024A1 | 4PX*CU48BS3 | *UHMC100CCV4 | 25600 | 24200 | 16 | 12 | 8.1 | 2.1 | 63 | 47 | 213915515
AMERICAN STANDARD | 4A6H7024A1 | 4PX*CU48BS3 | *UHMC100CCV4 | 25600 | 24200 | 16 | 12 | 8.1 | 2.1 | 63 | 47 | 213915514
TRANE | 4TWR7024A1 | 4PX*BU48BS3 | *UHMB060CCV3 | 25600 | 24400 | 16 | 12 | 8.1 | 2.1 | 63 | 46 | 213915495
AMERICAN STANDARD | 4A6H7024A1 | 4PX*BU48BS3 | *UHMB060CCV3 | 25600 | 24400 | 16 | 12 | 8.1 | 2.1 | 63 | 46 | 213915494
TRANE | 4TWR7024A1 | 4PX*BU48BS3 | *UHMB080CCV3 | 25600 | 24400 | 16 | 12 | 8.1 | 2.1 | 62 | 46 | 213915490
AMERICAN STANDARD | 4A6H7024A1 | 4PX*BU48BS3 | *UHMB080CCV3 | 25600 | 24400 | 16 | 12 | 8.1 | 2.1 | 62 | 46 | 213915489
AMERICAN STANDARD | 4A6L5036N1 | 4PX*DD60BS3 | S8V2D120M5PCB | 35200 | 31800 | 15.2 | 12 | 8.1 | 1.9 | 64 | 47 | 213910766
TRANE | 4TWL5036N1 | 4PX*DD60BS3 | S8V2D120M5PCB | 35200 | 31800 | 15.2 | 12 | 8.1 | 1.9 | 64 | 47 | 213910765
AMERICAN STANDARD | 4A6L5036N1 | 4PX*DD60BS3 | S8V2D120M5PDB | 35200 | 31800 | 15.2 | 12 | 8.1 | 1.9 | 64 | 47 | 213910764
TRANE | 4TWL5036N1 | 4PX*DD60BS3 | S8V2D120M5PDB | 35200 | 31800 | 15.2 | 12 | 8.1 | 1.9 | 64 | 47 | 213910763
AMERICAN STANDARD | 4A6L5036N1 | 4PX*CU48BS3 | S8V2C100M5PCB | 35000 | 32400 | 15.2 | 12 | 8.1 | 2 | 62 | 46 | 213910762
TRANE | 4TWL5036N1 | 4PX*CU48BS3 | S8V2C100M5PCB | 35000 | 32400 | 15.2 | 12 | 8.1 | 2 | 62 | 46 | 213910761
AMERICAN STANDARD | 4A6L5036N1 | 4PX*CU48BS3 | S8V2C100M5PDB | 35000 | 32400 | 15.2 | 12 | 8.1 | 2 | 62 | 46 | 213910760
TRANE | 4TWL5036N1 | 4PX*CU48BS3 | S8V2C100M5PDB | 35000 | 32400 | 15.2 | 12 | 8.1 | 2 | 62 | 46 | 213910759
AMERICAN STANDARD | 4A6L5036N1 | 4PX*CU48BS3 | S8V2C080M5PCB | 35200 | 32600 | 15.2 | 12 | 8.1 | 2 | 62 | 46 | 213910758
TRANE | 4TWL5036N1 | 4PX*CU48BS3 | S8V2C080M5PCB | 35200 | 32600 | 15.2 | 12 | 8.1 | 2 | 62 | 46 | 213910757
AMERICAN STANDARD | 4A6L5036N1 | 4PX*CU48BS3 | S8V2C080M5PDB | 35200 | 32600 | 15.2 | 12 | 8.1 | 2 | 62 | 46 | 213910756
TRANE | 4TWL5036N1 | 4PX*CU48BS3 | S8V2C080M5PDB | 35200 | 32600 | 15.2 | 12 | 8.1 | 2 | 62 | 46 | 213910755
AMERICAN STANDARD | 4A6L5036N1 | 4PX*CU42BS3 | S8V2C080M5PDB | 35200 | 33000 | 15.2 | 12 | 8.1 | 2 | 62 | 45 | 213910754
TRANE | 4TWL5036N1 | 4PX*CU42BS3 | S8V2C080M5PDB | 35200 | 33000 | 15.2 | 12 | 8.1 | 2 | 62 | 45 | 213910753
AMERICAN STANDARD | 4A6L5036N1 | 4PX*CU42BS3 | S8V2C100M5PCB | 35000 | 32800 | 15.2 | 12 | 8.1 | 2 | 62 | 46 | 213910752
TRANE | 4TWL5036N1 | 4PX*CU42BS3 | S8V2C100M5PCB | 35000 | 32800 | 15.2 | 12 | 8.1 | 2 | 62 | 46 | 213910751
AMERICAN STANDARD | 4A6L5036N1 | 4PX*CU42BS3 | S8V2C100M5PDB | 35000 | 32800 | 15.2 | 12 | 8.1 | 2 | 62 | 46 | 213910750
TRANE | 4TWL5036N1 | 4PX*CU42BS3 | S8V2C100M5PDB | 35000 | 32800 | 15.2 | 12 | 8.1 | 2 | 62 | 46 | 213910749
AMERICAN STANDARD | 4A6L5036N1 | 4PX*CU42BS3 | S8V2C080M5PCB | 35200 | 33000 | 15.2 | 12 | 8.1 | 2 | 62 | 45 | 213910748
TRANE | 4TWL5036N1 | 4PX*CU42BS3 | S8V2C080M5PCB | 35200 | 33000 | 15.2 | 12 | 8.1 | 2 | 62 | 45 | 213910747
AMERICAN STANDARD | 4A6L5036N1 | 4PX*BU48BS3 | S8V2B080M4PDB | 34600 | 32200 | 15.2 | 12 | 8.1 | 2 | 62 | 46 | 213910714
TRANE | 4TWL5036N1 | 4PX*BU48BS3 | S8V2B080M4PDB | 34600 | 32200 | 15.2 | 12 | 8.1 | 2 | 62 | 46 | 213910713
AMERICAN STANDARD | 4A6L5036N1 | 4PX*BU48BS3 | S8V2B060M4PCB | 34600 | 32200 | 15.2 | 12 | 8.1 | 2 | 62 | 46 | 213910712
TRANE | 4TWL5036N1 | 4PX*BU48BS3 | S8V2B060M4PCB | 34600 | 32200 | 15.2 | 12 | 8.1 | 2 | 62 | 46 | 213910711
AMERICAN STANDARD | 4A6L5036N1 | 4PX*BU48BS3 | S8V2B060M4PDB | 34600 | 32200 | 15.2 | 12 | 8.1 | 2 | 62 | 46 | 213910710
TRANE | 4TWL5036N1 | 4PX*BU48BS3 | S8V2B060M4PDB | 34600 | 32200 | 15.2 | 12 | 8.1 | 2 | 62 | 46 | 213910709
AMERICAN STANDARD | 4A6L5036N1 | 4PX*BU48BS3 | S8V2B080M4PCB | 34600 | 32200 | 15.2 | 12 | 8.1 | 2 | 62 | 46 | 213910704
TRANE | 4TWL5036N1 | 4PX*BU48BS3 | S8V2B080M4PCB | 34600 | 32200 | 15.2 | 12 | 8.1 | 2 | 62 | 46 | 213910703
AMERICAN STANDARD | 4A6L5036N1 | 4PX*BU42BS3 | S8V2B080M4PCB | 34600 | 32600 | 15.2 | 12 | 8.1 | 2 | 62 | 46 | 213910702
TRANE | 4TWL5036N1 | 4PX*BU42BS3 | S8V2B080M4PCB | 34600 | 32600 | 15.2 | 12 | 8.1 | 2 | 62 | 46 | 213910701
AMERICAN STANDARD | 4A6L5036N1 | 4PX*BU42BS3 | S8V2B080M4PDB | 34600 | 32600 | 15.2 | 12 | 8.1 | 2 | 62 | 46 | 213910700
TRANE | 4TWL5036N1 | 4PX*BU42BS3 | S8V2B080M4PDB | 34600 | 32600 | 15.2 | 12 | 8.1 | 2 | 62 | 46 | 213910699
AMERICAN STANDARD | 4A6L5036N1 | 4PX*BU42BS3 | S8V2B060M4PCB | 34600 | 32600 | 15.2 | 12 | 8.1 | 2 | 62 | 46 | 213910698
TRANE | 4TWL5036N1 | 4PX*BU42BS3 | S8V2B060M4PCB | 34600 | 32600 | 15.2 | 12 | 8.1 | 2 | 62 | 46 | 213910697
AMERICAN STANDARD | 4A6L5036N1 | 4PX*BU42BS3 | S8V2B060M4PDB | 34600 | 32600 | 15.2 | 12 | 8.1 | 2 | 62 | 46 | 213910692
TRANE | 4TWL5036N1 | 4PX*BU42BS3 | S8V2B060M4PDB | 34600 | 32600 | 15.2 | 12 | 8.1 | 2 | 62 | 46 | 213910691
TRANE | 4TWL5036N1 | 4TXCB006DS3+P0V0A000M30SC |  | 33600 | 31600 | 15.2 | 12 | 8.1 | 1.99 | 63 | 47 | 211277287
TRANE | 4TWL5036N1 | 4PX*CU48BS3+P0V0C000M50SC |  | 36200 | 32600 | 15.2 | 12 | 8.1 | 2.04 | 62 | 46 | 211277283
TRANE | 4TWL5036N1 | 4PX*CU42BS3+P0V0C000M50SC |  | 36200 | 33000 | 15.2 | 12 | 8.1 | 2.02 | 62 | 45 | 211277282
TRANE | 4TWL5036N1 | 4PX*BU48BS3+P0V0B000M40SC |  | 35400 | 32200 | 15.2 | 12 | 8.1 | 2.04 | 62 | 46 | 211277281
TRANE | 4TWL5036N1 | 4PX*BU48BS3+P0V0A000M30SC |  | 33600 | 31600 | 15.2 | 12 | 8.1 | 1.99 | 63 | 47 | 211277280
TRANE | 4TWL5036N1 | 4PX*BU42BS3+P0V0B000M40SC |  | 35400 | 32600 | 15.2 | 12 | 8.1 | 2.03 | 62 | 46 | 211277279
TRANE | 4TWL5036N1 | 4PX*BU42BS3+P0V0A000M30SC |  | 33600 | 31800 | 15.2 | 12 | 8.1 | 1.97 | 63 | 46 | 211277278
AMERISTAR | A4HP5042D1 | A4AH4E48B1C3 |  | 41000 | 38500 | 16 | 12 | 8.1 | 2.2 | 64 | 49 | 212579323
RUNTRU | A4HP5042D1 | A4AH4E48B1C3 |  | 41000 | 38500 | 16 | 12 | 8.1 | 2.2 | 64 | 49 | 212579322
AMERISTAR | A4HP5024D1 | A4AH4E30A1B3 |  | 23600 | 22800 | 15.2 | 12 | 8.1 | 2.1 | 64 | 49 | 212579311
RUNTRU | A4HP5024D1 | A4AH4E30A1B3 |  | 23600 | 22800 | 15.2 | 12 | 8.1 | 2.1 | 64 | 49 | 212579310
AMERISTAR | A4HP5024D1 | A4AH4E24A1B6 |  | 23200 | 22600 | 15.2 | 12 | 8.1 | 2.1 | 65 | 50 | 212579309
RUNTRU | A4HP5024D1 | A4AH4E24A1B6 |  | 23200 | 22600 | 15.2 | 12 | 8.1 | 2.1 | 65 | 50 | 212579308
TRANE | 4TWL6036A1 | TEM4B0C37M31+TDR |  | 35800 | 33200 | 15.2 | 12 | 8.1 | 2.1 | 65 | 50 | 210854976
AMERICAN STANDARD | 4A6L5036N1 | 4TXCB006DS3+P0V0A000M30SC |  | 33600 | 31600 | 15.2 | 12 | 8.1 | 1.99 | 63 | 47 | 212059897
AMERICAN STANDARD | 4A6L5036N1 | 4PX*BU48BS3+P0V0A000M30SC |  | 33600 | 31600 | 15.2 | 12 | 8.1 | 1.99 | 63 | 47 | 212059876
AMERICAN STANDARD | 4A6L5036N1 | 4PX*BU42BS3+P0V0A000M30SC |  | 33600 | 31800 | 15.2 | 12 | 8.1 | 1.97 | 63 | 46 | 212059874
AMERICAN STANDARD | 4A6L5030N1 | 4TXCB004DS3+P0V0A000M30SC |  | 29000 | 26800 | 15.2 | 12 | 8.1 | 2.12 | 68 | 53 | 212059853
AMERICAN STANDARD | 4A6L5030N1 | 4PX*BU36BS3+P0V0A000M30SC |  | 29000 | 26800 | 15.2 | 12 | 8.1 | 2.12 | 68 | 53 | 212059846
TRANE | 4TWV8X24A1 | 4TXCB004DS3 | S9V2B060U3PSB+RP | 23800 | 20200 | 18 | 12.5 | 8.2 | 1.8 | 84 | 64 | 208185401
TRANE | 4TWL5030N1 | 4TXCB006DS3+P0V0A000M30SC |  | 29400 | 27400 | 16 | 12 | 8.1 | 2.18 | 66 | 51 | 211277315
TRANE | 4TWL5030N1 | 4TXCB006DS3+P0V0B000M40SC |  | 30800 | 27800 | 16 | 12 | 8.1 | 2.25 | 66 | 51 | 211277316
TRANE | 4TWL5030N1 | 4TXCB003DS3+P0V0B000M40SC |  | 29200 | 29400 | 15.2 | 12 | 8.1 | 2.16 | 65 | 50 | 211277312
TRANE | 4TWL5030N1 | 4TXCB004DS3+P0V0B000M40SC |  | 30000 | 27200 | 16 | 12 | 8.1 | 2.2 | 67 | 52 | 211277314
TRANE | 4TWL5030N1 | 4TXCB004DS3+P0V0A000M30SC |  | 29000 | 26800 | 15.2 | 12 | 8.1 | 2.12 | 68 | 53 | 211277313
AMERICAN STANDARD | 4A6L5036N1 | 4TXCD008DS3 | S8V2D120M5PDB | 35200 | 32400 | 15.2 | 12 | 8.1 | 2 | 62 | 46 | 213910834
TRANE | 4TWL5036N1 | 4TXCD008DS3 | S8V2D120M5PDB | 35200 | 32400 | 15.2 | 12 | 8.1 | 2 | 62 | 46 | 213910833
AMERICAN STANDARD | 4A6L5036N1 | 4TXCD008DS3 | S8V2D120M5PCB | 35200 | 32400 | 15.2 | 12 | 8.1 | 2 | 62 | 46 | 213910832
TRANE | 4TWL5036N1 | 4TXCD008DS3 | S8V2D120M5PCB | 35200 | 32400 | 15.2 | 12 | 8.1 | 2 | 62 | 46 | 213910831
AMERICAN STANDARD | 4A6L5036N1 | 4TXCC009DS3 | S8V2C100M5PCB | 35600 | 31800 | 15.2 | 12 | 8.1 | 2 | 64 | 47 | 213910830
TRANE | 4TWL5036N1 | 4TXCC009DS3 | S8V2C100M5PCB | 35600 | 31800 | 15.2 | 12 | 8.1 | 2 | 64 | 47 | 213910829
AMERICAN STANDARD | 4A6L5036N1 | 4TXCC009DS3 | S8V2C080M5PCB | 35800 | 31800 | 15.2 | 12 | 8.1 | 2 | 63 | 47 | 213910828
TRANE | 4TWL5036N1 | 4TXCC009DS3 | S8V2C080M5PCB | 35800 | 31800 | 15.2 | 12 | 8.1 | 2 | 63 | 47 | 213910827
AMERICAN STANDARD | 4A6L5036N1 | 4TXCC009DS3 | S8V2C100M5PDB | 35600 | 31800 | 15.2 | 12 | 8.1 | 2 | 64 | 47 | 213910826
TRANE | 4TWL5036N1 | 4TXCC009DS3 | S8V2C100M5PDB | 35600 | 31800 | 15.2 | 12 | 8.1 | 2 | 64 | 47 | 213910825
AMERICAN STANDARD | 4A6L5036N1 | 4TXCC009DS3 | S8V2C080M5PDB | 35800 | 31800 | 15.2 | 12 | 8.1 | 2 | 63 | 47 | 213910824
TRANE | 4TWL5036N1 | 4TXCC009DS3 | S8V2C080M5PDB | 35800 | 31800 | 15.2 | 12 | 8.1 | 2 | 63 | 47 | 213910823
AMERICAN STANDARD | 4A6L5036N1 | 4TXCC007DS3 | S8V2C080M5PCB | 35200 | 32600 | 15.2 | 12 | 8.1 | 2 | 62 | 46 | 213910822
TRANE | 4TWL5036N1 | 4TXCC007DS3 | S8V2C080M5PCB | 35200 | 32600 | 15.2 | 12 | 8.1 | 2 | 62 | 46 | 213910821
AMERICAN STANDARD | 4A6L5036N1 | 4TXCC007DS3 | S8V2C100M5PCB | 35000 | 32400 | 15.2 | 12 | 8.1 | 2 | 62 | 46 | 213910820
TRANE | 4TWL5036N1 | 4TXCC007DS3 | S8V2C100M5PCB | 35000 | 32400 | 15.2 | 12 | 8.1 | 2 | 62 | 46 | 213910819
AMERICAN STANDARD | 4A6L5036N1 | 4TXCC007DS3 | S8V2C080M5PDB | 35200 | 32600 | 15.2 | 12 | 8.1 | 2 | 62 | 46 | 213910818
TRANE | 4TWL5036N1 | 4TXCC007DS3 | S8V2C080M5PDB | 35200 | 32600 | 15.2 | 12 | 8.1 | 2 | 62 | 46 | 213910817
AMERICAN STANDARD | 4A6L5036N1 | 4TXCC007DS3 | S8V2C100M5PDB | 35000 | 32400 | 15.2 | 12 | 8.1 | 2 | 62 | 46 | 213910816
TRANE | 4TWL5036N1 | 4TXCC007DS3 | S8V2C100M5PDB | 35000 | 32400 | 15.2 | 12 | 8.1 | 2 | 62 | 46 | 213910815
AMERICAN STANDARD | 4A6L5036N1 | 4TXCB006DS3 | S8V2B080M4PDB | 34600 | 32200 | 15.2 | 12 | 8.1 | 2 | 62 | 46 | 213910806
TRANE | 4TWL5036N1 | 4TXCB006DS3 | S8V2B080M4PDB | 34600 | 32200 | 15.2 | 12 | 8.1 | 2 | 62 | 46 | 213910805
AMERICAN STANDARD | 4A6L5036N1 | 4TXCB006DS3 | S8V2B080M4PCB | 34600 | 32200 | 15.2 | 12 | 8.1 | 2 | 62 | 46 | 213910804
TRANE | 4TWL5036N1 | 4TXCB006DS3 | S8V2B080M4PCB | 34600 | 32200 | 15.2 | 12 | 8.1 | 2 | 62 | 46 | 213910803
AMERICAN STANDARD | 4A6L5036N1 | 4TXCB006DS3 | S8V2B060M4PDB | 34600 | 32200 | 15.2 | 12 | 8.1 | 2 | 62 | 46 | 213910802
TRANE | 4TWL5036N1 | 4TXCB006DS3 | S8V2B060M4PDB | 34600 | 32200 | 15.2 | 12 | 8.1 | 2 | 62 | 46 | 213910801
AMERICAN STANDARD | 4A6L5036N1 | 4TXCB006DS3 | S8V2B060M4PCB | 34600 | 32200 | 15.2 | 12 | 8.1 | 2 | 62 | 46 | 213910800
TRANE | 4TWL5036N1 | 4TXCB006DS3 | S8V2B060M4PCB | 34600 | 32200 | 15.2 | 12 | 8.1 | 2 | 62 | 46 | 213910799
AMERICAN STANDARD | 4A6L5036N1 | 4PX*DU48BS3 | S8V2D120M5PDB | 35200 | 32400 | 15.2 | 12 | 8.1 | 2 | 62 | 46 | 213910770
TRANE | 4TWL5036N1 | 4PX*DU48BS3 | S8V2D120M5PDB | 35200 | 32400 | 15.2 | 12 | 8.1 | 2 | 62 | 46 | 213910769
AMERICAN STANDARD | 4A6L5036N1 | 4PX*DU48BS3 | S8V2D120M5PCB | 35200 | 32400 | 15.2 | 12 | 8.1 | 2 | 62 | 46 | 213910768
TRANE | 4TWL5036N1 | 4PX*DU48BS3 | S8V2D120M5PCB | 35200 | 32400 | 15.2 | 12 | 8.1 | 2 | 62 | 46 | 213910767
TRANE | 4TWL6042A1 | 4PX*DU48BS3+P0V0D000M50SC |  | 42000 | 39000 | 15.2 | 12 | 8.1 | 2.26 | 67 | 53 | 211277372
TRANE | 4TWL6042A1 | 4PX*CU60BS3+P0V0C000M50SC |  | 42000 | 38500 | 15.2 | 12 | 8.1 | 2.24 | 68 | 53 | 211277370
AMERICAN STANDARD | 4A6L9036A1 | 4PX*CU36BS3+P0V0C000M50SD+RP |  | 36000 | 34000 | 17 | 11.7 | 8.7 | 2.2 | 69 | 54 | 213199426
TRANE | 4TWL9036A1 | 4PX*CU36BS3+P0V0C000M50SD+RP |  | 36000 | 34000 | 17 | 11.7 | 8.7 | 2.2 | 69 | 54 | 213199425
AMERICAN STANDARD | 4A6L9036A1 | 4PX*CD36BS3+P0V0C000M50SD+RP |  | 36200 | 34400 | 17.5 | 11.7 | 8.2 | 2.1 | 69 | 54 | 213199424
TRANE | 4TWL9036A1 | 4PX*CD36BS3+P0V0C000M50SD+RP |  | 36200 | 34400 | 17.5 | 11.7 | 8.2 | 2.1 | 69 | 54 | 213199423
TRANE | 4TWL6036A1 | 4TXCC009DS3+P0V0C000M50SC |  | 37800 | 33000 | 15.2 | 12 | 8.1 | 2.16 | 65 | 50 | 211277365
TRANE | 4TWL6036A1 | 4TXCB006DS3+P0V0A000M30SC |  | 35000 | 32600 | 15.2 | 12 | 8.1 | 2.09 | 65 | 50 | 211277364
TRANE | 4TWL6036A1 | 4PX*CU48BS3+P0V0C000M50SC |  | 37200 | 33600 | 15.2 | 12 | 8.1 | 2.17 | 64 | 49 | 211277360
TRANE | 4TWL6036A1 | 4PX*CU42BS3+P0V0C000M50SC |  | 37200 | 34200 | 15.2 | 12 | 8.1 | 2.17 | 64 | 49 | 211277359
TRANE | 4TWL6036A1 | 4PX*BU48BS3+P0V0B000M40SC |  | 36400 | 33000 | 15.2 | 12 | 8.1 | 2.17 | 65 | 50 | 211277358
TRANE | 4TWL6036A1 | 4PX*BU48BS3+P0V0A000M30SC |  | 35000 | 32600 | 15.2 | 12 | 8.1 | 2.09 | 65 | 50 | 211277357
TRANE | 4TWL6036A1 | 4PX*BU42BS3+P0V0B000M40SC |  | 36600 | 34000 | 15.2 | 12 | 8.1 | 2.17 | 65 | 49 | 211277356
TRANE | 4TWL6036A1 | 4PX*BU42BS3+P0V0A000M30SC |  | 34400 | 33000 | 15.2 | 12 | 8.1 | 2.12 | 65 | 50 | 211277355
TRANE | 4TWL6036A1 | 4PX*BD36BS3+HORIZ-RT+P0V0B000M40SC |  | 35200 | 33800 | 15.2 | 12 | 8.1 | 2.05 | 65 | 50 | 211277352
TRANE | 4TWL6036A1 | 4PX*BD36BS3+P0V0B000M40SC |  | 35200 | 33800 | 15.2 | 12 | 8.1 | 2.05 | 65 | 50 | 211277351
TRANE | 4TWL6030A1 | 4PX*BU48BS3+P0V0B000M40SC |  | 30400 | 27600 | 15.2 | 12 | 8.1 | 2.09 | 66 | 50 | 211277347
TRANE | 4TWL6030A1 | 4PX*BU42BS3+P0V0B000M40SC |  | 30400 | 28200 | 15.2 | 12 | 8.1 | 2.08 | 65 | 49 | 211277345
TRANE | 4TWL5030N1 | 4PX*BU48BS3+P0V0B000M40SC |  | 30800 | 27800 | 16 | 12 | 8.1 | 2.25 | 66 | 51 | 211277310
TRANE | 4TWL5030N1 | 4PX*BU48BS3+P0V0A000M30SC |  | 29400 | 27400 | 16 | 12 | 8.1 | 2.18 | 66 | 51 | 211277309
TRANE | 4TWL5030N1 | 4PX*BU42BS3+P0V0A000M30SC |  | 29200 | 27600 | 16 | 12 | 8.1 | 2.18 | 66 | 51 | 211277307
TRANE | 4TWL5030N1 | 4PX*BU42BS3+P0V0B000M40SC |  | 30800 | 28000 | 16 | 12 | 8.1 | 2.25 | 66 | 51 | 211277308
TRANE | 4TWL5030N1 | 4PX*BU36BS3+P0V0B000M40SC |  | 30000 | 27200 | 16 | 12 | 8.1 | 2.2 | 67 | 52 | 211277306
TRANE | 4TWL5030N1 | 4PX*BU36BS3+P0V0A000M30SC |  | 29000 | 26800 | 15.2 | 12 | 8.1 | 2.12 | 68 | 53 | 211277305
TRANE | 4TWL5030N1 | 4PX*BD36BS3+P0V0B000M40SC |  | 30000 | 28400 | 16 | 12 | 8.1 | 2.15 | 66 | 51 | 211277302
TRANE | 4TWL5024N1 | 4TXCB006DS3+P0V0B000M40SC |  | 25600 | 25600 | 16 | 12 | 8.1 | 2.26 | 71 | 55 | 211277301
TRANE | 4TWL5024N1 | 4TXCB006DS3+P0V0A000M30SC |  | 25600 | 25600 | 16 | 12 | 8.1 | 2.19 | 70 | 55 | 211277300
TRANE | 4TWL5024N1 | 4TXCB004DS3+P0V0A000M30SC |  | 25600 | 25600 | 15.2 | 12 | 8.1 | 2.13 | 70 | 55 | 211277298
TRANE | 4TWL5024N1 | 4TXCB003DS3+P0V0B000M40SC |  | 25600 | 25600 | 15.2 | 12 | 8.1 | 2.16 | 75 | 57 | 211277297
TRANE | 4TWL5024N1 | 4PX*BU42BS3+P0V0B000M40SC |  | 25600 | 25600 | 16 | 12 | 8.1 | 2.25 | 71 | 55 | 211277296
TRANE | 4TWL5024N1 | 4PX*BU42BS3+P0V0A000M30SC |  | 25600 | 25600 | 16 | 12 | 8.1 | 2.18 | 71 | 55 | 211277295
TRANE | 4TWL5024N1 | 4PX*BU36BS3+P0V0A000M30SC |  | 25600 | 25600 | 15.2 | 12 | 8.1 | 2.13 | 70 | 55 | 211277293
TRANE | 4TWL5036N1 | 4TXCC009DS3+P0V0C000M50SC |  | 36400 | 32000 | 15.2 | 12 | 8.1 | 2.05 | 63 | 47 | 211277291
TRANE | 4TWL5036N1 | 4TXCC007DS3+P0V0C000M50SC |  | 36200 | 32600 | 15.2 | 12 | 8.1 | 2.04 | 62 | 46 | 211277290
TRANE | 4TWL5036N1 | 4TXCB006DS3+P0V0B000M40SC |  | 35400 | 32200 | 15.2 | 12 | 8.1 | 2.04 | 62 | 46 | 211277288
TRANE | 4TWL6036A1 | 4TXCC009DS3+P0V0C000M50SD |  | 37800 | 33000 | 15.2 | 12 | 8.1 | 2.1 | 65 | 50 | 213199078
TRANE | 4TWL6036A1 | 4TXCC007DS3+P0V0C000M50SD |  | 37200 | 33600 | 15.2 | 12 | 8.1 | 2.1 | 65 | 49 | 213199077
AMERICAN STANDARD | 4A6L6036A1 | 4TXCC005DS3+P0V0C000M50SD |  | 35800 | 32400 | 15.2 | 12 | 8.1 | 2.1 | 66 | 52 | 213199076
TRANE | 4TWL6036A1 | 4TXCC005DS3+P0V0C000M50SD |  | 35800 | 32400 | 15.2 | 12 | 8.1 | 2.1 | 66 | 52 | 213199075
TRANE | 4TWL6036A1 | 4PX*CU48BS3+P0V0C000M50SD |  | 37200 | 33600 | 15.2 | 12 | 8.1 | 2.1 | 65 | 49 | 213199074
TRANE | 4TWL6036A1 | 4PX*CU42BS3+P0V0C000M50SD |  | 37200 | 34200 | 15.2 | 12 | 8.1 | 2.1 | 64 | 49 | 213199073
AMERICAN STANDARD | 4A6L6036A1 | 4PX*CU36BS3+P0V0C000M50SD |  | 35800 | 32400 | 15.2 | 12 | 8.1 | 2.1 | 66 | 52 | 213199072
TRANE | 4TWL6036A1 | 4PX*CU36BS3+P0V0C000M50SD |  | 35800 | 32400 | 15.2 | 12 | 8.1 | 2.1 | 66 | 52 | 213199071
AMERICAN STANDARD | 4A6L6036A1 | 4PX*CD36BS3+P0V0C000M50SD |  | 36200 | 34200 | 15.2 | 12 | 8.1 | 2 | 65 | 50 | 213199066
TRANE | 4TWL6036A1 | 4PX*CD36BS3+P0V0C000M50SD |  | 36200 | 34200 | 15.2 | 12 | 8.1 | 2 | 65 | 50 | 213199065
AMERICAN STANDARD | 4A6V7X36A1 | TAMXA0C36V31 |  | 34600 | 36000 | 17 | 12 | 8.2 | 1.79 | 69 | 52 | 212391370
AMERICAN STANDARD | 4A6V7X24A1 | TAMXA0B30V31 |  | 23800 | 18200 | 17 | 12 | 8.2 | 1.85 | 87 | 65 | 212391369
TRANE | 4TWV7X48A1 | TAMXB0C60V51 |  | 46000 | 48000 | 17.1 | 12 | 8.5 | 1.8 | 75 | 58 | 212391368
TRANE | 4TWV7X48A1 | 4TXCD010DS3 | S8V2D120M5PCA | 47000 | 43500 | 17.1 | 12 | 8.2 | 1.8 | 85 | 65 | 212391366
TRANE | 4TWV7X48A1 | 4TXCD010DS3 | S8V2D120M5PDA | 47000 | 43500 | 17.1 | 12 | 8.2 | 1.8 | 85 | 65 | 212391365
TRANE | 4TWV7X48A1 | 4TXCD008DS3 | S8V2D120M5PDA | 46000 | 44000 | 17.1 | 11.7 | 8.2 | 1.8 | 85 | 65 | 212391364
TRANE | 4TWV7X48A1 | 4TXCD008DS3 | S8V2D120M5PCA | 46000 | 44000 | 17.1 | 11.7 | 8.2 | 1.8 | 85 | 65 | 212391363
TRANE | 4TWV7X48A1 | 4TXCC009DS3 | S8V2C100M5PCA | 46500 | 43500 | 17.1 | 11.7 | 8.2 | 1.8 | 86 | 66 | 212391362
TRANE | 4TWV7X48A1 | 4TXCC009DS3 | S8V2C080M5PCA | 46500 | 43000 | 17.1 | 11.7 | 8.2 | 1.8 | 86 | 66 | 212391361
TRANE | 4TWV7X48A1 | 4TXCC009DS3 | S8V2C080M5PDA | 46500 | 43000 | 17.1 | 11.7 | 8.2 | 1.8 | 86 | 66 | 212391360
TRANE | 4TWV7X48A1 | 4TXCC009DS3 | S8V2C100M5PDA | 46500 | 43500 | 17.1 | 11.7 | 8.2 | 1.8 | 86 | 66 | 212391359
TRANE | 4TWV7X48A1 | 4PX*DU60BS3 | S8V2D120M5PDA | 47000 | 43500 | 17.1 | 12 | 8.2 | 1.8 | 85 | 65 | 212391358
TRANE | 4TWV7X48A1 | 4PX*DU60BS3 | S8V2D120M5PCA | 47000 | 43500 | 17.1 | 12 | 8.2 | 1.8 | 85 | 65 | 212391357
TRANE | 4TWV7X48A1 | 4PX*DU48BS3 | S8V2D120M5PCA | 46000 | 44000 | 17.1 | 11.7 | 8.2 | 1.8 | 85 | 65 | 212391356
TRANE | 4TWV7X48A1 | 4PX*DU48BS3 | S8V2D120M5PDA | 46000 | 44000 | 17.1 | 11.7 | 8.2 | 1.8 | 85 | 65 | 212391355
TRANE | 4TWV7X48A1 | 4PX*CU60BS3 | S8V2C080M5PCA | 46500 | 43000 | 17.1 | 11.7 | 8.2 | 1.8 | 86 | 66 | 212391354
TRANE | 4TWV7X48A1 | 4PX*CU60BS3 | S8V2C100M5PDA | 46500 | 43500 | 17.1 | 11.7 | 8.2 | 1.8 | 86 | 66 | 212391353
TRANE | 4TWV7X48A1 | 4PX*CU60BS3 | S8V2C100M5PCA | 46500 | 43500 | 17.1 | 11.7 | 8.2 | 1.8 | 86 | 66 | 212391352
TRANE | 4TWV7X48A1 | 4PX*CU60BS3 | S8V2C080M5PDA | 46500 | 43000 | 17.1 | 11.7 | 8.2 | 1.8 | 86 | 66 | 212391351
TRANE | 4TWV7X36A1 | 4TXCC005DS3 | S8V2C080M5PCA | 33800 | 31000 | 17.1 | 11.7 | 8.2 | 1.8 | 84 | 65 | 212391346
TRANE | 4TWV7X36A1 | 4TXCC005DS3 | S8V2C080M5PDA | 33800 | 31000 | 17.1 | 11.7 | 8.2 | 1.8 | 84 | 65 | 212391343
TRANE | 4TWV7X36A1 | 4TXCB006DS3 | S8V2B080M4PDA | 35200 | 31800 | 17.1 | 12 | 8.2 | 1.8 | 84 | 65 | 212391342
TRANE | 4TWV7X36A1 | 4TXCB006DS3 | S8V2A040M3PCA | 33600 | 30400 | 17.1 | 12 | 8.1 | 1.8 | 83 | 65 | 212391341
TRANE | 4TWV7X36A1 | 4TXCB006DS3 | S8V2B080M4PCA | 35200 | 31800 | 17.1 | 12 | 8.2 | 1.8 | 84 | 65 | 212391340
TRANE | 4TWV7X36A1 | 4TXCB006DS3 | S8V2B060M4PDA | 35200 | 31800 | 17.1 | 12 | 8.2 | 1.8 | 84 | 65 | 212391339
TRANE | 4TWV7X36A1 | 4TXCB006DS3 | S8V2B060M4PCA | 35200 | 31800 | 17.1 | 12 | 8.2 | 1.8 | 84 | 65 | 212391338
TRANE | 4TWV7X36A1 | 4TXCB006DS3 | S8V2A040M3PDA | 33600 | 30400 | 17.1 | 12 | 8.1 | 1.8 | 83 | 65 | 212391337
TRANE | 4TWV7X36A1 | 4PX*CU48BS3 | S8V2C080M5PCA | 34800 | 31400 | 17.1 | 12 | 8.2 | 1.8 | 83 | 64 | 212391336
TRANE | 4TWV7X36A1 | 4PX*CU48BS3 | S8V2C100M5PDA | 35200 | 31600 | 17.1 | 12 | 8.2 | 1.8 | 84 | 65 | 212391335
TRANE | 4TWV7X36A1 | 4PX*CU48BS3 | S8V2C100M5PCA | 35200 | 31600 | 17.1 | 12 | 8.2 | 1.8 | 84 | 65 | 212391334
TRANE | 4TWV7X36A1 | 4PX*CU48BS3 | S8V2C080M5PDA | 34800 | 31400 | 17.1 | 12 | 8.2 | 1.8 | 83 | 64 | 212391333
TRANE | 4TWV7X36A1 | 4PX*CU42BS3 | S8V2C100M5PCA | 35200 | 32200 | 17.1 | 12 | 8.2 | 1.8 | 83 | 63 | 212391332
TRANE | 4TWV7X36A1 | 4PX*CU42BS3 | S8V2C080M5PDA | 34800 | 32000 | 17.1 | 12 | 8.2 | 1.8 | 83 | 64 | 212391331
TRANE | 4TWV7X36A1 | 4PX*CU42BS3 | S8V2C080M5PCA | 34800 | 32000 | 17.1 | 12 | 8.2 | 1.8 | 83 | 64 | 212391330
TRANE | 4TWV7X36A1 | 4PX*CU42BS3 | S8V2C100M5PDA | 35200 | 32200 | 17.1 | 12 | 8.2 | 1.8 | 83 | 63 | 212391329
TRANE | 4TWV7X36A1 | 4PX*CU36BS3 | S8V2C080M5PCA | 33800 | 31000 | 17.1 | 11.7 | 8.2 | 1.8 | 83 | 65 | 212391328
TRANE | 4TWV7X36A1 | 4PX*CU36BS3 | S8V2C100M5PCA | 34000 | 31000 | 17.1 | 11.7 | 8.2 | 1.8 | 85 | 66 | 212391327
TRANE | 4TWV7X36A1 | 4PX*CU36BS3 | S8V2C080M5PDA | 33800 | 31000 | 17.1 | 11.7 | 8.2 | 1.8 | 83 | 65 | 212391326
TRANE | 4TWV7X36A1 | 4PX*CU36BS3 | S8V2C100M5PDA | 34000 | 31000 | 17.1 | 11.7 | 8.2 | 1.8 | 85 | 66 | 212391325
TRANE | 4TWV7X36A1 | 4PX*BU42BS3 | S8V2B080M4PDA | 35200 | 32200 | 17.1 | 12 | 8.2 | 1.8 | 83 | 65 | 212391318
TRANE | 4TWV7X36A1 | 4PX*BU42BS3 | S8V2B060M4PCA | 35200 | 32200 | 17.1 | 12 | 8.2 | 1.8 | 83 | 65 | 212391317
TRANE | 4TWV7X36A1 | 4PX*BU42BS3 | S8V2B060M4PDA | 35200 | 32200 | 17.1 | 12 | 8.2 | 1.8 | 83 | 65 | 212391316
TRANE | 4TWV7X36A1 | 4PX*BU42BS3 | S8V2B080M4PCA | 35200 | 32200 | 17.1 | 12 | 8.2 | 1.8 | 83 | 65 | 212391315
TRANE | 4TWV7X24A1 | 4PX*BU36BS3 | S8V2A040M3PCA | 22800 | 19600 | 17.1 | 12 | 8.1 | 1.8 | 83 | 63 | 212391310
TRANE | 4TWV7X24A1 | 4PX*BU36BS3 | S8V2A040M3PDA | 22800 | 19600 | 17.1 | 12 | 8.1 | 1.8 | 83 | 63 | 212391309
TRANE | 4TWV7X36A1 | TAMXB0C36V31 |  | 34600 | 36000 | 17.1 | 12 | 8.5 | 1.8 | 72 | 56 | 212391308
TRANE | 4TWV7X60A1 | TAMXA0C60V51 |  | 53000 | 54000 | 17 | 12 | 8.2 | 1.82 | 86 | 72 | 212391307
TRANE | 4TWV7X48A1 | TAMXA0C48V41 |  | 45500 | 40000 | 17 | 11.7 | 8.2 | 1.82 | 87 | 67 | 212391306
TRANE | 4TWV7X36A1 | TAMXA0C36V31 |  | 34600 | 36000 | 17 | 12 | 8.2 | 1.79 | 69 | 52 | 212391305
TRANE | 4TWV7X24A1 | TAMXA0B30V31 |  | 23800 | 18200 | 17 | 12 | 8.2 | 1.85 | 87 | 65 | 212391304
TRANE | 4TWX8048A1 | TEM6B0C60H51+TDR |  | 47500 | 48500 | 16 | 12 | 8.1 | 2.1 | 64 | 49 | 208441730
TRANE | 4TWR7048A1 | TEM6B0C60H51+TDR |  | 47500 | 48500 | 16 | 12 | 8.1 | 2.1 | 64 | 49 | 208441729
AMERICAN STANDARD | 4A6H7048A1 | TEM6B0C60H51+TDR |  | 47500 | 48500 | 16 | 12 | 8.1 | 2.1 | 64 | 49 | 208441728
TRANE | 4TWV8X36A1 | 4TXCB006DS3 | S9V2B080U4PSB+RP | 35000 | 31600 | 18 | 12 | 8.2 | 1.8 | 83 | 65 | 208287476
TRANE | 4TWL9048A1 | 4TXCB006DS3+P0V0B000M40SC+RP |  | 45500 | 43500 | 17.5 | 12 | 8.7 | 2.27 | 73 | 58 | 208185441
AMERICAN STANDARD | 4A6L9048A1 | 4TXCB006DS3+P0V0B000M40SC+RP |  | 45500 | 43500 | 17.5 | 12 | 8.7 | 2.27 | 73 | 58 | 208185440
TRANE | 4TWV8X36A1 | 4TXCB006DS3 | S9V2B040U3PSB+RP | 35200 | 31800 | 18 | 12 | 8.2 | 1.8 | 82 | 65 | 208185407
TRANE | 4TWV8X36A1 | 4TXCB006DS3 | S9V2B060U4PSB+RP | 35200 | 31800 | 18 | 12 | 8.2 | 1.8 | 82 | 65 | 208185406
TRANE | 4TWV8X36A1 | 4TXCB006DS3 | S9V2B060U3PSB+RP | 35000 | 31600 | 18 | 12 | 8.2 | 1.8 | 82 | 65 | 208185405
TRANE | 4TWV8X36A1 | 4TXCB004DS3 | S9V2B060U4PSB+RP | 34000 | 31000 | 18 | 11.7 | 8.2 | 1.8 | 83 | 66 | 208185402
AMERICAN STANDARD | 4A6L6042A1 | 4PX*DU48BS3+P0V0D000M50SC |  | 42000 | 39000 | 15.2 | 12 | 8.1 | 2.26 | 67 | 53 | 212060176
AMERICAN STANDARD | 4A6L6042A1 | 4PX*CU60BS3+P0V0C000M50SC |  | 42000 | 38500 | 15.2 | 12 | 8.1 | 2.24 | 68 | 53 | 212060171
AMERICAN STANDARD | 4A6L6036A1 | 4TXCB006DS3+P0V0A000M30SC |  | 35000 | 32600 | 15.2 | 12 | 8.1 | 2.09 | 65 | 50 | 212060157
AMERICAN STANDARD | 4A6L6036A1 | 4PX*CU36BS3+P0V0C000M50SC |  | 36000 | 32400 | 15.2 | 12 | 8.1 | 2.13 | 66 | 52 | 212060143
AMERICAN STANDARD | 4A6L6036A1 | 4PX*BU48BS3+P0V0A000M30SC |  | 35000 | 32600 | 15.2 | 12 | 8.1 | 2.09 | 65 | 50 | 212060135
AMERICAN STANDARD | 4A6L6036A1 | 4PX*BU42BS3+P0V0A000M30SC |  | 34400 | 33000 | 15.2 | 12 | 8.1 | 2.12 | 65 | 50 | 212060132
AMERICAN STANDARD | 4A6L6036A1 | 4PX*BD36BS3+HORIZ-RT+P0V0B000M40SC |  | 35200 | 33800 | 15.2 | 12 | 8.1 | 2.05 | 65 | 50 | 212060116
AMERICAN STANDARD | 4A6L6036A1 | 4PX*BD36BS3+P0V0B000M40SC |  | 35200 | 33800 | 15.2 | 12 | 8.1 | 2.05 | 65 | 50 | 212060098
AMERICAN STANDARD | 4A6L6030A1 | 4PX*BU48BS3+P0V0B000M40SC |  | 30400 | 27600 | 15.2 | 12 | 8.1 | 2.09 | 66 | 50 | 212060080
AMERICAN STANDARD | 4A6L6030A1 | 4PX*BU42BS3+P0V0B000M40SC |  | 30400 | 28200 | 15.2 | 12 | 8.1 | 2.08 | 65 | 49 | 212060075
AMERICAN STANDARD | 4A6V7X48A1 | TAMXA0C48V41 |  | 45500 | 40000 | 17 | 11.7 | 8.2 | 1.82 | 87 | 67 | 212391371
AMERICAN STANDARD | 4A6V7X60A1 | TAMXA0C60V51 |  | 53000 | 54000 | 17 | 12 | 8.2 | 1.82 | 86 | 72 | 212391372
TRANE | 4TWV7X24A1 | TAMXB0B30V31 |  | 23800 | 18200 | 17.1 | 12 | 8.5 | 1.9 | 94 | 71 | 212391373
AMERICAN STANDARD | 4A6V7X36A1 | TAMXB0C36V31 |  | 34600 | 36000 | 17.1 | 12 | 8.5 | 1.8 | 72 | 56 | 212391374
TRANE | 4TWV7X48A1 | TAMXB0C48V41 |  | 45500 | 40000 | 17.1 | 11.7 | 8.5 | 1.8 | 89 | 70 | 212391375
AMERICAN STANDARD | 4A6V7X48A1 | TAMXB0C48V41 |  | 45500 | 40000 | 17.1 | 11.7 | 8.5 | 1.8 | 89 | 70 | 212391376
AMERICAN STANDARD | 4A6V7X24A1 | 4PX*BU36BS3 | S8V2A040M3PDA | 22800 | 19600 | 17.1 | 12 | 8.1 | 1.8 | 83 | 63 | 212391382
AMERICAN STANDARD | 4A6V7X24A1 | 4PX*BU36BS3 | S8V2A040M3PCA | 22800 | 19600 | 17.1 | 12 | 8.1 | 1.8 | 83 | 63 | 212391383
TRANE | 4TWV7X36A1 | 4PX*BU36BS3 | S8V2B080M4PCA | 34200 | 31200 | 17.1 | 11.7 | 8.2 | 1.8 | 84 | 66 | 212391404
AMERICAN STANDARD | 4A6V7X36A1 | 4PX*BU36BS3 | S8V2B080M4PCA | 34200 | 31200 | 17.1 | 11.7 | 8.2 | 1.8 | 84 | 66 | 212391405
TRANE | 4TWV7X36A1 | 4PX*BU36BS3 | S8V2B060M4PDA | 34200 | 31200 | 17.1 | 11.7 | 8.2 | 1.8 | 85 | 66 | 212391406
AMERICAN STANDARD | 4A6V7X36A1 | 4PX*BU36BS3 | S8V2B060M4PDA | 34200 | 31200 | 17.1 | 11.7 | 8.2 | 1.8 | 85 | 66 | 212391407
TRANE | 4TWV7X36A1 | 4PX*BU36BS3 | S8V2B060M4PCA | 34200 | 31200 | 17.1 | 11.7 | 8.2 | 1.8 | 85 | 66 | 212391408
AMERICAN STANDARD | 4A6V7X36A1 | 4PX*BU36BS3 | S8V2B060M4PCA | 34200 | 31200 | 17.1 | 11.7 | 8.2 | 1.8 | 85 | 66 | 212391409
TRANE | 4TWV7X36A1 | 4PX*BU36BS3 | S8V2B080M4PDA | 34200 | 31200 | 17.1 | 11.7 | 8.2 | 1.8 | 84 | 66 | 212391414
AMERICAN STANDARD | 4A6V7X36A1 | 4PX*BU36BS3 | S8V2B080M4PDA | 34200 | 31200 | 17.1 | 11.7 | 8.2 | 1.8 | 84 | 66 | 212391415
AMERICAN STANDARD | 4A6V7X36A1 | 4PX*BU42BS3 | S8V2B080M4PCA | 35200 | 32200 | 17.1 | 12 | 8.2 | 1.8 | 83 | 65 | 212391416
AMERICAN STANDARD | 4A6V7X36A1 | 4PX*BU42BS3 | S8V2B060M4PDA | 35200 | 32200 | 17.1 | 12 | 8.2 | 1.8 | 83 | 65 | 212391417
AMERICAN STANDARD | 4A6V7X36A1 | 4PX*BU42BS3 | S8V2B060M4PCA | 35200 | 32200 | 17.1 | 12 | 8.2 | 1.8 | 83 | 65 | 212391418
AMERICAN STANDARD | 4A6V7X36A1 | 4PX*BU42BS3 | S8V2B080M4PDA | 35200 | 32200 | 17.1 | 12 | 8.2 | 1.8 | 83 | 65 | 212391419
AMERICAN STANDARD | 4A6V7X36A1 | 4PX*CU36BS3 | S8V2C100M5PDA | 34000 | 31000 | 17.1 | 11.7 | 8.2 | 1.8 | 85 | 66 | 212391434
AMERICAN STANDARD | 4A6V7X36A1 | 4PX*CU36BS3 | S8V2C080M5PDA | 33800 | 31000 | 17.1 | 11.7 | 8.2 | 1.8 | 83 | 65 | 212391435
AMERICAN STANDARD | 4A6V7X36A1 | 4PX*CU36BS3 | S8V2C100M5PCA | 34000 | 31000 | 17.1 | 11.7 | 8.2 | 1.8 | 85 | 66 | 212391436
AMERICAN STANDARD | 4A6V7X36A1 | 4PX*CU36BS3 | S8V2C080M5PCA | 33800 | 31000 | 17.1 | 11.7 | 8.2 | 1.8 | 83 | 65 | 212391437
AMERICAN STANDARD | 4A6V7X36A1 | 4PX*CU42BS3 | S8V2C100M5PDA | 35200 | 32200 | 17.1 | 12 | 8.2 | 1.8 | 83 | 63 | 212391438
AMERICAN STANDARD | 4A6V7X36A1 | 4PX*CU42BS3 | S8V2C080M5PCA | 34800 | 32000 | 17.1 | 12 | 8.2 | 1.8 | 83 | 64 | 212391439
AMERICAN STANDARD | 4A6V7X36A1 | 4PX*CU42BS3 | S8V2C080M5PDA | 34800 | 32000 | 17.1 | 12 | 8.2 | 1.8 | 83 | 64 | 212391440
AMERICAN STANDARD | 4A6V7X36A1 | 4PX*CU42BS3 | S8V2C100M5PCA | 35200 | 32200 | 17.1 | 12 | 8.2 | 1.8 | 83 | 63 | 212391441
AMERICAN STANDARD | 4A6V7X36A1 | 4PX*CU48BS3 | S8V2C080M5PDA | 34800 | 31400 | 17.1 | 12 | 8.2 | 1.8 | 83 | 64 | 212391442
AMERICAN STANDARD | 4A6V7X36A1 | 4PX*CU48BS3 | S8V2C100M5PCA | 35200 | 31600 | 17.1 | 12 | 8.2 | 1.8 | 84 | 65 | 212391443
AMERICAN STANDARD | 4A6V7X36A1 | 4PX*CU48BS3 | S8V2C100M5PDA | 35200 | 31600 | 17.1 | 12 | 8.2 | 1.8 | 84 | 65 | 212391444
TRANE | 4TWL5036N1 | 4PX*BU42BS3 | S9V2B080U4PSC | 34600 | 32600 | 15.2 | 12 | 8.1 | 2 | 62 | 46 | 213912379
AMERICAN STANDARD | 4A6L5036N1 | 4PX*BU42BS3 | S9V2B080U4PSC | 34600 | 32600 | 15.2 | 12 | 8.1 | 2 | 62 | 46 | 213912380
TRANE | 4TWL5036N1 | 4PX*BU42BS3 | S9V2B080U4VSB | 34600 | 32600 | 15.2 | 12 | 8.1 | 2 | 62 | 46 | 213912381
AMERICAN STANDARD | 4A6L5036N1 | 4PX*BU42BS3 | S9V2B080U4VSB | 34600 | 32600 | 15.2 | 12 | 8.1 | 2 | 62 | 46 | 213912382
TRANE | 4TWL5036N1 | 4PX*BU42BS3 | S9V2B040U3PSC | 34200 | 32400 | 15.2 | 12 | 8.1 | 1.9 | 63 | 47 | 213912383
AMERICAN STANDARD | 4A6L5036N1 | 4PX*BU42BS3 | S9V2B040U3PSC | 34200 | 32400 | 15.2 | 12 | 8.1 | 1.9 | 63 | 47 | 213912384
TRANE | 4TWL5036N1 | 4PX*BU42BS3 | S9V2B040U3VSB | 34200 | 32400 | 15.2 | 12 | 8.1 | 1.9 | 63 | 47 | 213912385
AMERICAN STANDARD | 4A6L5036N1 | 4PX*BU42BS3 | S9V2B040U3VSB | 34200 | 32400 | 15.2 | 12 | 8.1 | 1.9 | 63 | 47 | 213912386
TRANE | 4TWL5036N1 | 4PX*BU48BS3 | S9V2B040U3VSB | 34400 | 32200 | 15.2 | 12 | 8.1 | 2 | 62 | 46 | 213912389
AMERICAN STANDARD | 4A6L5036N1 | 4PX*BU48BS3 | S9V2B040U3VSB | 34400 | 32200 | 15.2 | 12 | 8.1 | 2 | 62 | 46 | 213912390
TRANE | 4TWL5036N1 | 4PX*BU48BS3 | S9V2B080U4VSB | 34600 | 32400 | 15.2 | 12 | 8.1 | 2 | 62 | 46 | 213912391
AMERICAN STANDARD | 4A6L5036N1 | 4PX*BU48BS3 | S9V2B080U4VSB | 34600 | 32400 | 15.2 | 12 | 8.1 | 2 | 62 | 46 | 213912392
TRANE | 4TWL5036N1 | 4PX*CU42BS3 | S9V2C080U5PSC | 35200 | 32800 | 15.2 | 12 | 8.1 | 2 | 62 | 45 | 213912417
AMERICAN STANDARD | 4A6L5036N1 | 4PX*CU42BS3 | S9V2C080U5PSC | 35200 | 32800 | 15.2 | 12 | 8.1 | 2 | 62 | 45 | 213912418
TRANE | 4TWL5036N1 | 4PX*CU42BS3 | S9V2C100U5PSC | 35200 | 32800 | 15.2 | 12 | 8.1 | 2 | 62 | 45 | 213912419
AMERICAN STANDARD | 4A6L5036N1 | 4PX*CU42BS3 | S9V2C100U5PSC | 35200 | 32800 | 15.2 | 12 | 8.1 | 2 | 62 | 45 | 213912420
TRANE | 4TWL5036N1 | 4PX*CU42BS3 | S9V2C100U4VSB | 35000 | 32800 | 15.2 | 12 | 8.1 | 2 | 62 | 45 | 213912421
AMERICAN STANDARD | 4A6L5036N1 | 4PX*CU42BS3 | S9V2C100U4VSB | 35000 | 32800 | 15.2 | 12 | 8.1 | 2 | 62 | 45 | 213912422
TRANE | 4TWL5036N1 | 4PX*CU48BS3 | S9V2C100U5PSC | 35200 | 32400 | 15.2 | 12 | 8.1 | 2 | 62 | 46 | 213912425
AMERICAN STANDARD | 4A6L5036N1 | 4PX*CU48BS3 | S9V2C100U5PSC | 35200 | 32400 | 15.2 | 12 | 8.1 | 2 | 62 | 46 | 213912426
TRANE | 4TWL5036N1 | 4PX*CU48BS3 | S9V2C100U4VSB | 35600 | 32800 | 15.2 | 12 | 8.1 | 2 | 61 | 45 | 213912427
AMERICAN STANDARD | 4A6L5036N1 | 4PX*CU48BS3 | S9V2C100U4VSB | 35600 | 32800 | 15.2 | 12 | 8.1 | 2 | 61 | 45 | 213912428
TRANE | 4TWL5036N1 | 4PX*CU48BS3 | S9V2C080U5PSC | 35800 | 32800 | 15.2 | 12 | 8.1 | 2 | 62 | 45 | 213912429
AMERICAN STANDARD | 4A6L5036N1 | 4PX*CU48BS3 | S9V2C080U5PSC | 35800 | 32800 | 15.2 | 12 | 8.1 | 2 | 62 | 45 | 213912430
TRANE | 4TWL5036N1 | 4PX*DU48BS3 | S9V2D120U5PSC | 35400 | 32400 | 15.2 | 12 | 8.1 | 2 | 62 | 46 | 213912431
AMERICAN STANDARD | 4A6L5036N1 | 4PX*DU48BS3 | S9V2D120U5PSC | 35400 | 32400 | 15.2 | 12 | 8.1 | 2 | 62 | 46 | 213912432
TRANE | 4TWL5036N1 | 4PX*DU48BS3 | S9V2D120U5VSB | 35400 | 32400 | 15.2 | 12 | 8.1 | 2 | 62 | 46 | 213912433
RUNTRU | A5HP5018A1 | A5AHV003A1B3+TDR+TSTAT |  | 18000 | 18000 | 15.2 | 12 | 8.1 | 2 | 67 | 51 | 214296180
AMERISTAR | A5HP5018A1 | A5AHV003A1B3+TDR+TSTAT |  | 18000 | 18000 | 15.2 | 12 | 8.1 | 2 | 67 | 51 | 214296181
RUNTRU | A5HP5024A1 | 5TXCB004AS3+TSTAT | A951X060BU4SA | 23200 | 21600 | 15.2 | 12 | 8.1 | 2 | 69 | 53 | 214296200
AMERISTAR | A5HP5024A1 | 5TXCB004AS3+TSTAT | A951X060BU4SA | 23200 | 21600 | 15.2 | 12 | 8.1 | 2 | 69 | 53 | 214296201
RUNTRU | A5HP5024A1 | 5TXCB004AS3+TSTAT | A951X080BU4SA | 23400 | 21800 | 15.2 | 12 | 8.1 | 2.1 | 67 | 51 | 214296202
AMERISTAR | A5HP5024A1 | 5TXCB004AS3+TSTAT | A951X080BU4SA | 23400 | 21800 | 15.2 | 12 | 8.1 | 2.1 | 67 | 51 | 214296203
RUNTRU | A5HP5024A1 | 5TXCB006AS3+TSTAT | A952V040BU3SA | 24000 | 21600 | 16 | 12 | 8.1 | 2.1 | 67 | 52 | 214296242
AMERISTAR | A5HP5024A1 | 5TXCB006AS3+TSTAT | A952V040BU3SA | 24000 | 21600 | 16 | 12 | 8.1 | 2.1 | 67 | 52 | 214296243
RUNTRU | A5HP5024A1 | 5TXCB006AS3+TSTAT | A952V040BU3SB | 24000 | 21600 | 16 | 12 | 8.1 | 2.1 | 67 | 52 | 214296244
AMERISTAR | A5HP5024A1 | 5TXCB006AS3+TSTAT | A952V040BU3SB | 24000 | 21600 | 16 | 12 | 8.1 | 2.1 | 67 | 52 | 214296245
AMERICAN STANDARD | 4A6V7X36A1 | 4PX*CU48BS3 | S8V2C080M5PCA | 34800 | 31400 | 17.1 | 12 | 8.2 | 1.8 | 83 | 64 | 212391445
TRANE | 4TWV7X36A1 | 4TXCB004DS3 | S8V2B060M4PDA | 34200 | 31200 | 17.1 | 11.7 | 8.2 | 1.8 | 84 | 66 | 212391446
AMERICAN STANDARD | 4A6V7X36A1 | 4TXCB004DS3 | S8V2B060M4PDA | 34200 | 31200 | 17.1 | 11.7 | 8.2 | 1.8 | 84 | 66 | 212391447
TRANE | 4TWV7X36A1 | 4TXCB004DS3 | S8V2B080M4PDA | 34200 | 31200 | 17.1 | 11.7 | 8.2 | 1.8 | 85 | 66 | 212391448
AMERICAN STANDARD | 4A6V7X36A1 | 4TXCB004DS3 | S8V2B080M4PDA | 34200 | 31200 | 17.1 | 11.7 | 8.2 | 1.8 | 85 | 66 | 212391449
TRANE | 4TWV7X36A1 | 4TXCB004DS3 | S8V2B080M4PCA | 34200 | 31200 | 17.1 | 11.7 | 8.2 | 1.8 | 85 | 66 | 212391450
AMERICAN STANDARD | 4A6V7X36A1 | 4TXCB004DS3 | S8V2B080M4PCA | 34200 | 31200 | 17.1 | 11.7 | 8.2 | 1.8 | 85 | 66 | 212391451
TRANE | 4TWV7X36A1 | 4TXCB004DS3 | S8V2B060M4PCA | 34200 | 31200 | 17.1 | 11.7 | 8.2 | 1.8 | 84 | 66 | 212391456
AMERICAN STANDARD | 4A6V7X36A1 | 4TXCB004DS3 | S8V2B060M4PCA | 34200 | 31200 | 17.1 | 11.7 | 8.2 | 1.8 | 84 | 66 | 212391457
AMERICAN STANDARD | 4A6V7X36A1 | 4TXCB006DS3 | S8V2A040M3PDA | 33600 | 30400 | 17.1 | 12 | 8.1 | 1.8 | 83 | 65 | 212391458
AMERICAN STANDARD | 4A6V7X36A1 | 4TXCB006DS3 | S8V2B060M4PCA | 35200 | 31800 | 17.1 | 12 | 8.2 | 1.8 | 84 | 65 | 212391459
AMERICAN STANDARD | 4A6V7X36A1 | 4TXCB006DS3 | S8V2B060M4PDA | 35200 | 31800 | 17.1 | 12 | 8.2 | 1.8 | 84 | 65 | 212391460
AMERICAN STANDARD | 4A6V7X36A1 | 4TXCB006DS3 | S8V2B080M4PCA | 35200 | 31800 | 17.1 | 12 | 8.2 | 1.8 | 84 | 65 | 212391461
AMERICAN STANDARD | 4A6V7X36A1 | 4TXCB006DS3 | S8V2A040M3PCA | 33600 | 30400 | 17.1 | 12 | 8.1 | 1.8 | 83 | 65 | 212391462
AMERICAN STANDARD | 4A6V7X36A1 | 4TXCB006DS3 | S8V2B080M4PDA | 35200 | 31800 | 17.1 | 12 | 8.2 | 1.8 | 84 | 65 | 212391463
AMERICAN STANDARD | 4A6V7X36A1 | 4TXCC005DS3 | S8V2C080M5PDA | 33800 | 31000 | 17.1 | 11.7 | 8.2 | 1.8 | 84 | 65 | 212391464
AMERICAN STANDARD | 4A6V7X36A1 | 4TXCC005DS3 | S8V2C080M5PCA | 33800 | 31000 | 17.1 | 11.7 | 8.2 | 1.8 | 84 | 65 | 212391467
TRANE | 4TWV7X36A1 | TAMXB0B30V31 |  | 34000 | 29000 | 17.1 | 12 | 8.5 | 1.8 | 90 | 70 | 212391468
AMERICAN STANDARD | 4A6V7X48A1 | 4PX*CU60BS3 | S8V2C080M5PDA | 46500 | 43000 | 17.1 | 11.7 | 8.2 | 1.8 | 86 | 66 | 212391511
AMERICAN STANDARD | 4A6V7X48A1 | 4PX*CU60BS3 | S8V2C100M5PCA | 46500 | 43500 | 17.1 | 11.7 | 8.2 | 1.8 | 86 | 66 | 212391512
AMERICAN STANDARD | 4A6V7X48A1 | 4PX*CU60BS3 | S8V2C100M5PDA | 46500 | 43500 | 17.1 | 11.7 | 8.2 | 1.8 | 86 | 66 | 212391513
AMERICAN STANDARD | 4A6V7X48A1 | 4PX*CU60BS3 | S8V2C080M5PCA | 46500 | 43000 | 17.1 | 11.7 | 8.2 | 1.8 | 86 | 66 | 212391514
TRANE | 4TWV7X48A1 | 4PX*DD60BS3 | S8V2D120M5PDA | 46000 | 43500 | 17.1 | 11.7 | 8.2 | 1.8 | 85 | 65 | 212391515
AMERICAN STANDARD | 4A6V7X48A1 | 4PX*DD60BS3 | S8V2D120M5PDA | 46000 | 43500 | 17.1 | 11.7 | 8.2 | 1.8 | 85 | 65 | 212391516
TRANE | 4TWV7X48A1 | 4PX*DD60BS3 | S8V2D120M5PCA | 46000 | 43500 | 17.1 | 11.7 | 8.2 | 1.8 | 85 | 65 | 212391517
AMERICAN STANDARD | 4A6V7X48A1 | 4PX*DD60BS3 | S8V2D120M5PCA | 46000 | 43500 | 17.1 | 11.7 | 8.2 | 1.8 | 85 | 65 | 212391518
AMERICAN STANDARD | 4A6V7X48A1 | 4PX*DU48BS3 | S8V2D120M5PDA | 46000 | 44000 | 17.1 | 11.7 | 8.2 | 1.8 | 85 | 65 | 212391519
AMERICAN STANDARD | 4A6L5036N1 | 4PX*DU48BS3 | S9V2D120U5VSB | 35400 | 32400 | 15.2 | 12 | 8.1 | 2 | 62 | 46 | 213912434
TRANE | 4TWL5036N1 | 4TXCB006DS3 | S9V2B080U4VSB | 34600 | 32400 | 15.2 | 12 | 8.1 | 2 | 62 | 46 | 213912457
AMERICAN STANDARD | 4A6L5036N1 | 4TXCB006DS3 | S9V2B080U4VSB | 34600 | 32400 | 15.2 | 12 | 8.1 | 2 | 62 | 46 | 213912458
TRANE | 4TWL5036N1 | 4TXCB006DS3 | S9V2B040U3VSB | 34400 | 32200 | 15.2 | 12 | 8.1 | 2 | 62 | 46 | 213912463
AMERICAN STANDARD | 4A6L5036N1 | 4TXCB006DS3 | S9V2B040U3VSB | 34400 | 32200 | 15.2 | 12 | 8.1 | 2 | 62 | 46 | 213912464
TRANE | 4TWL5036N1 | 4TXCC007DS3 | S9V2C100U4VSB | 35600 | 32800 | 15.2 | 12 | 8.1 | 2 | 61 | 45 | 213912471
AMERICAN STANDARD | 4A6L5036N1 | 4TXCC007DS3 | S9V2C100U4VSB | 35600 | 32800 | 15.2 | 12 | 8.1 | 2 | 61 | 45 | 213912472
TRANE | 4TWL5036N1 | 4TXCC007DS3 | S9V2C080U5PSC | 35800 | 32800 | 15.2 | 12 | 8.1 | 2 | 62 | 45 | 213912473
AMERICAN STANDARD | 4A6L5036N1 | 4TXCC007DS3 | S9V2C080U5PSC | 35800 | 32800 | 15.2 | 12 | 8.1 | 2 | 62 | 45 | 213912474
TRANE | 4TWL5036N1 | 4TXCC007DS3 | S9V2C100U5PSC | 35200 | 32400 | 15.2 | 12 | 8.1 | 2 | 62 | 46 | 213912475
AMERICAN STANDARD | 4A6L5036N1 | 4TXCC007DS3 | S9V2C100U5PSC | 35200 | 32400 | 15.2 | 12 | 8.1 | 2 | 62 | 46 | 213912476
TRANE | 4TWL5036N1 | 4TXCC009DS3 | S9V2C100U4VSB | 35400 | 31600 | 15.2 | 12 | 8.1 | 2 | 63 | 47 | 213912477
AMERICAN STANDARD | 4A6L5036N1 | 4TXCC009DS3 | S9V2C100U4VSB | 35400 | 31600 | 15.2 | 12 | 8.1 | 2 | 63 | 47 | 213912478
TRANE | 4TWL5036N1 | 4TXCC009DS3 | S9V2C100U5PSC | 35600 | 31600 | 15.2 | 12 | 8.1 | 2 | 63 | 47 | 213912479
AMERICAN STANDARD | 4A6L5036N1 | 4TXCC009DS3 | S9V2C100U5PSC | 35600 | 31600 | 15.2 | 12 | 8.1 | 2 | 63 | 47 | 213912480
TRANE | 4TWL5036N1 | 4TXCC009DS3 | S9V2C080U5PSC | 35600 | 31600 | 15.2 | 12 | 8.1 | 2 | 63 | 47 | 213912481
AMERICAN STANDARD | 4A6L5036N1 | 4TXCC009DS3 | S9V2C080U5PSC | 35600 | 31600 | 15.2 | 12 | 8.1 | 2 | 63 | 47 | 213912482
TRANE | 4TWL5036N1 | 4TXCD008DS3 | S9V2D120U5PSC | 35400 | 32400 | 15.2 | 12 | 8.1 | 2 | 62 | 46 | 213912483
AMERICAN STANDARD | 4A6L5036N1 | 4TXCD008DS3 | S9V2D120U5PSC | 35400 | 32400 | 15.2 | 12 | 8.1 | 2 | 62 | 46 | 213912484
TRANE | 4TWL5036N1 | 4TXCD008DS3 | S9V2D120U5VSB | 35400 | 32400 | 15.2 | 12 | 8.1 | 2 | 62 | 46 | 213912485
AMERICAN STANDARD | 4A6L5036N1 | 4TXCD008DS3 | S9V2D120U5VSB | 35400 | 32400 | 15.2 | 12 | 8.1 | 2 | 62 | 46 | 213912486
AMERICAN STANDARD | 4A6V8X36A1 | 4TXCB006DS3 | S9V2B080U4PSB+RP | 35000 | 31600 | 18 | 12 | 8.2 | 1.85 | 83 | 65 | 212404676
AMERICAN STANDARD | 4A6V8X36A1 | 4TXCB006DS3 | S9V2B060U4PSB+RP | 35200 | 31800 | 18 | 12 | 8.2 | 1.86 | 82 | 65 | 212404675
AMERICAN STANDARD | 4A6V8X36A1 | 4TXCB006DS3 | S9V2B060U3PSB+RP | 35000 | 31600 | 18 | 12 | 8.2 | 1.84 | 82 | 65 | 212404674
AMERICAN STANDARD | 4A6V8X36A1 | 4TXCB006DS3 | S9V2B040U3PSB+RP | 35200 | 31800 | 18 | 12 | 8.2 | 1.85 | 82 | 65 | 212404673
AMERICAN STANDARD | 4A6V8X36A1 | 4TXCB004DS3 | S9V2B060U4PSB+RP | 34000 | 31000 | 18 | 11.7 | 8.2 | 1.8 | 83 | 66 | 212404672
AMERICAN STANDARD | 4A6V8X24A1 | 4TXCB004DS3 | S9V2B060U3PSB+RP | 23800 | 20200 | 18 | 12.5 | 8.2 | 1.89 | 84 | 64 | 212404671
AMERICAN STANDARD | 4A6V7X36A1 | TAMXA0B30V31 |  | 34000 | 29000 | 17.1 | 12 | 8.5 | 1.8 | 90 | 70 | 212400610
TRANE | 4TWV7X36A1 | TAMXA0B30V31 |  | 34000 | 29000 | 17.1 | 12 | 8.5 | 1.8 | 90 | 70 | 212400609
AMERICAN STANDARD | 4A6V7X48A1 | TAMXA0C60V51 |  | 46000 | 48000 | 17.1 | 12 | 8.5 | 1.8 | 75 | 58 | 212400608
TRANE | 4TWV7X48A1 | TAMXA0C60V51 |  | 46000 | 48000 | 17.1 | 12 | 8.5 | 1.8 | 75 | 58 | 212400607
AMERICAN STANDARD | 4A6V7X60A1 | 4TXCD010DS3 | S8V2D120M5PDA | 54000 | 52000 | 17.1 | 11.7 | 8.2 | 1.8 | 95 | 76 | 212391576
AMERICAN STANDARD | 4A6V7X60A1 | 4TXCD010DS3 | S8V2D120M5PCA | 54000 | 52000 | 17.1 | 11.7 | 8.2 | 1.8 | 95 | 76 | 212391575
AMERICAN STANDARD | 4A6V7X60A1 | 4PX*DU60BS3 | S8V2D120M5PDA | 54000 | 52000 | 17.1 | 11.7 | 8.2 | 1.8 | 95 | 76 | 212391572
AMERICAN STANDARD | 4A6V7X60A1 | 4PX*DU60BS3 | S8V2D120M5PCA | 54000 | 52000 | 17.1 | 11.7 | 8.2 | 1.8 | 95 | 76 | 212391571
AMERICAN STANDARD | 4A6V7X36A1 | TAMXB0B30V31 |  | 34000 | 29000 | 17.1 | 12 | 8.5 | 1.8 | 90 | 70 | 212391566
AMERICAN STANDARD | 4A6V7X24A1 | TAMXB0B30V31 |  | 23800 | 18200 | 17.1 | 12 | 8.5 | 1.9 | 94 | 71 | 212391564
TRANE | 4TWV7X60A1 | 4TXCD010DS3 | S8V2D120M5PDA | 54000 | 52000 | 17.1 | 11.7 | 8.2 | 1.8 | 95 | 76 | 212391563
TRANE | 4TWV7X60A1 | 4TXCD010DS3 | S8V2D120M5PCA | 54000 | 52000 | 17.1 | 11.7 | 8.2 | 1.8 | 95 | 76 | 212391562
TRANE | 4TWV7X60A1 | 4PX*DU60BS3 | S8V2D120M5PDA | 54000 | 52000 | 17.1 | 11.7 | 8.2 | 1.8 | 95 | 76 | 212391559
TRANE | 4TWV7X60A1 | 4PX*DU60BS3 | S8V2D120M5PCA | 54000 | 52000 | 17.1 | 11.7 | 8.2 | 1.8 | 95 | 76 | 212391558
AMERICAN STANDARD | 4A6V7X48A1 | TAMXB0C60V51 |  | 46000 | 48000 | 17.1 | 12 | 8.5 | 1.8 | 75 | 58 | 212391555
AMERICAN STANDARD | 4A6V7X48A1 | 4TXCD010DS3 | S8V2D120M5PCA | 47000 | 43500 | 17.1 | 12 | 8.2 | 1.8 | 85 | 65 | 212391553
AMERICAN STANDARD | 4A6V7X48A1 | 4TXCD010DS3 | S8V2D120M5PDA | 47000 | 43500 | 17.1 | 12 | 8.2 | 1.8 | 85 | 65 | 212391552
AMERICAN STANDARD | 4A6V7X48A1 | 4TXCD008DS3 | S8V2D120M5PDA | 46000 | 44000 | 17.1 | 11.7 | 8.2 | 1.8 | 85 | 65 | 212391551
AMERICAN STANDARD | 4A6V7X48A1 | 4TXCD008DS3 | S8V2D120M5PCA | 46000 | 44000 | 17.1 | 11.7 | 8.2 | 1.8 | 85 | 65 | 212391550
AMERICAN STANDARD | 4A6V7X48A1 | 4TXCC009DS3 | S8V2C100M5PCA | 46500 | 43500 | 17.1 | 11.7 | 8.2 | 1.8 | 86 | 66 | 212391549
AMERICAN STANDARD | 4A6V7X48A1 | 4TXCC009DS3 | S8V2C080M5PCA | 46500 | 43000 | 17.1 | 11.7 | 8.2 | 1.8 | 86 | 66 | 212391548
AMERICAN STANDARD | 4A6V7X48A1 | 4TXCC009DS3 | S8V2C080M5PDA | 46500 | 43000 | 17.1 | 11.7 | 8.2 | 1.8 | 86 | 66 | 212391547
AMERICAN STANDARD | 4A6V7X48A1 | 4TXCC009DS3 | S8V2C100M5PDA | 46500 | 43500 | 17.1 | 11.7 | 8.2 | 1.8 | 86 | 66 | 212391546
AMERICAN STANDARD | 4A6V7X48A1 | 4PX*DU60BS3 | S8V2D120M5PDA | 47000 | 43500 | 17.1 | 12 | 8.2 | 1.8 | 85 | 65 | 212391522
AMERICAN STANDARD | 4A6V7X48A1 | 4PX*DU60BS3 | S8V2D120M5PCA | 47000 | 43500 | 17.1 | 12 | 8.2 | 1.8 | 85 | 65 | 212391521
AMERICAN STANDARD | 4A6V7X48A1 | 4PX*DU48BS3 | S8V2D120M5PCA | 46000 | 44000 | 17.1 | 11.7 | 8.2 | 1.8 | 85 | 65 | 212391520
AMERISTAR | A5HP5024A1 | A5AHV004A1D3+TDR+TSTAT |  | 24000 | 22200 | 16 | 12 | 8.1 | 2.1 | 67 | 52 | 214296267
RUNTRU | A5HP5024A1 | A5AHV004A1D3+TDR+TSTAT |  | 24000 | 22200 | 16 | 12 | 8.1 | 2.1 | 67 | 52 | 214296266
AMERISTAR | A5HP5024A1 | A5AHV003A1B3+TDR+TSTAT |  | 23600 | 23000 | 15.2 | 12 | 8.1 | 2.1 | 67 | 51 | 214296265
RUNTRU | A5HP5024A1 | A5AHV003A1B3+TDR+TSTAT |  | 23600 | 23000 | 15.2 | 12 | 8.1 | 2.1 | 67 | 51 | 214296264
AMERISTAR | A5HP5024A1 | 5TXCC007AS3+TSTAT |  | 23800 | 22400 | 15.2 | 11.7 | 8.1 | 2 | 67 | 53 | 214296263
RUNTRU | A5HP5024A1 | 5TXCC007AS3+TSTAT |  | 23800 | 22400 | 15.2 | 11.7 | 8.1 | 2 | 67 | 53 | 214296262
AMERISTAR | A5HP5024A1 | 5TXCB006AS3+TSTAT |  | 23800 | 22400 | 15.2 | 11.7 | 8.1 | 2 | 67 | 53 | 214296261
RUNTRU | A5HP5024A1 | 5TXCB006AS3+TSTAT |  | 23800 | 22400 | 15.2 | 11.7 | 8.1 | 2 | 67 | 53 | 214296260
AMERISTAR | A5HP5024A1 | 5TXCB006AS3+TSTAT | A952V060BU4SB | 24200 | 21600 | 16 | 12 | 8.1 | 2.1 | 67 | 52 | 214296249
RUNTRU | A5HP5024A1 | 5TXCB006AS3+TSTAT | A952V060BU4SB | 24200 | 21600 | 16 | 12 | 8.1 | 2.1 | 67 | 52 | 214296248
AMERISTAR | A5HP5024A1 | 5TXCB006AS3+TSTAT | A952V060BU4SA | 24200 | 21600 | 16 | 12 | 8.1 | 2.1 | 67 | 52 | 214296247
RUNTRU | A5HP5024A1 | 5TXCB006AS3+TSTAT | A952V060BU4SA | 24200 | 21600 | 16 | 12 | 8.1 | 2.1 | 67 | 52 | 214296246
AMERICAN STANDARD | 4A6H7024A1 | 4PX*BU48BS3 | *UHMB060ACV3 | 25600 | 24400 | 16 | 12 | 8.1 | 2.1 | 63 | 46 | 211287795
TRANE | 4TWR7024A1 | 4PX*BU48BS3 | *UHMB060ACV3 | 25600 | 24400 | 16 | 12 | 8.1 | 2.1 | 63 | 46 | 211287796
AMERICAN STANDARD | 4A6H7024A1 | 4PX*BU48BS3 | *UHMB080ACV3 | 25600 | 24400 | 16 | 12 | 8.1 | 2.11 | 62 | 46 | 211287811
TRANE | 4TWR7024A1 | 4PX*BU48BS3 | *UHMB080ACV3 | 25600 | 24400 | 16 | 12 | 8.1 | 2.11 | 62 | 46 | 211287812
TRANE | 4TWV8X48A1 | 4PX*DU60BS3 | *UD2C100ACV5 | 45500 | 42000 | 18 | 11.7 | 8.5 | 1.79 | 86 | 68 | 211289060
TRANE | 4TWV8X36A1 | 4PX*CU42BS3 | *UD2C100ACV5 | 35400 | 32000 | 18 | 12 | 8.5 | 1.84 | 83 | 64 | 211289054
TRANE | 4TWV0X36A1 | 4PX*CU42BS3 | *UD2C100ACV5 | 35800 | 32800 | 20 | 12.7 | 8.7 | 1.81 | 82 | 62 | 211289039
TRANE | 4TWV0X36A1 | 4PX*CD42BS3+HORIZ-RT | *UD2C100ACV5 | 36000 | 31200 | 20.5 | 12.7 | 8.2 | 1.75 | 85 | 65 | 211289038
RUNTRU | A4HP6042A1 | A4AH5E49A1C3 |  | 42000 | 39000 | 15.2 | 12 | 8.1 | 2.21 | 64 | 48 | 211287231
AMERICAN STANDARD | 5A6H5030A1 | 5TEM6B03AV21+TDR+TSTAT |  | 27000 | 26800 | 15.2 | 11.7 | 8.1 | 2.1 | 67 | 51 | 214077704
TRANE | 5TWR5030A1 | 5TEM6B03AV21+TDR+TSTAT |  | 27000 | 26800 | 15.2 | 11.7 | 8.1 | 2.1 | 67 | 51 | 214077703
AMERICAN STANDARD | 5A6H5024A1 | 5TXCC007AS3+TSTAT |  | 23600 | 22200 | 15.2 | 11.7 | 8.1 | 2 | 68 | 53 | 214077700
TRANE | 5TWR5024A1 | 5TXCC007AS3+TSTAT |  | 23600 | 22200 | 15.2 | 11.7 | 8.1 | 2 | 68 | 53 | 214077699
AMERICAN STANDARD | 4A6L5030N1 | 4TXCB006DS3+P0V0B000M40SD |  | 30800 | 27800 | 16 | 12 | 8.1 | 2.2 | 66 | 51 | 212628427
TRANE | 4TWL5030N1 | 4TXCB006DS3+P0V0B000M40SD |  | 30800 | 27800 | 16 | 12 | 8.1 | 2.2 | 66 | 51 | 212628426
AMERICAN STANDARD | 4A6L5030N1 | 4TXCB006DS3 | L8V1A040U3VSB | 29200 | 27400 | 15.2 | 12 | 8.1 | 2.1 | 66 | 51 | 212628425
TRANE | 4TWL5030N1 | 4TXCB006DS3 | L8V1A040U3VSB | 29200 | 27400 | 15.2 | 12 | 8.1 | 2.1 | 66 | 51 | 212628424
AMERICAN STANDARD | 4A6L5030N1 | 4TXCB006DS3 | L8V1A060U3VSB | 29200 | 27200 | 16 | 12 | 8.1 | 2.1 | 67 | 52 | 212628423
TRANE | 4TWL5030N1 | 4TXCB006DS3 | L8V1A060U3VSB | 29200 | 27200 | 16 | 12 | 8.1 | 2.1 | 67 | 52 | 212628422
AMERICAN STANDARD | 4A6L5030N1 | 4TXCB006DS3+P0V0A000M30SD |  | 29400 | 27400 | 16 | 12 | 8.1 | 2.1 | 66 | 51 | 212628421
TRANE | 4TWL5030N1 | 4TXCB006DS3+P0V0A000M30SD |  | 29400 | 27400 | 16 | 12 | 8.1 | 2.1 | 66 | 51 | 212628420
AMERICAN STANDARD | 4A6L5030N1 | 4TXCB006DS3 | L8V1B080U4VSB | 30200 | 27600 | 16 | 12 | 8.1 | 2.2 | 66 | 51 | 212628419
TRANE | 4TWL5030N1 | 4TXCB006DS3 | L8V1B080U4VSB | 30200 | 27600 | 16 | 12 | 8.1 | 2.2 | 66 | 51 | 212628418
AMERICAN STANDARD | 4A6L5030N1 | 4TXCB004DS3+P0V0A000M30SD |  | 29000 | 26800 | 15.2 | 12 | 8.1 | 2.1 | 68 | 53 | 212628413
TRANE | 4TWL5030N1 | 4TXCB004DS3+P0V0A000M30SD |  | 29000 | 26800 | 15.2 | 12 | 8.1 | 2.1 | 68 | 53 | 212628412
AMERICAN STANDARD | 4A6L5030N1 | 4TXCB004DS3+P0V0B000M40SD |  | 30000 | 27200 | 16 | 12 | 8.1 | 2.2 | 67 | 52 | 212628411
TRANE | 4TWL5030N1 | 4TXCB004DS3+P0V0B000M40SD |  | 30000 | 27200 | 16 | 12 | 8.1 | 2.2 | 67 | 52 | 212628410
AMERICAN STANDARD | 4A6L5030N1 | 4TXCB003DS3 | L8V1A040U3VSB | 27800 | 29200 | 15.2 | 12 | 8.1 | 2 | 65 | 50 | 212628407
TRANE | 4TWL5030N1 | 4TXCB003DS3 | L8V1A040U3VSB | 27800 | 29200 | 15.2 | 12 | 8.1 | 2 | 65 | 50 | 212628406
AMERICAN STANDARD | 4A6L5030N1 | 4TXCB003DS3 | L8V1B080U4VSB | 28800 | 29600 | 15.2 | 12 | 8.1 | 2.1 | 65 | 50 | 212628405
TRANE | 4TWL5030N1 | 4TXCB003DS3 | L8V1B080U4VSB | 28800 | 29600 | 15.2 | 12 | 8.1 | 2.1 | 65 | 50 | 212628404
AMERICAN STANDARD | 4A6L5030N1 | 4TXCB003DS3+P0V0B000M40SD |  | 29200 | 29400 | 15.2 | 12 | 8.1 | 2.1 | 65 | 50 | 212628403
TRANE | 4TWL5030N1 | 4TXCB003DS3+P0V0B000M40SD |  | 29200 | 29400 | 15.2 | 12 | 8.1 | 2.1 | 65 | 50 | 212628402
AMERICAN STANDARD | 4A6L5030N1 | 4TXCB003DS3+P0V0A000M30SD |  | 28000 | 29200 | 15.2 | 12 | 8.1 | 2 | 65 | 50 | 212628401
TRANE | 4TWL5030N1 | 4TXCB003DS3+P0V0A000M30SD |  | 28000 | 29200 | 15.2 | 12 | 8.1 | 2 | 65 | 50 | 212628400
AMERICAN STANDARD | 4A6L5030N1 | 4TXCB003DS3 | L8V1A060U3VSB | 27600 | 29000 | 15.2 | 12 | 8.1 | 2 | 65 | 50 | 212628399
TRANE | 4TWL5030N1 | 4TXCB003DS3 | L8V1A060U3VSB | 27600 | 29000 | 15.2 | 12 | 8.1 | 2 | 65 | 50 | 212628398
AMERICAN STANDARD | 4A6L5030N1 | 4PX*BU48BS3 | L8V1B080U4VSB | 30200 | 27600 | 16 | 12 | 8.1 | 2.2 | 66 | 51 | 212628391
TRANE | 4TWL5030N1 | 4PX*BU48BS3 | L8V1B080U4VSB | 30200 | 27600 | 16 | 12 | 8.1 | 2.2 | 66 | 51 | 212628390
AMERICAN STANDARD | 4A6L5030N1 | 4PX*BU48BS3 | L8V1A040U3VSB | 29200 | 27400 | 15.2 | 12 | 8.1 | 2.1 | 66 | 51 | 212628389
TRANE | 4TWL5030N1 | 4PX*BU48BS3 | L8V1A040U3VSB | 29200 | 27400 | 15.2 | 12 | 8.1 | 2.1 | 66 | 51 | 212628388
AMERICAN STANDARD | 4A6L5030N1 | 4PX*BU48BS3 | L8V1A060U3VSB | 29200 | 27200 | 16 | 12 | 8.1 | 2.1 | 67 | 52 | 212628387
TRANE | 4TWL5030N1 | 4PX*BU48BS3 | L8V1A060U3VSB | 29200 | 27200 | 16 | 12 | 8.1 | 2.1 | 67 | 52 | 212628386
AMERICAN STANDARD | 4A6L5030N1 | 4PX*BU48BS3+P0V0B000M40SD |  | 30800 | 27800 | 16 | 12 | 8.1 | 2.2 | 66 | 51 | 212628385
TRANE | 4TWL5030N1 | 4PX*BU48BS3+P0V0B000M40SD |  | 30800 | 27800 | 16 | 12 | 8.1 | 2.2 | 66 | 51 | 212628384
AMERICAN STANDARD | 4A6L5030N1 | 4PX*BU48BS3+P0V0A000M30SD |  | 29400 | 27400 | 16 | 12 | 8.1 | 2.1 | 66 | 51 | 212628383
TRANE | 4TWL5030N1 | 4PX*BU48BS3+P0V0A000M30SD |  | 29400 | 27400 | 16 | 12 | 8.1 | 2.1 | 66 | 51 | 212628382
AMERICAN STANDARD | 4A6L5030N1 | 4PX*BU42BS3 | L8V1B080U4VSB | 30200 | 28000 | 16 | 12 | 8.1 | 2.2 | 66 | 51 | 212628381
TRANE | 4TWL5030N1 | 4PX*BU42BS3 | L8V1B080U4VSB | 30200 | 28000 | 16 | 12 | 8.1 | 2.2 | 66 | 51 | 212628380
AMERICAN STANDARD | 4A6L5030N1 | 4PX*BU42BS3 | L8V1A040U3VSB | 28800 | 27400 | 15.2 | 12 | 8.1 | 2.1 | 66 | 51 | 212628379
TRANE | 4TWL5030N1 | 4PX*BU42BS3 | L8V1A040U3VSB | 28800 | 27400 | 15.2 | 12 | 8.1 | 2.1 | 66 | 51 | 212628378
AMERICAN STANDARD | 4A6L5030N1 | 4PX*BU42BS3 | L8V1A060U3VSB | 29200 | 27600 | 16 | 12 | 8.1 | 2.1 | 66 | 51 | 212628377
TRANE | 4TWL5030N1 | 4PX*BU42BS3 | L8V1A060U3VSB | 29200 | 27600 | 16 | 12 | 8.1 | 2.1 | 66 | 51 | 212628376
AMERICAN STANDARD | 4A6L5030N1 | 4PX*BU42BS3+P0V0B000M40SD |  | 30800 | 28000 | 16 | 12 | 8.1 | 2.2 | 66 | 51 | 212628375
TRANE | 4TWL5030N1 | 4PX*BU42BS3+P0V0B000M40SD |  | 30800 | 28000 | 16 | 12 | 8.1 | 2.2 | 66 | 51 | 212628374
AMERICAN STANDARD | 4A6L5030N1 | 4PX*BU42BS3+P0V0A000M30SD |  | 29200 | 27600 | 16 | 12 | 8.1 | 2.1 | 66 | 51 | 212628373
TRANE | 4TWL5030N1 | 4PX*BU42BS3+P0V0A000M30SD |  | 29200 | 27600 | 16 | 12 | 8.1 | 2.1 | 66 | 51 | 212628372
AMERICAN STANDARD | 4A6L5030N1 | 4PX*BU36BS3+P0V0B000M40SD |  | 30000 | 27200 | 16 | 12 | 8.1 | 2.2 | 67 | 52 | 212628367
TRANE | 4TWL5030N1 | 4PX*BU36BS3+P0V0B000M40SD |  | 30000 | 27200 | 16 | 12 | 8.1 | 2.2 | 67 | 52 | 212628366
AMERICAN STANDARD | 4A6L5030N1 | 4PX*BU36BS3+P0V0A000M30SD |  | 29000 | 26800 | 15.2 | 12 | 8.1 | 2.1 | 68 | 53 | 212628365
TRANE | 4TWL5030N1 | 4PX*BU36BS3+P0V0A000M30SD |  | 29000 | 26800 | 15.2 | 12 | 8.1 | 2.1 | 68 | 53 | 212628364
AMERICAN STANDARD | 4A6L5030N1 | 4PX*BU30BS3+P0V0B000M40SD |  | 29200 | 29400 | 15.2 | 12 | 8.1 | 2.1 | 65 | 50 | 212628361
TRANE | 4TWL5030N1 | 4PX*BU30BS3+P0V0B000M40SD |  | 29200 | 29400 | 15.2 | 12 | 8.1 | 2.1 | 65 | 50 | 212628360
AMERICAN STANDARD | 4A6L5030N1 | 4PX*BU30BS3+P0V0A000M30SD |  | 28000 | 29200 | 15.2 | 12 | 8.1 | 2 | 65 | 50 | 212628359
TRANE | 4TWL5030N1 | 4PX*BU30BS3+P0V0A000M30SD |  | 28000 | 29200 | 15.2 | 12 | 8.1 | 2 | 65 | 50 | 212628358
AMERICAN STANDARD | 4A6L5030N1 | 4PX*BU30BS3 | L8V1A060U3VSB | 27600 | 29000 | 15.2 | 12 | 8.1 | 2 | 65 | 50 | 212628357
TRANE | 4TWL5030N1 | 4PX*BU30BS3 | L8V1A060U3VSB | 27600 | 29000 | 15.2 | 12 | 8.1 | 2 | 65 | 50 | 212628356
AMERICAN STANDARD | 4A6L5030N1 | 4PX*BU30BS3 | L8V1A040U3VSB | 27800 | 29200 | 15.2 | 12 | 8.1 | 2 | 65 | 50 | 212628355
TRANE | 4TWL5030N1 | 4PX*BU30BS3 | L8V1A040U3VSB | 27800 | 29200 | 15.2 | 12 | 8.1 | 2 | 65 | 50 | 212628354
AMERICAN STANDARD | 4A6L5030N1 | 4PX*BU30BS3 | L8V1B080U4VSB | 28800 | 29600 | 15.2 | 12 | 8.1 | 2.1 | 65 | 50 | 212628353
TRANE | 4TWL5030N1 | 4PX*BU30BS3 | L8V1B080U4VSB | 28800 | 29600 | 15.2 | 12 | 8.1 | 2.1 | 65 | 50 | 212628352
AMERICAN STANDARD | 4A6V0X36A1 | 4PX*CD42BS3+HORIZ-RT | *UD2C100ACV5 | 36000 | 31200 | 20.5 | 12.7 | 8.2 | 1.75 | 85 | 65 | 211289071
TRANE | 4TWV8X48A1 | 4TXCD010DS3 | *UD2C100ACV5 | 45500 | 42000 | 18 | 11.7 | 8.5 | 1.79 | 86 | 68 | 211289063
AMERICAN STANDARD | 4A6V0X48A1 | 4PX*DU60BS3+P0V0D000M50SD+RP |  | 47000 | 42000 | 20 | 12 | 8.5 | 1.8 | 85 | 66 | 212629856
TRANE | 4TWV0X48A1 | 4PX*DU60BS3+P0V0D000M50SD+RP |  | 47000 | 42000 | 20 | 12 | 8.5 | 1.8 | 85 | 66 | 212629855
AMERICAN STANDARD | 4A6V0X48A1 | 4PX*DU48BS3+P0V0D000M50SD+RP |  | 46000 | 42500 | 19.5 | 12 | 8.5 | 1.8 | 85 | 66 | 212629854
TRANE | 4TWV0X48A1 | 4PX*DU48BS3+P0V0D000M50SD+RP |  | 46000 | 42500 | 19.5 | 12 | 8.5 | 1.8 | 85 | 66 | 212629853
AMERICAN STANDARD | 4A6V0X48A1 | 4PX*DD60BS3+P0V0D000M50SD+RP |  | 46000 | 42000 | 19.5 | 11.7 | 8.5 | 1.8 | 85 | 66 | 212629848
TRANE | 4TWV0X48A1 | 4PX*DD60BS3+P0V0D000M50SD+RP |  | 46000 | 42000 | 19.5 | 11.7 | 8.5 | 1.8 | 85 | 66 | 212629847
AMERICAN STANDARD | 4A6V0X48A1 | 4PX*CU60BS3 | L8V1C100U5VSB+RP | 46500 | 42000 | 19.5 | 11.7 | 8.5 | 1.8 | 86 | 66 | 212629844
TRANE | 4TWV0X48A1 | 4PX*CU60BS3 | L8V1C100U5VSB+RP | 46500 | 42000 | 19.5 | 11.7 | 8.5 | 1.8 | 86 | 66 | 212629843
AMERICAN STANDARD | 4A6V0X48A1 | 4PX*CU60BS3+P0V0C000M50SD+RP |  | 47000 | 42000 | 20 | 12 | 8.5 | 1.8 | 86 | 67 | 212629842
TRANE | 4TWV0X48A1 | 4PX*CU60BS3+P0V0C000M50SD+RP |  | 47000 | 42000 | 20 | 12 | 8.5 | 1.8 | 86 | 67 | 212629841
AMERICAN STANDARD | 4A6V0X36A1 | 4TXCB006DS3+P0V0B000M40SD+RP |  | 34200 | 31200 | 18.5 | 12.5 | 8.5 | 1.8 | 81 | 63 | 212629822
TRANE | 4TWV0X36A1 | 4TXCB006DS3+P0V0B000M40SD+RP |  | 34200 | 31200 | 18.5 | 12.5 | 8.5 | 1.8 | 81 | 63 | 212629821
AMERICAN STANDARD | 4A6V0X36A1 | 4PX*BU42BS3+P0V0B000M40SD+RP |  | 34000 | 31800 | 18 | 12.7 | 8.5 | 1.8 | 81 | 62 | 212629806
TRANE | 4TWV0X36A1 | 4PX*BU42BS3+P0V0B000M40SD+RP |  | 34000 | 31800 | 18 | 12.7 | 8.5 | 1.8 | 81 | 62 | 212629805
AMERICAN STANDARD | 4A6V0X24A1 | 4TXCB004DS3 | L8V1A060U3VSB+RP | 23000 | 19800 | 18 | 12 | 8.2 | 1.8 | 83 | 64 | 212629786
TRANE | 4TWV0X24A1 | 4TXCB004DS3 | L8V1A060U3VSB+RP | 23000 | 19800 | 18 | 12 | 8.2 | 1.8 | 83 | 64 | 212629785
AMERICAN STANDARD | 4A6V0X24A1 | 4TXCB004DS3 | L8V1A040U3VSB+RP | 23000 | 19800 | 17.5 | 12 | 8.2 | 1.8 | 84 | 64 | 212629784
AMERICAN STANDARD | 5A6H5024A1 | 5TXCB006AS3+TSTAT | S9X2B060U4PSB | 24600 | 22000 | 16 | 12 | 8.1 | 2.1 | 67 | 52 | 214078328
TRANE | 5TWR5024A1 | 5TXCB006AS3+TSTAT | S9X2B060U4PSB | 24600 | 22000 | 16 | 12 | 8.1 | 2.1 | 67 | 52 | 214078327
AMERICAN STANDARD | 5A6H5024A1 | 5TXCB004AS3+TSTAT | S9X2B080U4PSB | 23400 | 21800 | 15.2 | 12 | 8.1 | 2.1 | 67 | 51 | 214078326
TRANE | 5TWR5024A1 | 5TXCB004AS3+TSTAT | S9X2B080U4PSB | 23400 | 21800 | 15.2 | 12 | 8.1 | 2.1 | 67 | 51 | 214078325
AMERICAN STANDARD | 5A6H5018A1 | 5TEM6B03AV21+TDR+TSTAT |  | 18800 | 18600 | 15.2 | 12 | 8.1 | 2 | 65 | 49 | 214078310
TRANE | 5TWR5018A1 | 5TEM6B03AV21+TDR+TSTAT |  | 18800 | 18600 | 15.2 | 12 | 8.1 | 2 | 65 | 49 | 214078309
AMERICAN STANDARD | 4A6V7X48A1 | 4TXFH064AZ3 | S8V2B060M4PCA | 46000 | 43500 | 17.1 | 11.7 | 8.1 | 1.8 | 84 | 66 | 214078308
TRANE | 4TWV7X48A1 | 4TXFH064AZ3 | S8V2B060M4PCA | 46000 | 43500 | 17.1 | 11.7 | 8.1 | 1.8 | 84 | 66 | 214078307
AMERICAN STANDARD | 4A6V7X48A1 | 4TXFH064AZ3 | S8V2B080M4PDA | 46000 | 43500 | 17.1 | 11.7 | 8.1 | 1.8 | 84 | 66 | 214078306
TRANE | 4TWV7X48A1 | 4TXFH064AZ3 | S8V2B080M4PDA | 46000 | 43500 | 17.1 | 11.7 | 8.1 | 1.8 | 84 | 66 | 214078305
AMERICAN STANDARD | 4A6V7X48A1 | 4TXFH064AZ3 | S8V2B080M4PCA | 46000 | 43500 | 17.1 | 11.7 | 8.1 | 1.8 | 84 | 66 | 214078304
TRANE | 4TWV7X48A1 | 4TXFH064AZ3 | S8V2B080M4PCA | 46000 | 43500 | 17.1 | 11.7 | 8.1 | 1.8 | 84 | 66 | 214078303
AMERICAN STANDARD | 4A6V7X48A1 | 4TXFH064AZ3 | S8V2B060M4PDA | 46000 | 43500 | 17.1 | 11.7 | 8.1 | 1.8 | 84 | 66 | 214078302
TRANE | 4TWV7X48A1 | 4TXFH064AZ3 | S8V2B060M4PDA | 46000 | 43500 | 17.1 | 11.7 | 8.1 | 1.8 | 84 | 66 | 214078301
AMERICAN STANDARD | 4A6V7X48A1 | 4TXFH064AZ3 | S8V2D120M5PDA | 46500 | 43500 | 17.1 | 11.7 | 8.1 | 1.8 | 85 | 65 | 214078288
TRANE | 4TWV7X48A1 | 4TXFH064AZ3 | S8V2D120M5PDA | 46500 | 43500 | 17.1 | 11.7 | 8.1 | 1.8 | 85 | 65 | 214078287
AMERICAN STANDARD | 4A6V7X48A1 | 4TXFH064AZ3 | S8V2C100M5PDA | 46500 | 43500 | 17.1 | 11.7 | 8.1 | 1.8 | 85 | 65 | 214078286
TRANE | 4TWV7X48A1 | 4TXFH064AZ3 | S8V2C100M5PDA | 46500 | 43500 | 17.1 | 11.7 | 8.1 | 1.8 | 85 | 65 | 214078285
AMERICAN STANDARD | 4A6V7X48A1 | 4TXFH064AZ3 | S8V2C100M5PCA | 46500 | 43500 | 17.1 | 11.7 | 8.1 | 1.8 | 85 | 65 | 214078284
TRANE | 4TWV7X48A1 | 4TXFH064AZ3 | S8V2C100M5PCA | 46500 | 43500 | 17.1 | 11.7 | 8.1 | 1.8 | 85 | 65 | 214078283
AMERICAN STANDARD | 4A6V7X48A1 | 4TXFH064AZ3 | S8V2C080M5PDA | 46000 | 43000 | 17.1 | 11.7 | 8.1 | 1.8 | 85 | 66 | 214078282
TRANE | 4TWV7X48A1 | 4TXFH064AZ3 | S8V2C080M5PDA | 46000 | 43000 | 17.1 | 11.7 | 8.1 | 1.8 | 85 | 66 | 214078281
AMERICAN STANDARD | 4A6V7X48A1 | 4TXFH064AZ3 | S8V2C080M5PCA | 46000 | 43000 | 17.1 | 11.7 | 8.1 | 1.8 | 85 | 66 | 214078280
TRANE | 4TWV7X48A1 | 4TXFH064AZ3 | S8V2C080M5PCA | 46000 | 43000 | 17.1 | 11.7 | 8.1 | 1.8 | 85 | 66 | 214078279
AMERICAN STANDARD | 4A6V7X48A1 | 4TXFH064AZ3 | S8V2D120M5PCA | 46500 | 43500 | 17.1 | 11.7 | 8.1 | 1.8 | 85 | 65 | 214078278
TRANE | 4TWV7X48A1 | 4TXFH064AZ3 | S8V2D120M5PCA | 46500 | 43500 | 17.1 | 11.7 | 8.1 | 1.8 | 85 | 65 | 214078277
AMERICAN STANDARD | 4A6V7X36A1 | 4TXFH036CZ3 | S8V2B060M4PDA | 34000 | 31400 | 17.1 | 11.7 | 8.1 | 1.8 | 82 | 64 | 214078276
TRANE | 4TWV7X36A1 | 4TXFH036CZ3 | S8V2B060M4PDA | 34000 | 31400 | 17.1 | 11.7 | 8.1 | 1.8 | 82 | 64 | 214078275
AMERICAN STANDARD | 4A6V7X36A1 | 4TXFH036CZ3 | S8V2B080M4PCA | 34000 | 31400 | 17.1 | 11.7 | 8.1 | 1.8 | 82 | 64 | 214078274
TRANE | 4TWV7X36A1 | 4TXFH036CZ3 | S8V2B080M4PCA | 34000 | 31400 | 17.1 | 11.7 | 8.1 | 1.8 | 82 | 64 | 214078273
AMERICAN STANDARD | 4A6V7X36A1 | 4TXFH036CZ3 | S8V2B080M4PDA | 34000 | 31400 | 17.1 | 11.7 | 8.1 | 1.8 | 82 | 64 | 214078272
TRANE | 4TWV7X36A1 | 4TXFH036CZ3 | S8V2B080M4PDA | 34000 | 31400 | 17.1 | 11.7 | 8.1 | 1.8 | 82 | 64 | 214078271
AMERICAN STANDARD | 4A6V7X36A1 | 4TXFH036CZ3 | S8V2B060M4PCA | 34000 | 31400 | 17.1 | 11.7 | 8.1 | 1.8 | 82 | 64 | 214078268
TRANE | 4TWV7X36A1 | 4TXFH036CZ3 | S8V2B060M4PCA | 34000 | 31400 | 17.1 | 11.7 | 8.1 | 1.8 | 82 | 64 | 214078267
AMERICAN STANDARD | 4A6V7X36A1 | 4TXFH036CZ3 | S8V2D120M5PCA | 34200 | 31400 | 17.1 | 11.7 | 8.1 | 1.8 | 82 | 64 | 214078260
TRANE | 4TWV7X36A1 | 4TXFH036CZ3 | S8V2D120M5PCA | 34200 | 31400 | 17.1 | 11.7 | 8.1 | 1.8 | 82 | 64 | 214078259
AMERICAN STANDARD | 4A6V7X36A1 | 4TXFH036CZ3 | S8V2D120M5PDA | 34200 | 31400 | 17.1 | 11.7 | 8.1 | 1.8 | 82 | 64 | 214078258
TRANE | 4TWV7X36A1 | 4TXFH036CZ3 | S8V2D120M5PDA | 34200 | 31400 | 17.1 | 11.7 | 8.1 | 1.8 | 82 | 64 | 214078257
TRANE | 4TWL9048A1 | 4PX*DU60BS3+P0V0C000M50SD+RP |  | 47500 | 42000 | 19 | 12 | 8.7 | 2.2 | 73 | 58 | 212628984
AMERICAN STANDARD | 4A6L9048A1 | 4PX*DU48BS3+P0V0D000M50SD+RP |  | 48000 | 43500 | 19 | 12 | 9 | 2.3 | 73 | 58 | 212628983
TRANE | 4TWL9048A1 | 4PX*DU48BS3+P0V0D000M50SD+RP |  | 48000 | 43500 | 19 | 12 | 9 | 2.3 | 73 | 58 | 212628982
AMERICAN STANDARD | 4A6L9048A1 | 4PX*DU48BS3+P0V0C000M50SD+RP |  | 46500 | 42500 | 19 | 12 | 8.7 | 2.2 | 73 | 58 | 212628981
TRANE | 4TWL9048A1 | 4PX*DU48BS3+P0V0C000M50SD+RP |  | 46500 | 42500 | 19 | 12 | 8.7 | 2.2 | 73 | 58 | 212628980
AMERICAN STANDARD | 4A6L9048A1 | 4PX*DU48BS3 | L8V1C100U5VSB+RP | 46500 | 42500 | 19 | 11.7 | 8.7 | 2.2 | 73 | 58 | 212628979
TRANE | 4TWL9048A1 | 4PX*DU48BS3 | L8V1C100U5VSB+RP | 46500 | 42500 | 19 | 11.7 | 8.7 | 2.2 | 73 | 58 | 212628978
AMERICAN STANDARD | 4A6L9048A1 | 4PX*DD60BS3+P0V0C000M50SD+RP |  | 46500 | 42000 | 19 | 12 | 8.7 | 2.2 | 73 | 58 | 212628977
TRANE | 4TWL9048A1 | 4PX*DD60BS3+P0V0C000M50SD+RP |  | 46500 | 42000 | 19 | 12 | 8.7 | 2.2 | 73 | 58 | 212628976
AMERICAN STANDARD | 4A6L9048A1 | 4PX*DD60BS3+P0V0D000M50SD+RP |  | 48000 | 43000 | 19 | 12 | 9 | 2.3 | 73 | 58 | 212628975
TRANE | 4TWL9048A1 | 4PX*DD60BS3+P0V0D000M50SD+RP |  | 48000 | 43000 | 19 | 12 | 9 | 2.3 | 73 | 58 | 212628974
AMERICAN STANDARD | 4A6L9048A1 | 4PX*CU60BS3 | L8V1C100U5VSB+RP | 49000 | 43500 | 19 | 12 | 9 | 2.3 | 73 | 58 | 212628973
TRANE | 4TWL9048A1 | 4PX*CU60BS3 | L8V1C100U5VSB+RP | 49000 | 43500 | 19 | 12 | 9 | 2.3 | 73 | 58 | 212628972
AMERICAN STANDARD | 4A6L9048A1 | 4PX*CU60BS3+P0V0C000M50SD+RP |  | 49000 | 43000 | 19 | 12 | 9 | 2.3 | 73 | 59 | 212628971
TRANE | 4TWL9048A1 | 4PX*CU60BS3+P0V0C000M50SD+RP |  | 49000 | 43000 | 19 | 12 | 9 | 2.3 | 73 | 59 | 212628970
AMERICAN STANDARD | 4A6L9048A1 | 4PX*CU48BS3 | L8V1C100U5VSB+RP | 47500 | 44000 | 19 | 11.7 | 9 | 2.2 | 73 | 59 | 212628969
TRANE | 4TWL9048A1 | 4PX*CU48BS3 | L8V1C100U5VSB+RP | 47500 | 44000 | 19 | 11.7 | 9 | 2.2 | 73 | 59 | 212628968
AMERICAN STANDARD | 4A6L9048A1 | 4PX*CU48BS3+P0V0C000M50SD+RP |  | 48000 | 44000 | 19 | 11.7 | 9 | 2.3 | 73 | 58 | 212628967
TRANE | 4TWL9048A1 | 4PX*CU48BS3+P0V0C000M50SD+RP |  | 48000 | 44000 | 19 | 11.7 | 9 | 2.3 | 73 | 58 | 212628966
AMERICAN STANDARD | 4A6L9048A1 | 4PX*CU42BS3+P0V0C000M50SD+RP |  | 48000 | 44500 | 19 | 11.7 | 9 | 2.2 | 73 | 58 | 212628965
TRANE | 4TWL9048A1 | 4PX*CU42BS3+P0V0C000M50SD+RP |  | 48000 | 44500 | 19 | 11.7 | 9 | 2.2 | 73 | 58 | 212628964
AMERICAN STANDARD | 4A6L9048A1 | 4PX*CU42BS3 | L8V1C100U5VSB+RP | 48000 | 44500 | 19 | 11.7 | 8.7 | 2.2 | 73 | 58 | 212628963
TRANE | 4TWL9048A1 | 4PX*CU42BS3 | L8V1C100U5VSB+RP | 48000 | 44500 | 19 | 11.7 | 8.7 | 2.2 | 73 | 58 | 212628962
AMERICAN STANDARD | 4A6L9048A1 | 4PX*CD60BS3+P0V0C000M50SD+RP |  | 49000 | 43500 | 19 | 12 | 8.7 | 2.2 | 73 | 58 | 212628961
TRANE | 4TWL9048A1 | 4PX*CD60BS3+P0V0C000M50SD+RP |  | 49000 | 43500 | 19 | 12 | 8.7 | 2.2 | 73 | 58 | 212628960
AMERICAN STANDARD | 4A6L9048A1 | 4PX*BU48BS3+P0V0B000M40SD+RP |  | 45500 | 43500 | 17.5 | 12 | 8.7 | 2.2 | 72 | 57 | 212628957
TRANE | 4TWL9048A1 | 4PX*BU48BS3+P0V0B000M40SD+RP |  | 45500 | 43500 | 17.5 | 12 | 8.7 | 2.2 | 72 | 57 | 212628956
AMERICAN STANDARD | 4A6L9036A1 | 4TXCC009DS3 | L8V1C100U5VSB+RP | 37800 | 33200 | 18 | 12 | 8.7 | 2.3 | 70 | 55 | 212628955
TRANE | 4TWL9036A1 | 4TXCC009DS3 | L8V1C100U5VSB+RP | 37800 | 33200 | 18 | 12 | 8.7 | 2.3 | 70 | 55 | 212628954
AMERICAN STANDARD | 4A6L9036A1 | 4TXCC007DS3 | L8V1C100U5VSB+RP | 37200 | 33600 | 17.5 | 11.7 | 8.7 | 2.3 | 69 | 54 | 212628953
TRANE | 4TWL9036A1 | 4TXCC007DS3 | L8V1C100U5VSB+RP | 37200 | 33600 | 17.5 | 11.7 | 8.7 | 2.3 | 69 | 54 | 212628952
AMERICAN STANDARD | 4A6L9036A1 | 4TXCB006DS3+P0V0B000M40SD+RP |  | 34800 | 32600 | 16.5 | 12 | 8.5 | 2.3 | 69 | 55 | 212628947
TRANE | 4TWL9036A1 | 4TXCB006DS3+P0V0B000M40SD+RP |  | 34800 | 32600 | 16.5 | 12 | 8.5 | 2.3 | 69 | 55 | 212628946
AMERICAN STANDARD | 4A6L9036A1 | 4TXCB006DS3+P0V0A000M30SD+RP |  | 33600 | 31800 | 16.5 | 11.7 | 8.2 | 2.2 | 69 | 55 | 212628945
TRANE | 4TWL9036A1 | 4TXCB006DS3+P0V0A000M30SD+RP |  | 33600 | 31800 | 16.5 | 11.7 | 8.2 | 2.2 | 69 | 55 | 212628944
AMERICAN STANDARD | 4A6L9036A1 | 4TXCB004DS3+P0V0B000M40SD+RP |  | 33800 | 33200 | 16 | 11.7 | 8.5 | 2.2 | 69 | 54 | 212628931
TRANE | 4TWL9036A1 | 4TXCB004DS3+P0V0B000M40SD+RP |  | 33800 | 33200 | 16 | 11.7 | 8.5 | 2.2 | 69 | 54 | 212628930
AMERICAN STANDARD | 4A6L9036A1 | 4PX*CU60BS3 | L8V1C100U5VSB+RP | 37800 | 33200 | 18 | 12 | 8.7 | 2.3 | 70 | 55 | 212628929
TRANE | 4TWL9036A1 | 4PX*CU60BS3 | L8V1C100U5VSB+RP | 37800 | 33200 | 18 | 12 | 8.7 | 2.3 | 70 | 55 | 212628928
AMERICAN STANDARD | 4A6L9036A1 | 4PX*CU48BS3 | L8V1C100U5VSB+RP | 37200 | 33600 | 17.5 | 11.7 | 8.7 | 2.3 | 70 | 55 | 212628927
TRANE | 4TWL9036A1 | 4PX*CU48BS3 | L8V1C100U5VSB+RP | 37200 | 33600 | 17.5 | 11.7 | 8.7 | 2.3 | 70 | 55 | 212628926
AMERICAN STANDARD | 4A6L9036A1 | 4PX*CU42BS3 | L8V1C100U5VSB+RP | 37200 | 34000 | 17 | 11.7 | 8.7 | 2.3 | 69 | 54 | 212628925
TRANE | 4TWL9036A1 | 4PX*CU42BS3 | L8V1C100U5VSB+RP | 37200 | 34000 | 17 | 11.7 | 8.7 | 2.3 | 69 | 54 | 212628924
AMERICAN STANDARD | 4A6L9036A1 | 4PX*BU48BS3+P0V0B000M40SD+RP |  | 34800 | 32600 | 16.5 | 12 | 8.7 | 2.3 | 69 | 55 | 212628921
TRANE | 4TWL9036A1 | 4PX*BU48BS3+P0V0B000M40SD+RP |  | 34800 | 32600 | 16.5 | 12 | 8.7 | 2.3 | 69 | 55 | 212628920
AMERICAN STANDARD | 4A6L9036A1 | 4PX*BU48BS3+P0V0A000M30SD+RP |  | 33600 | 31800 | 16.5 | 11.7 | 8.2 | 2.2 | 69 | 55 | 212628915
TRANE | 4TWL9036A1 | 4PX*BU48BS3+P0V0A000M30SD+RP |  | 33600 | 31800 | 16.5 | 11.7 | 8.2 | 2.2 | 69 | 55 | 212628914
AMERICAN STANDARD | 4A6L9036A1 | 4PX*BU42BS3+P0V0A000M30SD+RP |  | 33600 | 32600 | 16 | 11.7 | 8.2 | 2.2 | 68 | 54 | 212628911
TRANE | 4TWL9036A1 | 4PX*BU42BS3+P0V0A000M30SD+RP |  | 33600 | 32600 | 16 | 11.7 | 8.2 | 2.2 | 68 | 54 | 212628910
AMERICAN STANDARD | 4A6L9036A1 | 4PX*BU42BS3+P0V0B000M40SD+RP |  | 34800 | 33400 | 16 | 12 | 8.7 | 2.3 | 69 | 54 | 212628907
TRANE | 4TWL6036A1 | 4PX*DU48BS3 | S8V2D120M5PCA | 37600 | 33800 | 15.2 | 12 | 8.1 | 2.1 | 66 | 51 | 211089370
TRANE | 4TWL6036A1 | 4PX*DU48BS3 | S8V2D120M5PDA | 37600 | 33800 | 15.2 | 12 | 8.1 | 2.1 | 66 | 51 | 211089369
TRANE | 4TWL6036A1 | 4PX*DD60BS3 | S8V2D120M5PDA | 36400 | 32800 | 15.2 | 12 | 8.1 | 2.1 | 65 | 50 | 211089368
TRANE | 4TWL6036A1 | 4PX*DD60BS3 | S8V2D120M5PCA | 36400 | 32800 | 15.2 | 12 | 8.1 | 2.1 | 65 | 50 | 211089367
TRANE | 4TWL6036A1 | 4PX*CU48BS3 | S8V2C080M5PDA | 36800 | 33400 | 15.2 | 12 | 8.1 | 2.1 | 65 | 50 | 211089366
TRANE | 4TWL6036A1 | 4PX*CU48BS3 | S8V2C080M5PCA | 36800 | 33400 | 15.2 | 12 | 8.1 | 2.1 | 65 | 50 | 211089365
TRANE | 4TWL6036A1 | 4PX*CU48BS3 | S8V2C100M5PDA | 36400 | 33200 | 15.2 | 12 | 8.1 | 2.1 | 65 | 50 | 211089364
TRANE | 4TWL6036A1 | 4PX*CU48BS3 | S8V2C100M5PCA | 36400 | 33200 | 15.2 | 12 | 8.1 | 2.1 | 65 | 50 | 211089363
TRANE | 4TWL6036A1 | 4PX*CU42BS3 | S8V2C080M5PCA | 36600 | 34000 | 15.2 | 12 | 8.1 | 2.1 | 65 | 50 | 211089362
TRANE | 4TWL6036A1 | 4PX*CU42BS3 | S8V2C100M5PCA | 36400 | 34000 | 15.2 | 12 | 8.1 | 2.1 | 65 | 49 | 211089361
TRANE | 4TWL6036A1 | 4PX*CU42BS3 | S8V2C080M5PDA | 36600 | 34000 | 15.2 | 12 | 8.1 | 2.1 | 65 | 50 | 211089360
TRANE | 4TWL6036A1 | 4PX*CU42BS3 | S8V2C100M5PDA | 36400 | 34000 | 15.2 | 12 | 8.1 | 2.1 | 65 | 49 | 211089359
TRANE | 4TWL6036A1 | 4PX*BU48BS3 | S8V2A040M3PDA | 34800 | 32600 | 15.2 | 12 | 8.1 | 2 | 65 | 50 | 211089346
TRANE | 4TWL6036A1 | 4PX*BU48BS3 | S8V2B080M4PDA | 36400 | 33200 | 15.2 | 12 | 8.1 | 2.1 | 65 | 50 | 211089345
TRANE | 4TWL6036A1 | 4PX*BU48BS3 | S8V2B080M4PCA | 36400 | 33200 | 15.2 | 12 | 8.1 | 2.1 | 65 | 50 | 211089344
TRANE | 4TWL6036A1 | 4PX*BU48BS3 | S8V2B060M4PDA | 36400 | 33400 | 15.2 | 12 | 8.1 | 2.1 | 65 | 50 | 211089343
TRANE | 4TWL6036A1 | 4PX*BU48BS3 | S8V2B060M4PCA | 36400 | 33400 | 15.2 | 12 | 8.1 | 2.1 | 65 | 50 | 211089342
TRANE | 4TWL6036A1 | 4PX*BU48BS3 | S8V2A040M3PCA | 34800 | 32600 | 15.2 | 12 | 8.1 | 2 | 65 | 50 | 211089341
TRANE | 4TWL6036A1 | 4PX*BU42BS3 | S8V2B060M4PDA | 36400 | 34000 | 15.2 | 12 | 8.1 | 2.1 | 65 | 50 | 211089340
TRANE | 4TWL6036A1 | 4PX*BU42BS3 | S8V2B060M4PCA | 36400 | 34000 | 15.2 | 12 | 8.1 | 2.1 | 65 | 50 | 211089339
TRANE | 4TWL6036A1 | 4PX*BU42BS3 | S8V2B080M4PCA | 36000 | 33800 | 15.2 | 12 | 8.1 | 2.1 | 65 | 50 | 211089338
TRANE | 4TWL6036A1 | 4PX*BU42BS3 | S8V2A040M3PCA | 34600 | 33200 | 15.2 | 12 | 8.1 | 2.1 | 65 | 50 | 211089337
TRANE | 4TWL6036A1 | 4PX*BU42BS3 | S8V2A040M3PDA | 34600 | 33200 | 15.2 | 12 | 8.1 | 2.1 | 65 | 50 | 211089336
TRANE | 4TWL6036A1 | 4PX*BU42BS3 | S8V2B080M4PDA | 36000 | 33800 | 15.2 | 12 | 8.1 | 2.1 | 65 | 50 | 211089335
TRANE | 4TWL5030N1 | 4PX*BD36BS3 | S8V2A040M3PDA | 28200 | 28000 | 15.2 | 12 | 8.1 | 2.1 | 66 | 51 | 211049703
TRANE | 4TWL5030N1 | 4PX*BD36BS3 | S8V2B060M4PDA | 29800 | 28600 | 15.2 | 12 | 8.1 | 2.13 | 66 | 51 | 211049701
TRANE | 4TWL5030N1 | 4PX*BD36BS3 | S8V2B080M4PDA | 29600 | 28600 | 15.2 | 12 | 8.1 | 2.12 | 66 | 51 | 211049700
TRANE | 4TWX6048H1 | TEM6B0C60H51+TDR |  | 47000 | 44500 | 15.2 | 12 | 8.1 | 2.2 | 65 | 50 | 208651538
TRANE | 4TWR6048H1 | TEM6B0C60H51+TDR |  | 47000 | 44500 | 15.2 | 12 | 8.1 | 2.2 | 65 | 50 | 208651537
AMERICAN STANDARD | 4A6H6048H1 | TEM6B0C60H51+TDR |  | 47000 | 44500 | 15.2 | 12 | 8.1 | 2.2 | 65 | 50 | 208651536
AMERISTAR | A4HP6048A1 | A4AH6V48A1C3 |  | 47000 | 44500 | 15.2 | 12 | 8.1 | 2.25 | 65 | 50 | 206423503
AMERISTAR | A4HP6048A1 | A4AH6E61A1C3 |  | 46500 | 44000 | 15.2 | 12 | 8.1 | 2.24 | 65 | 50 | 206423501
AMERISTAR | A4HP6048A1 | A4AH6E49A1C3 |  | 46500 | 44000 | 15.2 | 12 | 8.1 | 2.24 | 65 | 50 | 206423500
AMERISTAR | A4HP6030A1 | A4AH6V36A1C3 |  | 29400 | 27400 | 15.2 | 12 | 8.1 | 2.21 | 65 | 49 | 206423483
TRANE | 4TWV0X24A1 | 4TXCB004DS3 | L8V1A040U3VSB+RP | 23000 | 19800 | 17.5 | 12 | 8.2 | 1.8 | 84 | 64 | 212629783
AMERICAN STANDARD | 4A6V0X24A1 | 4PX*BU36BS3 | L8V1A060U3VSB+RP | 23000 | 19800 | 18 | 12 | 8.2 | 1.8 | 83 | 63 | 212629774
TRANE | 4TWV0X24A1 | 4PX*BU36BS3 | L8V1A060U3VSB+RP | 23000 | 19800 | 18 | 12 | 8.2 | 1.8 | 83 | 63 | 212629773
AMERICAN STANDARD | 4A6V0X24A1 | 4PX*BU36BS3 | L8V1A040U3VSB+RP | 23000 | 19800 | 17.5 | 12 | 8.1 | 1.8 | 83 | 63 | 212629772
TRANE | 4TWV0X24A1 | 4PX*BU36BS3 | L8V1A040U3VSB+RP | 23000 | 19800 | 17.5 | 12 | 8.1 | 1.8 | 83 | 63 | 212629771
TRANE | 4TWL9036A1 | 4PX*BU42BS3+P0V0B000M40SD+RP |  | 34800 | 33400 | 16 | 12 | 8.7 | 2.3 | 69 | 54 | 212628906
AMERICAN STANDARD | 4A6L9036A1 | 4PX*BU36BS3+P0V0B000M40SD+RP |  | 33800 | 33200 | 16 | 11.7 | 8.5 | 2.2 | 69 | 54 | 212628897
TRANE | 4TWL9036A1 | 4PX*BU36BS3+P0V0B000M40SD+RP |  | 33800 | 33200 | 16 | 11.7 | 8.5 | 2.2 | 69 | 54 | 212628896
AMERICAN STANDARD | 4A6L9036A1 | 4PX*BD42BS3+P0V0B000M40SD+RP |  | 35200 | 33200 | 16.5 | 12 | 8.1 | 2.1 | 69 | 54 | 212628889
TRANE | 4TWL9036A1 | 4PX*BD42BS3+P0V0B000M40SD+RP |  | 35200 | 33200 | 16.5 | 12 | 8.1 | 2.1 | 69 | 54 | 212628888
AMERICAN STANDARD | 4A6L9036A1 | 4PX*BD36BS3+P0V0B000M40SD+RP |  | 33800 | 33800 | 16.5 | 11.7 | 8.1 | 2.1 | 68 | 54 | 212628885
TRANE | 4TWL9036A1 | 4PX*BD36BS3+P0V0B000M40SD+RP |  | 33800 | 33800 | 16.5 | 11.7 | 8.1 | 2.1 | 68 | 54 | 212628884
AMERICAN STANDARD | 4A6L9024A1 | 4TXCB003DS3+P0V0A000M30SD+RP |  | 21800 | 19800 | 15.2 | 12 | 8.2 | 2.2 | 68 | 53 | 212628883
TRANE | 4TWL9024A1 | 4TXCB003DS3+P0V0A000M30SD+RP |  | 21800 | 19800 | 15.2 | 12 | 8.2 | 2.2 | 68 | 53 | 212628882
AMERICAN STANDARD | 4A6L9024A1 | 4TXCB003DS3 | L8V1A040U3VSB+RP | 22800 | 20800 | 16.5 | 11.7 | 8.5 | 2.2 | 67 | 52 | 212628881
TRANE | 4TWL9024A1 | 4TXCB003DS3 | L8V1A040U3VSB+RP | 22800 | 20800 | 16.5 | 11.7 | 8.5 | 2.2 | 67 | 52 | 212628880
AMERICAN STANDARD | 4A6L9024A1 | 4TXCB003DS3 | L8V1A060U3VSB+RP | 22800 | 20400 | 17 | 11.7 | 8.5 | 2.2 | 68 | 53 | 212628879
TRANE | 4TWL9024A1 | 4TXCB003DS3 | L8V1A060U3VSB+RP | 22800 | 20400 | 17 | 11.7 | 8.5 | 2.2 | 68 | 53 | 212628878
AMERICAN STANDARD | 4A6L9024A1 | 4PX*BU30BS3+P0V0A000M30SD+RP |  | 21800 | 19800 | 15.2 | 12 | 8.2 | 2.2 | 68 | 53 | 212628873
TRANE | 4TWL9024A1 | 4PX*BU30BS3+P0V0A000M30SD+RP |  | 21800 | 19800 | 15.2 | 12 | 8.2 | 2.2 | 68 | 53 | 212628872
AMERICAN STANDARD | 4A6L9024A1 | 4PX*BU30BS3 | L8V1A060U3VSB+RP | 22800 | 20800 | 17 | 11.7 | 8.7 | 2.2 | 67 | 52 | 212628871
TRANE | 4TWL9024A1 | 4PX*BU30BS3 | L8V1A060U3VSB+RP | 22800 | 20800 | 17 | 11.7 | 8.7 | 2.2 | 67 | 52 | 212628870
AMERICAN STANDARD | 4A6L9024A1 | 4PX*BU30BS3 | L8V1A040U3VSB+RP | 22800 | 20800 | 16.5 | 11.7 | 8.7 | 2.2 | 67 | 52 | 212628867
TRANE | 4TWL9024A1 | 4PX*BU30BS3 | L8V1A040U3VSB+RP | 22800 | 20800 | 16.5 | 11.7 | 8.7 | 2.2 | 67 | 52 | 212628866
AMERICAN STANDARD | 4A6L9024A1 | 4PX*BD30BS3+P0V0A000M30SD+RP |  | 21600 | 20000 | 15.2 | 12 | 8.2 | 2.1 | 67 | 53 | 212628859
TRANE | 4TWL9024A1 | 4PX*BD30BS3+P0V0A000M30SD+RP |  | 21600 | 20000 | 15.2 | 12 | 8.2 | 2.1 | 67 | 53 | 212628858
AMERICAN STANDARD | 4A6L9048A1 | 4TXCD010DS3+P0V0C000M50SD+RP |  | 47500 | 42000 | 19 | 12 | 8.7 | 2.2 | 73 | 58 | 212629013
TRANE | 4TWL9048A1 | 4TXCD010DS3+P0V0C000M50SD+RP |  | 47500 | 42000 | 19 | 12 | 8.7 | 2.2 | 73 | 58 | 212629012
AMERICAN STANDARD | 4A6L9048A1 | 4TXCD010DS3 | L8V1C100U5VSB+RP | 47500 | 42000 | 19 | 12 | 8.7 | 2.2 | 73 | 59 | 212629011
TRANE | 4TWL9048A1 | 4TXCD010DS3 | L8V1C100U5VSB+RP | 47500 | 42000 | 19 | 12 | 8.7 | 2.2 | 73 | 59 | 212629010
AMERICAN STANDARD | 4A6L9048A1 | 4TXCD010DS3+P0V0D000M50SD+RP |  | 49000 | 43000 | 19 | 12 | 9 | 2.3 | 73 | 58 | 212629009
TRANE | 4TWL9048A1 | 4TXCD010DS3+P0V0D000M50SD+RP |  | 49000 | 43000 | 19 | 12 | 9 | 2.3 | 73 | 58 | 212629008
AMERICAN STANDARD | 4A6L9048A1 | 4TXCD008DS3 | L8V1C100U5VSB+RP | 46500 | 42500 | 19 | 11.7 | 8.7 | 2.2 | 73 | 59 | 212629007
TRANE | 4TWL9048A1 | 4TXCD008DS3 | L8V1C100U5VSB+RP | 46500 | 42500 | 19 | 11.7 | 8.7 | 2.2 | 73 | 59 | 212629006
AMERICAN STANDARD | 4A6L9048A1 | 4TXCD008DS3+P0V0D000M50SD+RP |  | 48000 | 43500 | 19 | 12 | 9 | 2.3 | 74 | 58 | 212629005
TRANE | 4TWL9048A1 | 4TXCD008DS3+P0V0D000M50SD+RP |  | 48000 | 43500 | 19 | 12 | 9 | 2.3 | 74 | 58 | 212629004
AMERICAN STANDARD | 4A6L9048A1 | 4TXCD008DS3+P0V0C000M50SD+RP |  | 46500 | 42500 | 19 | 12 | 8.7 | 2.2 | 73 | 58 | 212629003
TRANE | 4TWL9048A1 | 4TXCD008DS3+P0V0C000M50SD+RP |  | 46500 | 42500 | 19 | 12 | 8.7 | 2.2 | 73 | 58 | 212629002
AMERICAN STANDARD | 4A6L9048A1 | 4TXCC009DS3+P0V0C000M50SD+RP |  | 49000 | 43000 | 19 | 12 | 9 | 2.3 | 73 | 59 | 212629001
TRANE | 4TWL9048A1 | 4TXCC009DS3+P0V0C000M50SD+RP |  | 49000 | 43000 | 19 | 12 | 9 | 2.3 | 73 | 59 | 212629000
AMERICAN STANDARD | 4A6L9048A1 | 4TXCC009DS3 | L8V1C100U5VSB+RP | 49000 | 43500 | 19 | 12 | 9 | 2.3 | 73 | 58 | 212628999
TRANE | 4TWL9048A1 | 4TXCC009DS3 | L8V1C100U5VSB+RP | 49000 | 43500 | 19 | 12 | 9 | 2.3 | 73 | 58 | 212628998
AMERICAN STANDARD | 4A6L9048A1 | 4TXCC007DS3 | L8V1C100U5VSB+RP | 47500 | 44000 | 19 | 11.7 | 9 | 2.2 | 73 | 59 | 212628997
TRANE | 4TWL9048A1 | 4TXCC007DS3 | L8V1C100U5VSB+RP | 47500 | 44000 | 19 | 11.7 | 9 | 2.2 | 73 | 59 | 212628996
AMERICAN STANDARD | 4A6L9048A1 | 4TXCC007DS3+P0V0C000M50SD+RP |  | 48000 | 44000 | 19 | 11.7 | 9 | 2.2 | 73 | 58 | 212628995
TRANE | 4TWL9048A1 | 4TXCC007DS3+P0V0C000M50SD+RP |  | 48000 | 44000 | 19 | 11.7 | 9 | 2.2 | 73 | 58 | 212628994
AMERICAN STANDARD | 4A6L9048A1 | 4TXCB006DS3+P0V0B000M40SD+RP |  | 45500 | 43500 | 17.5 | 12 | 8.7 | 2.2 | 73 | 58 | 212628991
TRANE | 4TWL9048A1 | 4TXCB006DS3+P0V0B000M40SD+RP |  | 45500 | 43500 | 17.5 | 12 | 8.7 | 2.2 | 73 | 58 | 212628990
AMERICAN STANDARD | 4A6L9048A1 | 4PX*DU60BS3 | L8V1C100U5VSB+RP | 47500 | 42000 | 19 | 12 | 8.7 | 2.2 | 73 | 59 | 212628989
TRANE | 4TWL9048A1 | 4PX*DU60BS3 | L8V1C100U5VSB+RP | 47500 | 42000 | 19 | 12 | 8.7 | 2.2 | 73 | 59 | 212628988
AMERICAN STANDARD | 4A6L9048A1 | 4PX*DU60BS3+P0V0D000M50SD+RP |  | 49000 | 43000 | 19 | 12 | 9 | 2.3 | 73 | 58 | 212628987
TRANE | 4TWL9048A1 | 4PX*DU60BS3+P0V0D000M50SD+RP |  | 49000 | 43000 | 19 | 12 | 9 | 2.3 | 73 | 58 | 212628986
AMERICAN STANDARD | 4A6L9048A1 | 4PX*DU60BS3+P0V0C000M50SD+RP |  | 47500 | 42000 | 19 | 12 | 8.7 | 2.2 | 73 | 58 | 212628985
AMERISTAR | A4HP6030A1 | A4AH5V60A1C3 |  | 29800 | 27000 | 15.2 | 12 | 8.1 | 2.24 | 65 | 50 | 211288451
AMERISTAR | A4HP6030A1 | A4AH5V36A1C3 |  | 29400 | 27400 | 15.2 | 12 | 8.1 | 2.21 | 65 | 49 | 211288450
AMERISTAR | A4HP6030A1 | A4AH4E36A1C3 |  | 29600 | 27400 | 15.2 | 12 | 8.1 | 2.18 | 65 | 49 | 211288446
TRANE | 4TWL6036A1 | 4TXCB006DS3 | L8V1B080U4VSA | 36000 | 33000 | 15.2 | 12 | 8.1 | 2.1 | 65 | 50 | 211076391
AMERICAN STANDARD | 4A6V0X24A1 | 4PX*BU36BS3 | L8V1A040U3VSA+RP | 23000 | 19800 | 17.5 | 12 | 8.1 | 1.8 | 83 | 63 | 211076382
TRANE | 4TWL6036A1 | 4PX*BU48BS3 | L8V1B080U4VSA | 36000 | 33000 | 15.2 | 12 | 8.1 | 2.1 | 65 | 50 | 211076368
TRANE | 4TWL6036A1 | 4PX*BU42BS3 | L8V1B080U4VSA | 36000 | 33800 | 15.2 | 12 | 8.1 | 2.1 | 65 | 50 | 211076364
TRANE | 4TWV8X24A1 | 4TXCB004DS3 | L8V1A060U3VSA+RP | 23200 | 19800 | 18 | 12 | 8.2 | 1.8 | 83 | 63 | 211076321
TRANE | 4TWV8X24A1 | 4PX*BU36BS3 | L8V1A040U3VSA+RP | 23000 | 19800 | 17.5 | 12 | 8.1 | 1.8 | 83 | 63 | 211076319
TRANE | 4TWV0X24A1 | 4PX*BU36BS3 | L8V1A040U3VSA+RP | 23000 | 19800 | 17.5 | 12 | 8.1 | 1.8 | 83 | 63 | 211076298
AMERICAN STANDARD | 4A6L5036N1 | 4TXCD008DS3 | S8V2D120M5PDA | 35200 | 32400 | 15.2 | 12 | 8.1 | 2.04 | 62 | 46 | 211050004
AMERICAN STANDARD | 4A6L5036N1 | 4TXCC009DS3 | S8V2C100M5PDA | 35600 | 31800 | 15.2 | 12 | 8.1 | 2.02 | 63 | 47 | 211050002
AMERICAN STANDARD | 4A6L5036N1 | 4TXCC009DS3 | S8V2C080M5PDA | 35800 | 31800 | 15.2 | 12 | 8.1 | 2.02 | 63 | 47 | 211050001
AMERICAN STANDARD | 4A6L5036N1 | 4TXCC007DS3 | S8V2C100M5PDA | 35000 | 32400 | 15.2 | 12 | 8.1 | 2.02 | 62 | 46 | 211049999
AMERICAN STANDARD | 4A6L5036N1 | 4TXCC007DS3 | S8V2C080M5PDA | 35200 | 32600 | 15.2 | 12 | 8.1 | 2.02 | 62 | 46 | 211049997
AMERICAN STANDARD | 4A6L5036N1 | 4PX*DU48BS3 | S8V2D120M5PDA | 35200 | 32400 | 15.2 | 12 | 8.1 | 2.04 | 62 | 46 | 211049996
AMERICAN STANDARD | 4A6L5036N1 | 4PX*DD60BS3 | S8V2D120M5PDA | 35200 | 31800 | 15.2 | 12 | 8.1 | 1.99 | 63 | 47 | 211049994
AMERICAN STANDARD | 4A6L5036N1 | 4PX*CU48BS3 | S8V2C100M5PDA | 35000 | 32400 | 15.2 | 12 | 8.1 | 2.02 | 62 | 46 | 211049993
AMERICAN STANDARD | 4A6L5036N1 | 4PX*CU48BS3 | S8V2C080M5PDA | 35200 | 32600 | 15.2 | 12 | 8.1 | 2.02 | 62 | 46 | 211049991
AMERICAN STANDARD | 4A6L5036N1 | 4PX*CU42BS3 | S8V2C080M5PDA | 35200 | 33000 | 15.2 | 12 | 8.1 | 2 | 62 | 45 | 211049989
AMERICAN STANDARD | 4A6L5036N1 | 4PX*CU42BS3 | S8V2C100M5PDA | 35000 | 32800 | 15.2 | 12 | 8.1 | 2 | 62 | 46 | 211049987
AMERICAN STANDARD | 4A6L5030N1 | 4TXCC005DS3 | S8V2C080M5PDA | 29800 | 27200 | 15.2 | 12 | 8.1 | 2.18 | 67 | 52 | 211049981
AMERICAN STANDARD | 4A6L5030N1 | 4TXCC005DS3 | S8V2C100M5PDA | 29800 | 27200 | 15.2 | 12 | 8.1 | 2.17 | 67 | 53 | 211049980
AMERICAN STANDARD | 4A6L5030N1 | 4TXCB006DS3 | S8V2B060M4PDA | 30400 | 27800 | 16 | 12 | 8.1 | 2.23 | 66 | 51 | 211049978
AMERICAN STANDARD | 4A6L5030N1 | 4TXCB006DS3 | S8V2A040M3PDA | 29400 | 27400 | 16 | 12 | 8.1 | 2.18 | 66 | 51 | 211049976
AMERICAN STANDARD | 4A6L5030N1 | 4TXCB006DS3 | S8V2B080M4PDA | 30400 | 27800 | 16 | 12 | 8.1 | 2.22 | 66 | 51 | 211049974
AMERICAN STANDARD | 4A6L5030N1 | 4TXCB004DS3 | S8V2B080M4PDA | 30000 | 27400 | 15.2 | 12 | 8.1 | 2.16 | 67 | 53 | 211049972
AMERICAN STANDARD | 4A6V8X24A1 | 4TXCB004DS3 | L8V1A060U3VSB+RP | 23200 | 19800 | 18 | 12 | 8.2 | 1.8 | 83 | 63 | 212629932
TRANE | 4TWV8X24A1 | 4TXCB004DS3 | L8V1A060U3VSB+RP | 23200 | 19800 | 18 | 12 | 8.2 | 1.8 | 83 | 63 | 212629931
AMERICAN STANDARD | 4A6V8X24A1 | 4TXCB004DS3 | L8V1A040U3VSB+RP | 23000 | 19800 | 17.5 | 12 | 8.2 | 1.8 | 84 | 64 | 212629930
TRANE | 4TWV8X24A1 | 4TXCB004DS3 | L8V1A040U3VSB+RP | 23000 | 19800 | 17.5 | 12 | 8.2 | 1.8 | 84 | 64 | 212629929
AMERICAN STANDARD | 4A6V8X24A1 | 4PX*BU36BS3 | L8V1A060U3VSB+RP | 23000 | 19800 | 18 | 12 | 8.2 | 1.8 | 83 | 63 | 212629918
TRANE | 4TWV8X24A1 | 4PX*BU36BS3 | L8V1A060U3VSB+RP | 23000 | 19800 | 18 | 12 | 8.2 | 1.8 | 83 | 63 | 212629917
AMERICAN STANDARD | 4A6V8X24A1 | 4PX*BU36BS3 | L8V1A040U3VSB+RP | 23000 | 19800 | 17.5 | 12 | 8.1 | 1.8 | 83 | 63 | 212629916
TRANE | 4TWV8X24A1 | 4PX*BU36BS3 | L8V1A040U3VSB+RP | 23000 | 19800 | 17.5 | 12 | 8.1 | 1.8 | 83 | 63 | 212629915
AMERICAN STANDARD | 4A6V0X48A1 | 4TXCD010DS3+P0V0D000M50SD+RP |  | 47000 | 42000 | 20 | 12 | 8.5 | 1.8 | 85 | 66 | 212629884
TRANE | 4TWV0X48A1 | 4TXCD010DS3+P0V0D000M50SD+RP |  | 47000 | 42000 | 20 | 12 | 8.5 | 1.8 | 85 | 66 | 212629883
AMERICAN STANDARD | 4A6V0X48A1 | 4TXCD008DS3+P0V0D000M50SD+RP |  | 46000 | 42500 | 19.5 | 12 | 8.5 | 1.8 | 85 | 66 | 212629878
TRANE | 4TWV0X48A1 | 4TXCD008DS3+P0V0D000M50SD+RP |  | 46000 | 42500 | 19.5 | 12 | 8.5 | 1.8 | 85 | 66 | 212629877
AMERICAN STANDARD | 4A6V0X48A1 | 4TXCC009DS3 | L8V1C100U5VSB+RP | 46500 | 42000 | 19.5 | 11.7 | 8.5 | 1.8 | 86 | 66 | 212629876
TRANE | 4TWV0X48A1 | 4TXCC009DS3 | L8V1C100U5VSB+RP | 46500 | 42000 | 19.5 | 11.7 | 8.5 | 1.8 | 86 | 66 | 212629875
AMERICAN STANDARD | 4A6V0X48A1 | 4TXCC009DS3+P0V0C000M50SD+RP |  | 47000 | 42000 | 20 | 12 | 8.5 | 1.8 | 86 | 67 | 212629874
TRANE | 4TWV0X48A1 | 4TXCC009DS3+P0V0C000M50SD+RP |  | 47000 | 42000 | 20 | 12 | 8.5 | 1.8 | 86 | 67 | 212629873
AMERICAN STANDARD | 4A6L5030N1 | 4TXCB006DS3+P0V0B000M40SC |  | 30800 | 27800 | 16 | 12 | 8.1 | 2.25 | 66 | 51 | 211309465
AMERICAN STANDARD | 4A6L5030N1 | 4TXCB006DS3+P0V0A000M30SC |  | 29400 | 27400 | 16 | 12 | 8.1 | 2.18 | 66 | 51 | 211309464
AMERICAN STANDARD | 4A6L5030N1 | 4TXCB004DS3+P0V0B000M40SC |  | 30000 | 27200 | 16 | 12 | 8.1 | 2.2 | 67 | 52 | 211309463
AMERICAN STANDARD | 4A6L5030N1 | 4PX*BU48BS3+P0V0B000M40SC |  | 30800 | 27800 | 16 | 12 | 8.1 | 2.25 | 66 | 51 | 211309462
AMERICAN STANDARD | 4A6L5030N1 | 4PX*BU48BS3+P0V0A000M30SC |  | 29400 | 27400 | 16 | 12 | 8.1 | 2.18 | 66 | 51 | 211309461
AMERICAN STANDARD | 4A6L5030N1 | 4PX*BU42BS3+P0V0B000M40SC |  | 30800 | 28000 | 16 | 12 | 8.1 | 2.25 | 66 | 51 | 211309460
AMERICAN STANDARD | 4A6L5030N1 | 4PX*BU42BS3+P0V0A000M30SC |  | 29200 | 27600 | 16 | 12 | 8.1 | 2.18 | 66 | 51 | 211309459
AMERICAN STANDARD | 4A6L5030N1 | 4PX*BU36BS3+P0V0B000M40SC |  | 30000 | 27200 | 16 | 12 | 8.1 | 2.2 | 67 | 52 | 211309458
AMERICAN STANDARD | 4A6L5030N1 | 4PX*BD36BS3+P0V0B000M40SC |  | 30000 | 28400 | 16 | 12 | 8.1 | 2.15 | 66 | 51 | 211309455
AMERICAN STANDARD | 4A6L5024N1 | 4TXCB006DS3+P0V0B000M40SC |  | 25600 | 25600 | 16 | 12 | 8.1 | 2.26 | 71 | 55 | 211309454
AMERICAN STANDARD | 4A6L5024N1 | 4TXCB006DS3+P0V0A000M30SC |  | 25600 | 25600 | 16 | 12 | 8.1 | 2.19 | 70 | 55 | 211309453
AMERICAN STANDARD | 4A6L5024N1 | 4PX*BU42BS3+P0V0A000M30SC |  | 25600 | 25600 | 16 | 12 | 8.1 | 2.18 | 71 | 55 | 211309451
AMERICAN STANDARD | 4A6L5024N1 | 4PX*BU42BS3+P0V0B000M40SC |  | 25600 | 25600 | 16 | 12 | 8.1 | 2.25 | 71 | 55 | 211309450
TRANE | 4TWL5030N1 | 4PX*BU30BS3 | S8V2B060M4PDA | 28800 | 29400 | 15.2 | 12 | 8.1 | 2.13 | 65 | 50 | 211049711
TRANE | 4TWL5030N1 | 4PX*BU30BS3 | S8V2B080M4PDA | 28800 | 29400 | 15.2 | 12 | 8.1 | 2.14 | 65 | 50 | 211049714
TRANE | 4TWL5030N1 | 4PX*BU30BS3 | S8V2A040M3PDA | 27800 | 29200 | 15.2 | 12 | 8.1 | 2.09 | 65 | 50 | 211049716
TRANE | 4TWL5030N1 | 4PX*BU36BS3 | S8V2B060M4PDA | 29600 | 27000 | 15.2 | 12 | 8.1 | 2.17 | 67 | 53 | 211049721
TRANE | 4TWL5030N1 | 4PX*BU36BS3 | S8V2B080M4PDA | 30000 | 27400 | 15.2 | 12 | 8.1 | 2.16 | 67 | 53 | 211049723
TRANE | 4TWL5030N1 | 4PX*BU42BS3 | S8V2A040M3PDA | 29600 | 27800 | 16 | 12 | 8.1 | 2.17 | 66 | 51 | 211049725
TRANE | 4TWL5030N1 | 4PX*BU42BS3 | S8V2B060M4PDA | 30400 | 28000 | 16 | 12 | 8.1 | 2.22 | 66 | 51 | 211049728
TRANE | 4TWL5030N1 | 4PX*BU42BS3 | S8V2B080M4PDA | 30400 | 28000 | 16 | 12 | 8.1 | 2.22 | 66 | 51 | 211049731
TRANE | 4TWL5030N1 | 4PX*BU48BS3 | S8V2B080M4PDA | 30400 | 27800 | 16 | 12 | 8.1 | 2.22 | 66 | 51 | 211049734
TRANE | 4TWL5030N1 | 4PX*BU48BS3 | S8V2A040M3PDA | 29400 | 27400 | 16 | 12 | 8.1 | 2.18 | 66 | 51 | 211049737
TRANE | 4TWL5030N1 | 4PX*BU48BS3 | S8V2B060M4PDA | 30400 | 27800 | 16 | 12 | 8.1 | 2.23 | 66 | 51 | 211049740
TRANE | 4TWL5030N1 | 4PX*CD36BS3 | S8V2C100M5PDA | 29800 | 28600 | 15.2 | 12 | 8.1 | 2.13 | 66 | 51 | 211049742
TRANE | 4TWL5030N1 | 4PX*CD36BS3 | S8V2C080M5PDA | 29800 | 28600 | 15.2 | 12 | 8.1 | 2.13 | 66 | 51 | 211049746
TRANE | 4TWL5030N1 | 4PX*CU30BS3 | S8V2C080M5PDA | 29200 | 29600 | 15.2 | 12 | 8.1 | 2.12 | 65 | 50 | 211049751
TRANE | 4TWL5030N1 | 4PX*CU30BS3 | S8V2C100M5PDA | 29000 | 29600 | 15.2 | 12 | 8.1 | 2.12 | 65 | 50 | 211049753
TRANE | 4TWL5030N1 | 4PX*CU36BS3 | S8V2C100M5PDA | 29800 | 27200 | 15.2 | 12 | 8.1 | 2.17 | 67 | 53 | 211049755
TRANE | 4TWL5030N1 | 4PX*CU36BS3 | S8V2C080M5PDA | 29800 | 27200 | 15.2 | 12 | 8.1 | 2.18 | 67 | 52 | 211049758
TRANE | 4TWL5030N1 | 4PX*CU42BS3 | S8V2C100M5PDA | 30600 | 28200 | 16 | 12 | 8.1 | 2.21 | 66 | 51 | 211049760
TRANE | 4TWL5030N1 | 4PX*CU42BS3 | S8V2C080M5PDA | 30400 | 28000 | 16 | 12 | 8.1 | 2.23 | 66 | 51 | 211049762
TRANE | 4TWL5030N1 | 4TXCB003DS3 | S8V2A040M3PDA | 27800 | 29200 | 15.2 | 12 | 8.1 | 2.09 | 65 | 50 | 211049764
TRANE | 4TWL5030N1 | 4TXCB003DS3 | S8V2B060M4PDA | 28800 | 29400 | 15.2 | 12 | 8.1 | 2.13 | 65 | 50 | 211049766
TRANE | 4TWL5030N1 | 4TXCB003DS3 | S8V2B080M4PDA | 28800 | 29400 | 15.2 | 12 | 8.1 | 2.14 | 65 | 50 | 211049767
TRANE | 4TWL5030N1 | 4TXCB004DS3 | S8V2B060M4PDA | 29600 | 27000 | 15.2 | 12 | 8.1 | 2.17 | 67 | 53 | 211049771
TRANE | 4TWL5030N1 | 4TXCB004DS3 | S8V2B080M4PDA | 30000 | 27400 | 15.2 | 12 | 8.1 | 2.16 | 67 | 53 | 211049774
TRANE | 4TWL5030N1 | 4TXCB006DS3 | S8V2B080M4PDA | 30400 | 27800 | 16 | 12 | 8.1 | 2.22 | 66 | 51 | 211049776
TRANE | 4TWL5030N1 | 4TXCB006DS3 | S8V2A040M3PDA | 29400 | 27400 | 16 | 12 | 8.1 | 2.18 | 66 | 51 | 211049777
TRANE | 4TWL5030N1 | 4TXCB006DS3 | S8V2B060M4PDA | 30400 | 27800 | 16 | 12 | 8.1 | 2.23 | 66 | 51 | 211049780
TRANE | 4TWL5030N1 | 4TXCC005DS3 | S8V2C100M5PDA | 29800 | 27200 | 15.2 | 12 | 8.1 | 2.17 | 67 | 53 | 211049781
TRANE | 4TWL5030N1 | 4TXCC005DS3 | S8V2C080M5PDA | 29800 | 27200 | 15.2 | 12 | 8.1 | 2.18 | 67 | 52 | 211049785
TRANE | 4TWL5036N1 | 4PX*CU42BS3 | S8V2C100M5PDA | 35000 | 32800 | 15.2 | 12 | 8.1 | 2 | 62 | 46 | 211049791
TRANE | 4TWL5036N1 | 4PX*CU42BS3 | S8V2C080M5PDA | 35200 | 33000 | 15.2 | 12 | 8.1 | 2 | 62 | 45 | 211049794
TRANE | 4TWL5036N1 | 4PX*CU48BS3 | S8V2C080M5PDA | 35200 | 32600 | 15.2 | 12 | 8.1 | 2.02 | 62 | 46 | 211049796
TRANE | 4TWL5036N1 | 4PX*CU48BS3 | S8V2C100M5PDA | 35000 | 32400 | 15.2 | 12 | 8.1 | 2.02 | 62 | 46 | 211049798
TRANE | 4TWL5036N1 | 4PX*DD60BS3 | S8V2D120M5PDA | 35200 | 31800 | 15.2 | 12 | 8.1 | 1.99 | 63 | 47 | 211049801
TRANE | 4TWL5036N1 | 4PX*DU48BS3 | S8V2D120M5PDA | 35200 | 32400 | 15.2 | 12 | 8.1 | 2.04 | 62 | 46 | 211049804
TRANE | 4TWL5036N1 | 4TXCC007DS3 | S8V2C080M5PDA | 35200 | 32600 | 15.2 | 12 | 8.1 | 2.02 | 62 | 46 | 211049806
TRANE | 4TWL5036N1 | 4TXCC007DS3 | S8V2C100M5PDA | 35000 | 32400 | 15.2 | 12 | 8.1 | 2.02 | 62 | 46 | 211049808
TRANE | 4TWL5036N1 | 4TXCC009DS3 | S8V2C080M5PDA | 35800 | 31800 | 15.2 | 12 | 8.1 | 2.02 | 63 | 47 | 211049810
TRANE | 4TWL5036N1 | 4TXCC009DS3 | S8V2C100M5PDA | 35600 | 31800 | 15.2 | 12 | 8.1 | 2.02 | 63 | 47 | 211049813
TRANE | 4TWL5036N1 | 4TXCD008DS3 | S8V2D120M5PDA | 35200 | 32400 | 15.2 | 12 | 8.1 | 2.04 | 62 | 46 | 211049816
AMERICAN STANDARD | 4A6L5030N1 | 4PX*BD36BS3 | S8V2B080M4PDA | 29600 | 28600 | 15.2 | 12 | 8.1 | 2.12 | 66 | 51 | 211049901
AMERICAN STANDARD | 4A6L5030N1 | 4PX*BD36BS3 | S8V2B060M4PDA | 29800 | 28600 | 15.2 | 12 | 8.1 | 2.13 | 66 | 51 | 211049903
AMERICAN STANDARD | 4A6L5030N1 | 4PX*BD36BS3 | S8V2A040M3PDA | 28200 | 28000 | 15.2 | 12 | 8.1 | 2.1 | 66 | 51 | 211049905
AMERICAN STANDARD | 4A6L5030N1 | 4PX*BU30BS3 | S8V2A040M3PCA | 27800 | 29200 | 15.2 | 12 | 8.1 | 2.09 | 65 | 50 | 211049913
AMERICAN STANDARD | 4A6L5030N1 | 4PX*BU30BS3 | S8V2B060M4PDA | 28800 | 29400 | 15.2 | 12 | 8.1 | 2.13 | 65 | 50 | 211049914
AMERICAN STANDARD | 4A6L5030N1 | 4PX*BU30BS3 | S8V2B080M4PDA | 28800 | 29400 | 15.2 | 12 | 8.1 | 2.14 | 65 | 50 | 211049916
AMERICAN STANDARD | 4A6L5030N1 | 4PX*BU30BS3 | S8V2A040M3PDA | 27800 | 29200 | 15.2 | 12 | 8.1 | 2.09 | 65 | 50 | 211049919
AMERICAN STANDARD | 4A6L5030N1 | 4PX*BU36BS3 | S8V2B060M4PDA | 29600 | 27000 | 15.2 | 12 | 8.1 | 2.17 | 67 | 53 | 211049923
AMERICAN STANDARD | 4A6L5030N1 | 4PX*BU36BS3 | S8V2B080M4PDA | 30000 | 27400 | 15.2 | 12 | 8.1 | 2.16 | 67 | 53 | 211049926
AMERICAN STANDARD | 4A6L5030N1 | 4PX*BU42BS3 | S8V2A040M3PDA | 29600 | 27800 | 16 | 12 | 8.1 | 2.17 | 66 | 51 | 211049928
AMERICAN STANDARD | 4A6L5030N1 | 4PX*BU42BS3 | S8V2B060M4PDA | 30400 | 28000 | 16 | 12 | 8.1 | 2.22 | 66 | 51 | 211049931
AMERICAN STANDARD | 4A6L5030N1 | 4PX*BU42BS3 | S8V2B080M4PDA | 30400 | 28000 | 16 | 12 | 8.1 | 2.22 | 66 | 51 | 211049933
AMERICAN STANDARD | 4A6L5030N1 | 4PX*BU48BS3 | S8V2B080M4PDA | 30400 | 27800 | 16 | 12 | 8.1 | 2.22 | 66 | 51 | 211049937
AMERICAN STANDARD | 4A6L5030N1 | 4PX*BU48BS3 | S8V2A040M3PDA | 29400 | 27400 | 16 | 12 | 8.1 | 2.18 | 66 | 51 | 211049939
AMERICAN STANDARD | 4A6L5030N1 | 4PX*BU48BS3 | S8V2B060M4PDA | 30400 | 27800 | 16 | 12 | 8.1 | 2.23 | 66 | 51 | 211049941
AMERICAN STANDARD | 4A6L5030N1 | 4PX*CD36BS3 | S8V2C100M5PDA | 29800 | 28600 | 15.2 | 12 | 8.1 | 2.13 | 66 | 51 | 211049943
AMERICAN STANDARD | 4A6L5030N1 | 4PX*CD36BS3 | S8V2C080M5PDA | 29800 | 28600 | 15.2 | 12 | 8.1 | 2.13 | 66 | 51 | 211049945
AMERICAN STANDARD | 4A6L5030N1 | 4PX*CU30BS3 | S8V2C080M5PDA | 29200 | 29600 | 15.2 | 12 | 8.1 | 2.12 | 65 | 50 | 211049951
AMERICAN STANDARD | 4A6L5030N1 | 4PX*CU30BS3 | S8V2C100M5PDA | 29000 | 29600 | 15.2 | 12 | 8.1 | 2.12 | 65 | 50 | 211049953
AMERICAN STANDARD | 4A6L5030N1 | 4PX*CU36BS3 | S8V2C100M5PDA | 29800 | 27200 | 15.2 | 12 | 8.1 | 2.17 | 67 | 53 | 211049955
AMERICAN STANDARD | 4A6L5030N1 | 4PX*CU36BS3 | S8V2C080M5PDA | 29800 | 27200 | 15.2 | 12 | 8.1 | 2.18 | 67 | 52 | 211049957
AMERICAN STANDARD | 4A6L5030N1 | 4PX*CU42BS3 | S8V2C100M5PDA | 30600 | 28200 | 16 | 12 | 8.1 | 2.21 | 66 | 51 | 211049958
AMERICAN STANDARD | 4A6L5030N1 | 4PX*CU42BS3 | S8V2C080M5PDA | 30400 | 28000 | 16 | 12 | 8.1 | 2.23 | 66 | 51 | 211049961
AMERICAN STANDARD | 4A6L5030N1 | 4TXCB003DS3 | S8V2A040M3PDA | 27800 | 29200 | 15.2 | 12 | 8.1 | 2.09 | 65 | 50 | 211049963
AMERICAN STANDARD | 4A6L5030N1 | 4TXCB003DS3 | S8V2B060M4PDA | 28800 | 29400 | 15.2 | 12 | 8.1 | 2.13 | 65 | 50 | 211049966
AMERICAN STANDARD | 4A6L5030N1 | 4TXCB003DS3 | S8V2B080M4PDA | 28800 | 29400 | 15.2 | 12 | 8.1 | 2.14 | 65 | 50 | 211049967
AMERICAN STANDARD | 4A6L5030N1 | 4TXCB004DS3 | S8V2B060M4PDA | 29600 | 27000 | 15.2 | 12 | 8.1 | 2.17 | 67 | 53 | 211049971
TRANE | 4TWL6036A1 | 4TXCB006DS3 | S8V2B060M4PCA | 36400 | 33400 | 15.2 | 12 | 8.1 | 2.1 | 65 | 50 | 211089383
TRANE | 4TWL6036A1 | 4TXCB006DS3 | S8V2A040M3PDA | 34800 | 32600 | 15.2 | 12 | 8.1 | 2 | 65 | 50 | 211089384
TRANE | 4TWL6036A1 | 4TXCB006DS3 | S8V2B060M4PDA | 36400 | 33400 | 15.2 | 12 | 8.1 | 2.1 | 65 | 50 | 211089385
TRANE | 4TWL6036A1 | 4TXCB006DS3 | S8V2A040M3PCA | 34800 | 32600 | 15.2 | 12 | 8.1 | 2 | 65 | 50 | 211089386
TRANE | 4TWL6036A1 | 4TXCB006DS3 | S8V2B080M4PDA | 36400 | 33200 | 15.2 | 12 | 8.1 | 2.1 | 65 | 50 | 211089387
TRANE | 4TWL6036A1 | 4TXCB006DS3 | S8V2B080M4PCA | 36400 | 33200 | 15.2 | 12 | 8.1 | 2.1 | 65 | 50 | 211089388
TRANE | 4TWL6036A1 | 4TXCC007DS3 | S8V2C100M5PDA | 36400 | 33200 | 15.2 | 12 | 8.1 | 2.1 | 65 | 50 | 211089393
TRANE | 4TWL6036A1 | 4TXCC007DS3 | S8V2C100M5PCA | 36400 | 33200 | 15.2 | 12 | 8.1 | 2.1 | 65 | 50 | 211089394
TRANE | 4TWL6036A1 | 4TXCC007DS3 | S8V2C080M5PCA | 36800 | 33400 | 15.2 | 12 | 8.1 | 2.1 | 65 | 50 | 211089395
TRANE | 4TWL6036A1 | 4TXCC007DS3 | S8V2C080M5PDA | 36800 | 33400 | 15.2 | 12 | 8.1 | 2.1 | 65 | 50 | 211089396
TRANE | 4TWL6036A1 | 4TXCD008DS3 | S8V2D120M5PCA | 37600 | 33800 | 15.2 | 12 | 8.1 | 2.1 | 66 | 51 | 211089397
TRANE | 4TWL6036A1 | 4TXCD008DS3 | S8V2D120M5PDA | 37600 | 33800 | 15.2 | 12 | 8.1 | 2.1 | 66 | 51 | 211089398
AMERISTAR | A4HP6030A1 | A4AH6V60B1C3 |  | 29800 | 27000 | 15.2 | 12 | 8.1 | 2.24 | 65 | 50 | 211288452
TRANE | 5TWR5024A1 | 5TXCB006AS3+TSTAT | S9V2B080U4VSA | 24400 | 22000 | 15.2 | 12 | 8.1 | 2.1 | 66 | 51 | 214078333
AMERICAN STANDARD | 5A6H5024A1 | 5TXCB006AS3+TSTAT | S9V2B080U4VSA | 24400 | 22000 | 15.2 | 12 | 8.1 | 2.1 | 66 | 51 | 214078334
TRANE | 5TWR5030A1 | 5TEM6D04AV31+TDR+TSTAT |  | 27800 | 26000 | 15.2 | 12 | 8.1 | 2.2 | 67 | 52 | 214078349
AMERICAN STANDARD | 5A6H5030A1 | 5TEM6D04AV31+TDR+TSTAT |  | 27800 | 26000 | 15.2 | 12 | 8.1 | 2.2 | 67 | 52 | 214078350
TRANE | 5TWR5030A1 | 5TEM6D06AV41+TDR+TSTAT |  | 28400 | 25600 | 15.2 | 12 | 8.1 | 2.2 | 68 | 52 | 214078351
AMERICAN STANDARD | 5A6H5030A1 | 5TEM6D06AV41+TDR+TSTAT |  | 28400 | 25600 | 15.2 | 12 | 8.1 | 2.2 | 68 | 52 | 214078352
TRANE | 5TWR5030A1 | 5TEM6D07AV51+TDR+TSTAT |  | 28400 | 25600 | 15.2 | 12 | 8.1 | 2.2 | 67 | 52 | 214078353
AMERICAN STANDARD | 5A6H5030A1 | 5TEM6D07AV51+TDR+TSTAT |  | 28400 | 25600 | 15.2 | 12 | 8.1 | 2.2 | 67 | 52 | 214078354
TRANE | 5TWR5030A1 | 5TXCB004AS3+TSTAT | S9V2B040U3PSB | 27200 | 25800 | 15.2 | 11.7 | 8.1 | 2 | 67 | 52 | 214078359
AMERICAN STANDARD | 5A6H5030A1 | 5TXCB004AS3+TSTAT | S9V2B040U3PSB | 27200 | 25800 | 15.2 | 11.7 | 8.1 | 2 | 67 | 52 | 214078360
TRANE | 5TWR5030A1 | 5TXCB004AS3+TSTAT | S9V2B040U3VSA | 27200 | 25800 | 15.2 | 11.7 | 8.1 | 2 | 67 | 52 | 214078361
AMERICAN STANDARD | 5A6H5030A1 | 5TXCB004AS3+TSTAT | S9V2B040U3VSA | 27200 | 25800 | 15.2 | 11.7 | 8.1 | 2 | 67 | 52 | 214078362
TRANE | 5TWR5030A1 | 5TXCB006AS3+TSTAT | S8X1A040M3PSC | 26800 | 24400 | 16 | 12 | 8.1 | 2 | 68 | 53 | 214078391
AMERICAN STANDARD | 5A6H5030A1 | 5TXCB006AS3+TSTAT | S8X1A040M3PSC | 26800 | 24400 | 16 | 12 | 8.1 | 2 | 68 | 53 | 214078392
TRANE | 5TWR5030A1 | 5TXCB006AS3+TSTAT | S8X1A040M3PTC | 26800 | 24400 | 16 | 12 | 8.1 | 2 | 68 | 53 | 214078393
AMERICAN STANDARD | 5A6H5030A1 | 5TXCB006AS3+TSTAT | S8X1A040M3PTC | 26800 | 24400 | 16 | 12 | 8.1 | 2 | 68 | 53 | 214078394
TRANE | 5TWR5030A1 | 5TXCB006AS3+TSTAT | S8X2A040M3PSC | 26800 | 24400 | 16 | 12 | 8.1 | 2 | 68 | 53 | 214078403
AMERICAN STANDARD | 5A6H5030A1 | 5TXCB006AS3+TSTAT | S8X2A040M3PSC | 26800 | 24400 | 16 | 12 | 8.1 | 2 | 68 | 53 | 214078404
TRANE | 5TWR5030A1 | 5TXCB006AS3+TSTAT | S8X2A040M3PTC | 26800 | 24400 | 16 | 12 | 8.1 | 2 | 68 | 53 | 214078405
AMERICAN STANDARD | 5A6H5030A1 | 5TXCB006AS3+TSTAT | S8X2A040M3PTC | 26800 | 24400 | 16 | 12 | 8.1 | 2 | 68 | 53 | 214078406
AMERICAN STANDARD | 4A6V8X24A1 | 4TXCB004DS3 | L8V1A060U3VSA+RP | 23200 | 19800 | 18 | 12 | 8.2 | 1.8 | 83 | 63 | 211076405
AMERICAN STANDARD | 4A6V8X24A1 | 4PX*BU36BS3 | L8V1A040U3VSA+RP | 23000 | 19800 | 17.5 | 12 | 8.1 | 1.8 | 83 | 63 | 211076404
AMERICAN STANDARD | 4A6V8X48A1 | 4TXCC007DS3 | L8V1C100U5VSB+RP | 46000 | 43500 | 18 | 11.7 | 8.5 | 1.8 | 86 | 66 | 212630020
TRANE | 4TWV8X48A1 | 4TXCC007DS3 | L8V1C100U5VSB+RP | 46000 | 43500 | 18 | 11.7 | 8.5 | 1.8 | 86 | 66 | 212630019
AMERICAN STANDARD | 4A6V8X48A1 | 4TXCB006DS3+P0V0B000M40SD+RP |  | 44000 | 43000 | 18 | 11.7 | 8.5 | 1.8 | 84 | 66 | 212630012
TRANE | 4TWV8X48A1 | 4TXCB006DS3+P0V0B000M40SD+RP |  | 44000 | 43000 | 18 | 11.7 | 8.5 | 1.8 | 84 | 66 | 212630011
AMERICAN STANDARD | 4A6V8X48A1 | 4PX*DU60BS3 | L8V1C100U5VSB+RP | 45500 | 42000 | 18 | 12 | 8.5 | 1.8 | 85 | 65 | 212630010
TRANE | 4TWV8X48A1 | 4PX*DU60BS3 | L8V1C100U5VSB+RP | 45500 | 42000 | 18 | 12 | 8.5 | 1.8 | 85 | 65 | 212630009
AMERICAN STANDARD | 4A6V8X48A1 | 4PX*DU60BS3+P0V0C000M50SD+RP |  | 45500 | 42000 | 18 | 12 | 8.5 | 1.8 | 85 | 66 | 212630008
TRANE | 4TWV8X48A1 | 4PX*DU60BS3+P0V0C000M50SD+RP |  | 45500 | 42000 | 18 | 12 | 8.5 | 1.8 | 85 | 66 | 212630007
AMERICAN STANDARD | 4A6V8X48A1 | 4PX*DU60BS3+P0V0D000M50SD+RP |  | 47000 | 43000 | 18 | 12 | 8.5 | 1.9 | 85 | 66 | 212630006
TRANE | 4TWV8X48A1 | 4PX*DU60BS3+P0V0D000M50SD+RP |  | 47000 | 43000 | 18 | 12 | 8.5 | 1.9 | 85 | 66 | 212630005
AMERICAN STANDARD | 4A6V8X48A1 | 4PX*DU48BS3+P0V0C000M50SD+RP |  | 45000 | 42000 | 18 | 12 | 8.5 | 1.8 | 86 | 67 | 212630002
TRANE | 4TWV8X48A1 | 4PX*DU48BS3+P0V0C000M50SD+RP |  | 45000 | 42000 | 18 | 12 | 8.5 | 1.8 | 86 | 67 | 212630001
AMERICAN STANDARD | 4A6V8X48A1 | 4PX*DU48BS3+P0V0D000M50SD+RP |  | 46000 | 43500 | 18 | 12 | 8.5 | 1.8 | 85 | 66 | 212630000
TRANE | 4TWV8X48A1 | 4PX*DU48BS3+P0V0D000M50SD+RP |  | 46000 | 43500 | 18 | 12 | 8.5 | 1.8 | 85 | 66 | 212629999
AMERICAN STANDARD | 4A6V8X48A1 | 4PX*DD60BS3+P0V0D000M50SD+RP |  | 46000 | 43000 | 18 | 12 | 8.5 | 1.8 | 85 | 66 | 212629996
TRANE | 4TWV8X48A1 | 4PX*DD60BS3+P0V0D000M50SD+RP |  | 46000 | 43000 | 18 | 12 | 8.5 | 1.8 | 85 | 66 | 212629995
AMERICAN STANDARD | 4A6V8X48A1 | 4PX*CU60BS3+P0V0C000M50SD+RP |  | 47000 | 43000 | 18 | 12 | 8.5 | 1.8 | 86 | 67 | 212629994
TRANE | 4TWV8X48A1 | 4PX*CU60BS3+P0V0C000M50SD+RP |  | 47000 | 43000 | 18 | 12 | 8.5 | 1.8 | 86 | 67 | 212629993
AMERICAN STANDARD | 4A6V8X48A1 | 4PX*CU60BS3 | L8V1C100U5VSB+RP | 47000 | 43000 | 18 | 12 | 8.5 | 1.8 | 86 | 66 | 212629992
TRANE | 4TWV8X48A1 | 4PX*CU60BS3 | L8V1C100U5VSB+RP | 47000 | 43000 | 18 | 12 | 8.5 | 1.8 | 86 | 66 | 212629991
AMERICAN STANDARD | 4A6V8X48A1 | 4PX*CU48BS3 | L8V1C100U5VSB+RP | 46000 | 43500 | 18 | 11.7 | 8.5 | 1.8 | 86 | 66 | 212629990
TRANE | 4TWV8X48A1 | 4PX*CU48BS3 | L8V1C100U5VSB+RP | 46000 | 43500 | 18 | 11.7 | 8.5 | 1.8 | 86 | 66 | 212629989
AMERICAN STANDARD | 4A6V8X48A1 | 4PX*CU48BS3+P0V0C000M50SD+RP |  | 46000 | 43500 | 18 | 12 | 8.5 | 1.8 | 86 | 67 | 212629988
TRANE | 4TWV8X48A1 | 4PX*CU48BS3+P0V0C000M50SD+RP |  | 46000 | 43500 | 18 | 12 | 8.5 | 1.8 | 86 | 67 | 212629987
AMERICAN STANDARD | 4A6V8X48A1 | 4PX*CU42BS3 | L8V1C100U5VSB+RP | 46000 | 44500 | 18 | 11.7 | 8.5 | 1.8 | 84 | 65 | 212629986
TRANE | 4TWV8X48A1 | 4PX*CU42BS3 | L8V1C100U5VSB+RP | 46000 | 44500 | 18 | 11.7 | 8.5 | 1.8 | 84 | 65 | 212629985
AMERICAN STANDARD | 4A6V8X48A1 | 4PX*CU42BS3+P0V0C000M50SD+RP |  | 46000 | 44500 | 18 | 12 | 8.5 | 1.8 | 84 | 65 | 212629984
TRANE | 4TWV8X48A1 | 4PX*CU42BS3+P0V0C000M50SD+RP |  | 46000 | 44500 | 18 | 12 | 8.5 | 1.8 | 84 | 65 | 212629983
AMERICAN STANDARD | 4A6V8X48A1 | 4PX*CD60BS3+P0V0C000M50SD+RP |  | 47000 | 43000 | 18 | 12 | 8.5 | 1.8 | 85 | 67 | 212629982
TRANE | 4TWV8X48A1 | 4PX*CD60BS3+P0V0C000M50SD+RP |  | 47000 | 43000 | 18 | 12 | 8.5 | 1.8 | 85 | 67 | 212629981
AMERICAN STANDARD | 4A6V8X48A1 | 4PX*BU48BS3+P0V0B000M40SD+RP |  | 44000 | 43000 | 18 | 11.7 | 8.5 | 1.8 | 84 | 66 | 212629978
TRANE | 4TWV8X48A1 | 4PX*BU48BS3+P0V0B000M40SD+RP |  | 44000 | 43000 | 18 | 11.7 | 8.5 | 1.8 | 84 | 66 | 212629977
AMERICAN STANDARD | 4A6V8X36A1 | 4TXCB006DS3 | L8V1B080U4VSB+RP | 35000 | 31600 | 18 | 12 | 8.2 | 1.8 | 84 | 66 | 212629968
TRANE | 4TWV8X36A1 | 4TXCB006DS3 | L8V1B080U4VSB+RP | 35000 | 31600 | 18 | 12 | 8.2 | 1.8 | 84 | 66 | 212629967
AMERICAN STANDARD | 4A6V8X36A1 | 4TXCB006DS3+P0V0B000M40SD+RP |  | 33800 | 30600 | 18 | 12 | 8.2 | 1.8 | 82 | 65 | 212629966
TRANE | 4TWV8X36A1 | 4TXCB006DS3+P0V0B000M40SD+RP |  | 33800 | 30600 | 18 | 12 | 8.2 | 1.8 | 82 | 65 | 212629965
AMERICAN STANDARD | 4A6V8X36A1 | 4PX*BU42BS3 | L8V1B080U4VSB+RP | 35000 | 32200 | 18 | 12 | 8.2 | 1.8 | 83 | 65 | 212629954
TRANE | 4TWV8X36A1 | 4PX*BU42BS3 | L8V1B080U4VSB+RP | 35000 | 32200 | 18 | 12 | 8.2 | 1.8 | 83 | 65 | 212629953
AMERICAN STANDARD | 4A6V8X36A1 | 4PX*BU42BS3+P0V0B000M40SD+RP |  | 33800 | 31200 | 18 | 12 | 8.2 | 1.8 | 81 | 63 | 212629950
TRANE | 4TWV8X36A1 | 4PX*BU42BS3+P0V0B000M40SD+RP |  | 33800 | 31200 | 18 | 12 | 8.2 | 1.8 | 81 | 63 | 212629949
TRANE | 5TWR5030A1 | 5TXCB006AS3+TSTAT | S9X2B060U4PSB | 28400 | 26000 | 15.2 | 11.7 | 8.1 | 2.1 | 67 | 52 | 214078447
AMERICAN STANDARD | 5A6H5030A1 | 5TXCB006AS3+TSTAT | S9X2B040U3PSB | 28200 | 25800 | 15.2 | 11.7 | 8.1 | 2.1 | 67 | 52 | 214078446
TRANE | 5TWR5030A1 | 5TXCB006AS3+TSTAT | S9X2B040U3PSB | 28200 | 25800 | 15.2 | 11.7 | 8.1 | 2.1 | 67 | 52 | 214078445
AMERICAN STANDARD | 5A6H5030A1 | 5TXCB006AS3+TSTAT | S9X1B080U4PSB | 28600 | 26000 | 15.2 | 12 | 8.1 | 2.1 | 67 | 52 | 214078444
TRANE | 5TWR5030A1 | 5TXCB006AS3+TSTAT | S9X1B080U4PSB | 28600 | 26000 | 15.2 | 12 | 8.1 | 2.1 | 67 | 52 | 214078443
AMERICAN STANDARD | 5A6H5030A1 | 5TXCB006AS3+TSTAT | S9X1B060U4PSB | 28400 | 26000 | 15.2 | 11.7 | 8.1 | 2.1 | 67 | 52 | 214078442
TRANE | 5TWR5030A1 | 5TXCB006AS3+TSTAT | S9X1B060U4PSB | 28400 | 26000 | 15.2 | 11.7 | 8.1 | 2.1 | 67 | 52 | 214078441
AMERICAN STANDARD | 5A6H5030A1 | 5TXCB006AS3+TSTAT | S9X1B040U3PSB | 28200 | 25800 | 15.2 | 11.7 | 8.1 | 2.1 | 67 | 52 | 214078440
TRANE | 5TWR5030A1 | 5TXCB006AS3+TSTAT | S9X1B040U3PSB | 28200 | 25800 | 15.2 | 11.7 | 8.1 | 2.1 | 67 | 52 | 214078439
AMERICAN STANDARD | 5A6H5030A1 | 5TXCB006AS3+TSTAT | S9V2B080U4VSA | 28600 | 26200 | 15.2 | 11.7 | 8.1 | 2.1 | 68 | 53 | 214078438
TRANE | 5TWR5030A1 | 5TXCB006AS3+TSTAT | S9V2B080U4VSA | 28600 | 26200 | 15.2 | 11.7 | 8.1 | 2.1 | 68 | 53 | 214078437
AMERICAN STANDARD | 5A6H5030A1 | 5TXCB006AS3+TSTAT | S9V2B080U4PSC | 28400 | 26000 | 15.2 | 12 | 8.1 | 2.1 | 67 | 52 | 214078436
TRANE | 5TWR5030A1 | 5TXCB006AS3+TSTAT | S9V2B080U4PSC | 28400 | 26000 | 15.2 | 12 | 8.1 | 2.1 | 67 | 52 | 214078435
AMERICAN STANDARD | 5A6H5030A1 | 5TXCB006AS3+TSTAT | S9V2B080U4PSB | 27800 | 25200 | 15.2 | 12 | 8.1 | 2.1 | 67 | 52 | 214078434
TRANE | 5TWR5030A1 | 5TXCB006AS3+TSTAT | S9V2B080U4PSB | 27800 | 25200 | 15.2 | 12 | 8.1 | 2.1 | 67 | 52 | 214078433
AMERICAN STANDARD | 5A6H5030A1 | 5TXCB006AS3+TSTAT | S9V2B060U4PSC | 28600 | 26000 | 15.2 | 12 | 8.1 | 2.1 | 68 | 53 | 214078426
TRANE | 5TWR5030A1 | 5TXCB006AS3+TSTAT | S9V2B060U4PSC | 28600 | 26000 | 15.2 | 12 | 8.1 | 2.1 | 68 | 53 | 214078425
AMERICAN STANDARD | 5A6H5030A1 | 5TXCB006AS3+TSTAT | S9V2B060U4PSB | 28600 | 26000 | 15.2 | 11.7 | 8.1 | 2.1 | 68 | 53 | 214078424
TRANE | 5TWR5030A1 | 5TXCB006AS3+TSTAT | S9V2B060U4PSB | 28600 | 26000 | 15.2 | 11.7 | 8.1 | 2.1 | 68 | 53 | 214078423
AMERICAN STANDARD | 5A6H5030A1 | 5TXCB006AS3+TSTAT | S9V2B040U3VSB | 28600 | 26200 | 15.2 | 12 | 8.1 | 2.1 | 68 | 53 | 214078422
TRANE | 5TWR5030A1 | 5TXCB006AS3+TSTAT | S9V2B040U3VSB | 28600 | 26200 | 15.2 | 12 | 8.1 | 2.1 | 68 | 53 | 214078421
AMERICAN STANDARD | 5A6H5030A1 | 5TXCB006AS3+TSTAT | S9V2B040U3VSA | 28600 | 26200 | 15.2 | 11.7 | 8.1 | 2.1 | 68 | 53 | 214078420
TRANE | 5TWR5030A1 | 5TXCB006AS3+TSTAT | S9V2B040U3VSA | 28600 | 26200 | 15.2 | 11.7 | 8.1 | 2.1 | 68 | 53 | 214078419
AMERICAN STANDARD | 5A6H5030A1 | 5TXCB006AS3+TSTAT | S9V2B040U3PSC | 28600 | 26200 | 15.2 | 12 | 8.1 | 2.1 | 68 | 53 | 214078418
TRANE | 5TWR5030A1 | 5TXCB006AS3+TSTAT | S9V2B040U3PSC | 28600 | 26200 | 15.2 | 12 | 8.1 | 2.1 | 68 | 53 | 214078417
AMERICAN STANDARD | 5A6H5030A1 | 5TXCB006AS3+TSTAT | S9V2B040U3PSB | 28600 | 26200 | 15.2 | 11.7 | 8.1 | 2.1 | 68 | 53 | 214078416
TRANE | 5TWR5030A1 | 5TXCB006AS3+TSTAT | S9V2B040U3PSB | 28600 | 26200 | 15.2 | 11.7 | 8.1 | 2.1 | 68 | 53 | 214078415
AMERICAN STANDARD | 5A6H5024A1 | 5TEM6D06AV41+TDR+TSTAT |  | 24800 | 22200 | 16 | 12 | 8.1 | 2.1 | 67 | 52 | 214077484
TRANE | 5TWR5024A1 | 5TEM6D06AV41+TDR+TSTAT |  | 24800 | 22200 | 16 | 12 | 8.1 | 2.1 | 67 | 52 | 214077483
AMERICAN STANDARD | 5A6H5024A1 | 5TEM6D04AV31+TDR+TSTAT |  | 24000 | 22200 | 16 | 12 | 8.1 | 2.1 | 67 | 51 | 214077482
TRANE | 5TWR5024A1 | 5TEM6D04AV31+TDR+TSTAT |  | 24000 | 22200 | 16 | 12 | 8.1 | 2.1 | 67 | 51 | 214077481
AMERICAN STANDARD | 5A6H5024A1 | 5TEM6B03AV21+TDR+TSTAT |  | 23600 | 23000 | 15.2 | 12 | 8.1 | 2.1 | 66 | 51 | 214077480
TRANE | 5TWR5024A1 | 5TEM6B03AV21+TDR+TSTAT |  | 23600 | 23000 | 15.2 | 12 | 8.1 | 2.1 | 66 | 51 | 214077479
AMERICAN STANDARD | 5A6H5024A1 | 5TXCB006AS3+TSTAT |  | 24000 | 22600 | 15.2 | 11.7 | 8.1 | 2 | 67 | 53 | 214077640
TRANE | 5TWR5024A1 | 5TXCB006AS3+TSTAT |  | 24000 | 22600 | 15.2 | 11.7 | 8.1 | 2 | 67 | 53 | 214077639
AMERICAN STANDARD | 4A6L5030N1 | 4PX*BD36BS3+P0V0B000M40SD |  | 30000 | 28400 | 16 | 12 | 8.1 | 2.1 | 66 | 51 | 212628347
TRANE | 4TWL5030N1 | 4PX*BD36BS3+P0V0B000M40SD |  | 30000 | 28400 | 16 | 12 | 8.1 | 2.1 | 66 | 51 | 212628346
AMERICAN STANDARD | 4A6L5030N1 | 4PX*BD36BS3+P0V0A000M30SD |  | 28400 | 28000 | 15.2 | 12 | 8.1 | 2 | 66 | 51 | 212628345
TRANE | 4TWL5030N1 | 4PX*BD36BS3+P0V0A000M30SD |  | 28400 | 28000 | 15.2 | 12 | 8.1 | 2 | 66 | 51 | 212628344
AMERICAN STANDARD | 4A6L5030N1 | 4PX*BD30BS3+P0V0B000M40SD |  | 29600 | 29800 | 15.2 | 12 | 8.1 | 2 | 65 | 50 | 212628343
TRANE | 4TWL5030N1 | 4PX*BD30BS3+P0V0B000M40SD |  | 29600 | 29800 | 15.2 | 12 | 8.1 | 2 | 65 | 50 | 212628342
AMERICAN STANDARD | 4A6L5024N1 | 4TXCB006DS3+P0V0A000M30SD |  | 25600 | 25600 | 16 | 12 | 8.1 | 2.1 | 70 | 55 | 212628333
TRANE | 4TWL5024N1 | 4TXCB006DS3+P0V0A000M30SD |  | 25600 | 25600 | 16 | 12 | 8.1 | 2.1 | 70 | 55 | 212628332
AMERICAN STANDARD | 4A6L5024N1 | 4TXCB006DS3 | L8V1A040U3VSB | 25600 | 25600 | 15.2 | 12 | 8.1 | 2.1 | 71 | 55 | 212628331
TRANE | 4TWL5024N1 | 4TXCB006DS3 | L8V1A040U3VSB | 25600 | 25600 | 15.2 | 12 | 8.1 | 2.1 | 71 | 55 | 212628330
AMERICAN STANDARD | 4A6L5024N1 | 4TXCB006DS3 | L8V1A060U3VSB | 25600 | 25600 | 16 | 12 | 8.1 | 2.1 | 71 | 55 | 212628329
TRANE | 4TWL5024N1 | 4TXCB006DS3 | L8V1A060U3VSB | 25600 | 25600 | 16 | 12 | 8.1 | 2.1 | 71 | 55 | 212628328
AMERICAN STANDARD | 4A6L5024N1 | 4TXCB006DS3 | L8V1B080U4VSB | 25600 | 25600 | 16 | 12 | 8.1 | 2.2 | 71 | 55 | 212628327
TRANE | 4TWL5024N1 | 4TXCB006DS3 | L8V1B080U4VSB | 25600 | 25600 | 16 | 12 | 8.1 | 2.2 | 71 | 55 | 212628326
AMERICAN STANDARD | 4A6L5024N1 | 4TXCB004DS3+P0V0A000M30SD |  | 25600 | 25600 | 15.2 | 12 | 8.1 | 2.1 | 70 | 55 | 212628321
TRANE | 4TWL5024N1 | 4TXCB004DS3+P0V0A000M30SD |  | 25600 | 25600 | 15.2 | 12 | 8.1 | 2.1 | 70 | 55 | 212628320
AMERICAN STANDARD | 4A6L5024N1 | 4TXCB003DS3 | L8V1A040U3VSB | 25600 | 25600 | 15.2 | 12 | 8.1 | 2 | 75 | 57 | 212628317
TRANE | 4TWL5024N1 | 4TXCB003DS3 | L8V1A040U3VSB | 25600 | 25600 | 15.2 | 12 | 8.1 | 2 | 75 | 57 | 212628316
AMERICAN STANDARD | 4A6L5024N1 | 4TXCB003DS3 | L8V1A060U3VSB | 25600 | 25600 | 15.2 | 12 | 8.1 | 2 | 74 | 57 | 212628315
TRANE | 4TWL5024N1 | 4TXCB003DS3 | L8V1A060U3VSB | 25600 | 25600 | 15.2 | 12 | 8.1 | 2 | 74 | 57 | 212628314
AMERICAN STANDARD | 4A6L5024N1 | 4TXCB003DS3 | L8V1B080U4VSB | 25600 | 25600 | 15.2 | 12 | 8.1 | 2.1 | 75 | 57 | 212628313
TRANE | 4TWL5024N1 | 4TXCB003DS3 | L8V1B080U4VSB | 25600 | 25600 | 15.2 | 12 | 8.1 | 2.1 | 75 | 57 | 212628312
AMERICAN STANDARD | 4A6L5024N1 | 4TXCB003DS3+P0V0A000M30SD |  | 25600 | 25600 | 15.2 | 12 | 8.1 | 2 | 74 | 57 | 212628311
TRANE | 4TWL5024N1 | 4TXCB003DS3+P0V0A000M30SD |  | 25600 | 25600 | 15.2 | 12 | 8.1 | 2 | 74 | 57 | 212628310
AMERICAN STANDARD | 4A6L5024N1 | 4PX*BU42BS3+P0V0A000M30SD |  | 25600 | 25600 | 16 | 12 | 8.1 | 2.1 | 71 | 55 | 212628309
TRANE | 4TWL5024N1 | 4PX*BU42BS3+P0V0A000M30SD |  | 25600 | 25600 | 16 | 12 | 8.1 | 2.1 | 71 | 55 | 212628308
AMERICAN STANDARD | 4A6L5024N1 | 4PX*BU42BS3 | L8V1A040U3VSB | 25600 | 25600 | 15.2 | 12 | 8.1 | 2.1 | 71 | 55 | 212628307
TRANE | 4TWL5024N1 | 4PX*BU42BS3 | L8V1A040U3VSB | 25600 | 25600 | 15.2 | 12 | 8.1 | 2.1 | 71 | 55 | 212628306
AMERICAN STANDARD | 4A6L5024N1 | 4PX*BU42BS3 | L8V1B080U4VSB | 25600 | 25600 | 16 | 12 | 8.1 | 2.2 | 72 | 56 | 212628305
TRANE | 4TWL5024N1 | 4PX*BU42BS3 | L8V1B080U4VSB | 25600 | 25600 | 16 | 12 | 8.1 | 2.2 | 72 | 56 | 212628304
AMERICAN STANDARD | 4A6L5024N1 | 4PX*BU42BS3 | L8V1A060U3VSB | 25600 | 25600 | 16 | 12 | 8.1 | 2.1 | 71 | 55 | 212628303
TRANE | 4TWL5024N1 | 4PX*BU42BS3 | L8V1A060U3VSB | 25600 | 25600 | 16 | 12 | 8.1 | 2.1 | 71 | 55 | 212628302
AMERICAN STANDARD | 4A6L5024N1 | 4PX*BU36BS3+P0V0A000M30SD |  | 25600 | 25600 | 15.2 | 12 | 8.1 | 2.1 | 70 | 55 | 212628301
TRANE | 4TWL5024N1 | 4PX*BU36BS3+P0V0A000M30SD |  | 25600 | 25600 | 15.2 | 12 | 8.1 | 2.1 | 70 | 55 | 212628300
AMERICAN STANDARD | 4A6L5024N1 | 4PX*BU30BS3 | L8V1B080U4VSB | 25600 | 25600 | 15.2 | 12 | 8.1 | 2.1 | 75 | 57 | 212628293
TRANE | 4TWL5024N1 | 4PX*BU30BS3 | L8V1B080U4VSB | 25600 | 25600 | 15.2 | 12 | 8.1 | 2.1 | 75 | 57 | 212628292
AMERICAN STANDARD | 4A6L5024N1 | 4PX*BU30BS3 | L8V1A060U3VSB | 25600 | 25600 | 15.2 | 12 | 8.1 | 2 | 74 | 57 | 212628291
TRANE | 4TWL5024N1 | 4PX*BU30BS3 | L8V1A060U3VSB | 25600 | 25600 | 15.2 | 12 | 8.1 | 2 | 74 | 57 | 212628290
AMERICAN STANDARD | 4A6L5024N1 | 4PX*BU30BS3+P0V0A000M30SD |  | 25600 | 25600 | 15.2 | 12 | 8.1 | 2 | 74 | 57 | 212628289
TRANE | 4TWL5024N1 | 4PX*BU30BS3+P0V0A000M30SD |  | 25600 | 25600 | 15.2 | 12 | 8.1 | 2 | 74 | 57 | 212628288
AMERICAN STANDARD | 4A6L5024N1 | 4PX*BU30BS3 | L8V1A040U3VSB | 25600 | 25600 | 15.2 | 12 | 8.1 | 2 | 75 | 57 | 212628287
TRANE | 4TWL5024N1 | 4PX*BU30BS3 | L8V1A040U3VSB | 25600 | 25600 | 15.2 | 12 | 8.1 | 2 | 75 | 57 | 212628286
AMERICAN STANDARD | 4A6L5024N1 | 4PX*BD36BS3+P0V0A000M30SD |  | 25600 | 25600 | 15.2 | 12 | 8.1 | 2 | 72 | 56 | 212628285
TRANE | 4TWL5024N1 | 4PX*BD36BS3+P0V0A000M30SD |  | 25600 | 25600 | 15.2 | 12 | 8.1 | 2 | 72 | 56 | 212628284
AMERICAN STANDARD | 4A6H6048N1 | TEM6A0D60H51+TDR |  | 45500 | 48000 | 16 | 12 | 8.1 | 2.1 | 65 | 50 | 212628231
TRANE | 4TWR6048N1 | TEM6A0D60H51+TDR |  | 45500 | 48000 | 16 | 12 | 8.1 | 2.1 | 65 | 50 | 212628230
AMERICAN STANDARD | 4A6H6048N1 | TEM6A0C60H51+TDR |  | 46500 | 48000 | 16 | 12 | 8.1 | 2.1 | 65 | 50 | 212628229
TRANE | 4TWR6048N1 | TEM6A0C60H51+TDR |  | 46500 | 48000 | 16 | 12 | 8.1 | 2.1 | 65 | 50 | 212628228
AMERISTAR | A4HP6048A1 | A4AH6V60B1C3 |  | 47000 | 44500 | 15.2 | 12 | 8.1 | 2.25 | 65 | 50 | 211288777
AMERISTAR | A4HP6048A1 | A4AH5V60A1C3 |  | 47000 | 44500 | 15.2 | 12 | 8.1 | 2.25 | 65 | 50 | 211288776
AMERISTAR | A4HP6048A1 | A4AH5V48A1C3 |  | 47000 | 44500 | 15.2 | 12 | 8.1 | 2.25 | 65 | 50 | 211288775
AMERISTAR | A4HP6048A1 | A4AH5E61A1C3 |  | 46500 | 44000 | 15.2 | 12 | 8.1 | 2.24 | 65 | 50 | 211288773
AMERISTAR | A4HP6048A1 | A4AH5E49A1C3 |  | 47000 | 44500 | 15.2 | 12 | 8.1 | 2.26 | 65 | 49 | 211288772
AMERISTAR | A4HP6048A1 | A4AH4E60B1C3 |  | 46500 | 44000 | 15.2 | 12 | 8.1 | 2.24 | 65 | 50 | 211288770
AMERISTAR | A4HP6048A1 | A4AH4E48B1C3 |  | 47000 | 44500 | 15.2 | 12 | 8.1 | 2.26 | 65 | 49 | 211288769
TRANE | 4TWR7024A1 | 4PX*BD42BS3+HORIZ-RT | S8V2B080M4PDA | 25600 | 23800 | 16 | 12 | 8.1 | 1.97 | 63 | 47 | 211287704
AMERICAN STANDARD | 4A6H7024A1 | 4PX*BD42BS3+HORIZ-RT | S8V2B080M4PDA | 25600 | 23800 | 16 | 12 | 8.1 | 1.97 | 63 | 47 | 211287703
AMERICAN STANDARD | 4A6L6036A1 | 4TXCB006DS3 | L8V1B080U4VSA | 36000 | 33000 | 15.2 | 12 | 8.1 | 2.1 | 65 | 50 | 211076791
AMERICAN STANDARD | 5A6H5030A1 | 5TXCB004AS3+TSTAT | S9X2B040U3PSB | 27200 | 25800 | 15.2 | 11.7 | 8.1 | 2 | 67 | 52 | 214077796
TRANE | 5TWR5030A1 | 5TXCB004AS3+TSTAT | S9X2B040U3PSB | 27200 | 25800 | 15.2 | 11.7 | 8.1 | 2 | 67 | 52 | 214077795
AMERICAN STANDARD | 5A6H5030A1 | 5TXCB004AS3+TSTAT | S9X1B040U3PSB | 27200 | 25800 | 15.2 | 11.7 | 8.1 | 2 | 67 | 52 | 214077790
TRANE | 5TWR5030A1 | 5TXCB004AS3+TSTAT | S9X1B040U3PSB | 27200 | 25800 | 15.2 | 11.7 | 8.1 | 2 | 67 | 52 | 214077789
AMERICAN STANDARD | 5A6H5030A1 | 5TXCB004AS3+TSTAT | S9V2B060U4PSB | 27600 | 26200 | 15.2 | 11.7 | 8.1 | 2 | 67 | 52 | 214077784
TRANE | 5TWR5030A1 | 5TXCB004AS3+TSTAT | S9V2B060U4PSB | 27600 | 26200 | 15.2 | 11.7 | 8.1 | 2 | 67 | 52 | 214077783
AMERICAN STANDARD | 4A6L5036N1 | 4TXCC009DS3 | L8V1C100U5VSB | 35800 | 31800 | 15.2 | 12 | 8.1 | 2 | 63 | 47 | 212628495
TRANE | 4TWL5036N1 | 4TXCC009DS3 | L8V1C100U5VSB | 35800 | 31800 | 15.2 | 12 | 8.1 | 2 | 63 | 47 | 212628494
AMERICAN STANDARD | 4A6L5036N1 | 4TXCC007DS3 | L8V1C100U5VSB | 35400 | 32400 | 15.2 | 12 | 8.1 | 2 | 62 | 46 | 212628493
TRANE | 4TWL5036N1 | 4TXCC007DS3 | L8V1C100U5VSB | 35400 | 32400 | 15.2 | 12 | 8.1 | 2 | 62 | 46 | 212628492
AMERICAN STANDARD | 4A6L5036N1 | 4TXCB006DS3+P0V0B000M40SD |  | 35400 | 32200 | 15.2 | 12 | 8.1 | 2 | 62 | 46 | 212628483
TRANE | 4TWL5036N1 | 4TXCB006DS3+P0V0B000M40SD |  | 35400 | 32200 | 15.2 | 12 | 8.1 | 2 | 62 | 46 | 212628482
AMERICAN STANDARD | 4A6L5036N1 | 4TXCB006DS3+P0V0A000M30SD |  | 33600 | 31600 | 15.2 | 12 | 8.1 | 1.9 | 63 | 47 | 212628481
TRANE | 4TWL5036N1 | 4TXCB006DS3+P0V0A000M30SD |  | 33600 | 31600 | 15.2 | 12 | 8.1 | 1.9 | 63 | 47 | 212628480
AMERICAN STANDARD | 4A6L5036N1 | 4PX*CU48BS3 | L8V1C100U5VSB | 35400 | 32400 | 15.2 | 12 | 8.1 | 2 | 62 | 46 | 212628467
TRANE | 4TWL5036N1 | 4PX*CU48BS3 | L8V1C100U5VSB | 35400 | 32400 | 15.2 | 12 | 8.1 | 2 | 62 | 46 | 212628466
AMERICAN STANDARD | 4A6L5036N1 | 4PX*CU42BS3 | L8V1C100U5VSB | 35400 | 32800 | 15.2 | 12 | 8.1 | 2 | 62 | 45 | 212628465
TRANE | 4TWL5036N1 | 4PX*CU42BS3 | L8V1C100U5VSB | 35400 | 32800 | 15.2 | 12 | 8.1 | 2 | 62 | 45 | 212628464
AMERICAN STANDARD | 4A6L5036N1 | 4PX*BU48BS3+P0V0A000M30SD |  | 33600 | 31600 | 15.2 | 12 | 8.1 | 1.9 | 63 | 47 | 212628459
TRANE | 4TWL5036N1 | 4PX*BU48BS3+P0V0A000M30SD |  | 33600 | 31600 | 15.2 | 12 | 8.1 | 1.9 | 63 | 47 | 212628458
AMERICAN STANDARD | 4A6L5036N1 | 4PX*BU48BS3+P0V0B000M40SD |  | 35400 | 32200 | 15.2 | 12 | 8.1 | 2 | 62 | 46 | 212628457
TRANE | 4TWL5036N1 | 4PX*BU48BS3+P0V0B000M40SD |  | 35400 | 32200 | 15.2 | 12 | 8.1 | 2 | 62 | 46 | 212628456
AMERICAN STANDARD | 4A6L5036N1 | 4PX*BU42BS3+P0V0B000M40SD |  | 35400 | 32600 | 15.2 | 12 | 8.1 | 2 | 62 | 46 | 212628449
TRANE | 4TWL5036N1 | 4PX*BU42BS3+P0V0B000M40SD |  | 35400 | 32600 | 15.2 | 12 | 8.1 | 2 | 62 | 46 | 212628448
AMERICAN STANDARD | 4A6L5036N1 | 4PX*BU42BS3+P0V0A000M30SD |  | 33600 | 31800 | 15.2 | 12 | 8.1 | 1.9 | 63 | 46 | 212628443
TRANE | 4TWL5036N1 | 4PX*BU42BS3+P0V0A000M30SD |  | 33600 | 31800 | 15.2 | 12 | 8.1 | 1.9 | 63 | 46 | 212628442
TRANE | 4TWL5030N1 | 4PX*BD30BS3+P0V0B000M40SC |  | 29600 | 29800 | 15.2 | 12 | 8.1 | 2.07 | 65 | 50 | 211289719
AMERICAN STANDARD | 4A6V8X48A1 | 4TXCB006DS3+P0V0B000M40SC+RP |  | 44000 | 43000 | 18 | 11.7 | 8.5 | 1.8 | 84 | 66 | 211289115
AMERICAN STANDARD | 4A6V8X48A1 | 4PX*BU48BS3+P0V0B000M40SC+RP |  | 44000 | 43000 | 18 | 11.7 | 8.5 | 1.8 | 84 | 66 | 211289114
AMERICAN STANDARD | 4A6L9048A1 | 4PX*BU48BS3+P0V0B000M40SC+RP |  | 45500 | 43500 | 17.5 | 12 | 8.7 | 2.28 | 72 | 57 | 211289109
TRANE | 4TWV8X48A1 | 4TXCB006DS3+P0V0B000M40SC+RP |  | 44000 | 43000 | 18 | 11.7 | 8.5 | 1.8 | 84 | 66 | 211289108
TRANE | 4TWV8X48A1 | 4PX*BU48BS3+P0V0B000M40SC+RP |  | 44000 | 43000 | 18 | 11.7 | 8.5 | 1.8 | 84 | 66 | 211289107
TRANE | 4TWL9048A1 | 4PX*BU48BS3+P0V0B000M40SC+RP |  | 45500 | 43500 | 17.5 | 12 | 8.7 | 2.28 | 72 | 57 | 211289102
AMERICAN STANDARD | 4A6V8X48A1 | 4TXCD010DS3 | *UD2C100ACV5 | 45500 | 42000 | 18 | 11.7 | 8.5 | 1.79 | 86 | 68 | 211289097
AMERICAN STANDARD | 4A6V8X48A1 | 4PX*DU60BS3 | *UD2C100ACV5 | 45500 | 42000 | 18 | 11.7 | 8.5 | 1.79 | 86 | 68 | 211289094
AMERICAN STANDARD | 4A6V8X36A1 | 4PX*CU42BS3 | *UD2C100ACV5 | 35400 | 32000 | 18 | 12 | 8.5 | 1.84 | 83 | 64 | 211289088
AMERICAN STANDARD | 4A6V0X36A1 | 4PX*CU42BS3 | *UD2C100ACV5 | 35800 | 32800 | 20 | 12.7 | 8.7 | 1.81 | 82 | 62 | 211289072
TRANE | 4TWR7024A1 | 4PX*CU60BS3 | *UD2C080ACV4 | 25600 | 24000 | 16 | 12 | 8.1 | 2.15 | 63 | 47 | 211287850
AMERICAN STANDARD | 4A6H7024A1 | 4PX*CU60BS3 | *UD2C080ACV4 | 25600 | 24000 | 16 | 12 | 8.1 | 2.15 | 63 | 47 | 211287849
TRANE | 4TWR7024A1 | 4PX*CU60BS3 | *UHMC100ACV4 | 25600 | 24000 | 16 | 12 | 8.1 | 2.16 | 63 | 47 | 211287848
AMERICAN STANDARD | 4A6H7024A1 | 4PX*CU60BS3 | *UHMC100ACV4 | 25600 | 24000 | 16 | 12 | 8.1 | 2.16 | 63 | 47 | 211287847
TRANE | 4TWR7024A1 | 4PX*CU48BS3 | *UHMC100ACV4 | 25600 | 24200 | 16 | 12 | 8.1 | 2.12 | 63 | 46 | 211287844
AMERICAN STANDARD | 4A6H7024A1 | 4PX*CU48BS3 | *UHMC100ACV4 | 25600 | 24200 | 16 | 12 | 8.1 | 2.12 | 63 | 46 | 211287843
TRANE | 4TWX8024A1 | 4PX*BD42BS3+HORIZ-RT | S8V2B080M4PDA | 25600 | 23800 | 16 | 12 | 8.1 | 1.97 | 63 | 47 | 211286314
AMERICAN STANDARD | 5A6H5036A1 | 5TXCB004AS3+TSTAT | S9V2B080U4VSA | 32400 | 31600 | 15.2 | 11.7 | 8.1 | 2.2 | 69 | 55 | 214077884
TRANE | 5TWR5036A1 | 5TXCB004AS3+TSTAT | S9V2B080U4VSA | 32400 | 31600 | 15.2 | 11.7 | 8.1 | 2.2 | 69 | 55 | 214077883
AMERICAN STANDARD | 4A6L6030A1 | 4TXCB006DS3+P0V0B000M40SD |  | 30400 | 27600 | 15.2 | 12 | 8.1 | 2 | 66 | 50 | 212628587
TRANE | 4TWL6030A1 | 4TXCB006DS3+P0V0B000M40SD |  | 30400 | 27600 | 15.2 | 12 | 8.1 | 2 | 66 | 50 | 212628586
AMERICAN STANDARD | 4A6L6030A1 | 4PX*BU48BS3+P0V0B000M40SD |  | 30400 | 27600 | 15.2 | 12 | 8.1 | 2 | 66 | 50 | 212628567
TRANE | 4TWL6030A1 | 4PX*BU48BS3+P0V0B000M40SD |  | 30400 | 27600 | 15.2 | 12 | 8.1 | 2 | 66 | 50 | 212628566
AMERICAN STANDARD | 4A6L6030A1 | 4PX*BU42BS3+P0V0B000M40SD |  | 30400 | 28200 | 15.2 | 12 | 8.1 | 2 | 65 | 49 | 212628553
TRANE | 4TWL6030A1 | 4PX*BU42BS3+P0V0B000M40SD |  | 30400 | 28200 | 15.2 | 12 | 8.1 | 2 | 65 | 49 | 212628552
TRANE | 4TWR7024A1 | 4TXCC009DS3 | *UHMC100ACV4 | 25600 | 24000 | 16 | 12 | 8.1 | 2.16 | 63 | 47 | 211287928
AMERICAN STANDARD | 4A6H7024A1 | 4TXCC009DS3 | *UHMC100ACV4 | 25600 | 24000 | 16 | 12 | 8.1 | 2.16 | 63 | 47 | 211287927
TRANE | 4TWR7024A1 | 4TXCC009DS3 | *UD2C080ACV4 | 25600 | 24000 | 16 | 12 | 8.1 | 2.15 | 63 | 47 | 211287926
AMERICAN STANDARD | 4A6H7024A1 | 4TXCC009DS3 | *UD2C080ACV4 | 25600 | 24000 | 16 | 12 | 8.1 | 2.15 | 63 | 47 | 211287925
TRANE | 4TWR7024A1 | 4TXCC007DS3 | *UHMC100ACV4 | 25600 | 24200 | 16 | 12 | 8.1 | 2.12 | 63 | 46 | 211287922
AMERICAN STANDARD | 4A6H7024A1 | 4TXCC007DS3 | *UHMC100ACV4 | 25600 | 24200 | 16 | 12 | 8.1 | 2.12 | 63 | 46 | 211287921
TRANE | 4TWR7024A1 | 4TXCB006DS3 | *UHMB080ACV3 | 25600 | 24400 | 16 | 12 | 8.1 | 2.11 | 62 | 46 | 211287908
AMERICAN STANDARD | 4A6H7024A1 | 4TXCB006DS3 | *UHMB080ACV3 | 25600 | 24400 | 16 | 12 | 8.1 | 2.11 | 62 | 46 | 211287907
TRANE | 4TWR7024A1 | 4TXCB006DS3 | *UHMB060ACV3 | 25600 | 24400 | 16 | 12 | 8.1 | 2.1 | 63 | 46 | 211287906
AMERICAN STANDARD | 4A6H7024A1 | 4TXCB006DS3 | *UHMB060ACV3 | 25600 | 24400 | 16 | 12 | 8.1 | 2.1 | 63 | 46 | 211287905
TRANE | 5TWR5042A1 | 5TXCC007AS3+TSTAT | S9V2C100D4VSB | 37400 | 38000 | 15.2 | 11.7 | 8.1 | 2.1 | 67 | 51 | 214077955
AMERICAN STANDARD | 5A6H5042A1 | 5TXCC007AS3+TSTAT | S9V2C100D4VSB | 37400 | 38000 | 15.2 | 11.7 | 8.1 | 2.1 | 67 | 51 | 214077956
TRANE | 5TWR5042A1 | 5TXCC007AS3+TSTAT | S9V2C100D5PSB | 37400 | 38000 | 15.2 | 11.7 | 8.1 | 2.1 | 66 | 51 | 214077949
AMERICAN STANDARD | 5A6H5042A1 | 5TXCC007AS3+TSTAT | S9V2C100D5PSB | 37400 | 38000 | 15.2 | 11.7 | 8.1 | 2.1 | 66 | 51 | 214077950
TRANE | 5TWR5042A1 | 5TXCC007AS3+TSTAT | S9V2C100D4VSA | 37200 | 37600 | 15.2 | 11.7 | 8.1 | 2.1 | 68 | 52 | 214077951
AMERICAN STANDARD | 5A6H5060A1 | 5TEM6D07AV51+TDR+TSTAT |  | 53500 | 53000 | 15.2 | 11.7 | 8.5 | 2.5 | 69 | 54 | 214078024
TRANE | 5TWR5060A1 | 5TEM6D07AV51+TDR+TSTAT |  | 53500 | 53000 | 15.2 | 11.7 | 8.5 | 2.5 | 69 | 54 | 214078023
AMERICAN STANDARD | 5A6H5048A1 | 5TXCC007AS3+TSTAT | S9V2C080U5PSB | 44000 | 44000 | 15.2 | 11.7 | 8.1 | 2 | 67 | 52 | 214078000
TRANE | 5TWR5048A1 | 5TXCC007AS3+TSTAT | S9V2C080U5PSB | 44000 | 44000 | 15.2 | 11.7 | 8.1 | 2 | 67 | 52 | 214077999
AMERICAN STANDARD | 5A6H5048A1 | 5TXCC007AS3+TSTAT | S9V2C080U5PSC | 44000 | 44000 | 15.2 | 11.7 | 8.1 | 2 | 67 | 52 | 214077998
TRANE | 5TWR5048A1 | 5TXCC007AS3+TSTAT | S9V2C080U5PSC | 44000 | 44000 | 15.2 | 11.7 | 8.1 | 2 | 67 | 52 | 214077997
AMERICAN STANDARD | 4A6L6042A1 | 4PX*DU48BS3+P0V0D000M50SD |  | 42000 | 39000 | 15.2 | 12 | 8.1 | 2.2 | 67 | 53 | 212628735
TRANE | 4TWL6042A1 | 4PX*DU48BS3+P0V0D000M50SD |  | 42000 | 39000 | 15.2 | 12 | 8.1 | 2.2 | 67 | 53 | 212628734
AMERICAN STANDARD | 4A6L6042A1 | 4PX*CU60BS3+P0V0C000M50SD |  | 42000 | 38500 | 15.2 | 12 | 8.1 | 2.2 | 68 | 53 | 212628731
TRANE | 4TWL6042A1 | 4PX*CU60BS3+P0V0C000M50SD |  | 42000 | 38500 | 15.2 | 12 | 8.1 | 2.2 | 68 | 53 | 212628730
AMERICAN STANDARD | 4A6L6036A1 | 4TXCC009DS3 | L8V1C100U5VSB | 37800 | 33200 | 15.2 | 12 | 8.1 | 2.1 | 65 | 50 | 212628703
TRANE | 4TWL6036A1 | 4TXCC009DS3 | L8V1C100U5VSB | 37800 | 33200 | 15.2 | 12 | 8.1 | 2.1 | 65 | 50 | 212628702
AMERICAN STANDARD | 4A6L6036A1 | 4TXCC007DS3 | L8V1C100U5VSB | 37000 | 33400 | 15.2 | 12 | 8.1 | 2.1 | 65 | 50 | 212628701
TRANE | 4TWL6036A1 | 4TXCC007DS3 | L8V1C100U5VSB | 37000 | 33400 | 15.2 | 12 | 8.1 | 2.1 | 65 | 50 | 212628700
AMERICAN STANDARD | 4A6L6036A1 | 4TXCB006DS3+P0V0B000M40SD |  | 36400 | 33000 | 15.2 | 12 | 8.1 | 2.1 | 65 | 50 | 212628693
TRANE | 4TWL6036A1 | 4TXCB006DS3+P0V0B000M40SD |  | 36400 | 33000 | 15.2 | 12 | 8.1 | 2.1 | 65 | 50 | 212628692
AMERICAN STANDARD | 4A6L6036A1 | 4TXCB006DS3+P0V0A000M30SD |  | 35000 | 32600 | 15.2 | 12 | 8.1 | 2 | 65 | 50 | 212628691
TRANE | 4TWL6036A1 | 4TXCB006DS3+P0V0A000M30SD |  | 35000 | 32600 | 15.2 | 12 | 8.1 | 2 | 65 | 50 | 212628690
AMERICAN STANDARD | 4A6L6036A1 | 4TXCB006DS3 | L8V1B080U4VSB | 36000 | 33000 | 15.2 | 12 | 8.1 | 2.1 | 65 | 50 | 212628689
TRANE | 4TWL6036A1 | 4TXCB006DS3 | L8V1B080U4VSB | 36000 | 33000 | 15.2 | 12 | 8.1 | 2.1 | 65 | 50 | 212628688
AMERICAN STANDARD | 5A6H5042A1 | 5TXCC007AS3+TSTAT |  | 39500 | 40500 | 15.2 | 11.7 | 8.1 | 2.1 | 65 | 49 | 214077960
TRANE | 5TWR5042A1 | 5TXCC007AS3+TSTAT |  | 39500 | 40500 | 15.2 | 11.7 | 8.1 | 2.1 | 65 | 49 | 214077959
AMERICAN STANDARD | 5A6H5036A1 | 5TXCD010AS3+TSTAT |  | 34000 | 31800 | 15.2 | 11.7 | 8.1 | 2.3 | 69 | 56 | 214077910
TRANE | 5TWR5036A1 | 5TXCD010AS3+TSTAT |  | 34000 | 31800 | 15.2 | 11.7 | 8.1 | 2.3 | 69 | 56 | 214077909
AMERICAN STANDARD | 5A6H5036A1 | 5TXCB004AS3+TSTAT | S8V2B080M4PDA | 33000 | 31800 | 15.2 | 11.7 | 8.1 | 2.2 | 69 | 55 | 214077902
TRANE | 5TWR5036A1 | 5TXCB004AS3+TSTAT | S8V2B080M4PDA | 33000 | 31800 | 15.2 | 11.7 | 8.1 | 2.2 | 69 | 55 | 214077901
AMERICAN STANDARD | 5A6H5036A1 | 5TXCB004AS3+TSTAT | S8V2B080M4PCA | 33000 | 31800 | 15.2 | 11.7 | 8.1 | 2.2 | 69 | 55 | 214077900
TRANE | 5TWR5036A1 | 5TXCB004AS3+TSTAT | S8V2B080M4PCA | 33000 | 31800 | 15.2 | 11.7 | 8.1 | 2.2 | 69 | 55 | 214077899
AMERICAN STANDARD | 4A6L6036A1 | 4PX*CU48BS3 | L8V1C100U5VSB | 37000 | 33400 | 15.2 | 12 | 8.1 | 2.1 | 65 | 50 | 212628665
TRANE | 4TWL6036A1 | 4PX*CU48BS3 | L8V1C100U5VSB | 37000 | 33400 | 15.2 | 12 | 8.1 | 2.1 | 65 | 50 | 212628664
AMERICAN STANDARD | 4A6L6036A1 | 4PX*CU42BS3 | L8V1C100U5VSB | 37000 | 34200 | 15.2 | 12 | 8.1 | 2.1 | 64 | 49 | 212628663
TRANE | 4TWL6036A1 | 4PX*CU42BS3 | L8V1C100U5VSB | 37000 | 34200 | 15.2 | 12 | 8.1 | 2.1 | 64 | 49 | 212628662
AMERICAN STANDARD | 4A6L6036A1 | 4PX*CD36BS3+HORIZ-RT | L8V1C100U5VSB | 35400 | 33800 | 15.2 | 12 | 8.1 | 2 | 65 | 50 | 212628655
TRANE | 4TWL6036A1 | 4PX*CD36BS3+HORIZ-RT | L8V1C100U5VSB | 35400 | 33800 | 15.2 | 12 | 8.1 | 2 | 65 | 50 | 212628654
AMERICAN STANDARD | 4A6L6036A1 | 4PX*BU48BS3 | L8V1B080U4VSB | 36000 | 33000 | 15.2 | 12 | 8.1 | 2.1 | 65 | 50 | 212628651
TRANE | 4TWL6036A1 | 4PX*BU48BS3 | L8V1B080U4VSB | 36000 | 33000 | 15.2 | 12 | 8.1 | 2.1 | 65 | 50 | 212628650
AMERICAN STANDARD | 4A6L6036A1 | 4PX*BU48BS3+P0V0A000M30SD |  | 35000 | 32600 | 15.2 | 12 | 8.1 | 2 | 65 | 50 | 212628649
TRANE | 4TWL6036A1 | 4PX*BU48BS3+P0V0A000M30SD |  | 35000 | 32600 | 15.2 | 12 | 8.1 | 2 | 65 | 50 | 212628648
AMERICAN STANDARD | 4A6L6036A1 | 4PX*BU48BS3+P0V0B000M40SD |  | 36400 | 33000 | 15.2 | 12 | 8.1 | 2.1 | 65 | 50 | 212628645
TRANE | 4TWL6036A1 | 4PX*BU48BS3+P0V0B000M40SD |  | 36400 | 33000 | 15.2 | 12 | 8.1 | 2.1 | 65 | 50 | 212628644
AMERICAN STANDARD | 4A6L6036A1 | 4PX*BU42BS3+P0V0B000M40SD |  | 36600 | 34000 | 15.2 | 12 | 8.1 | 2.1 | 65 | 49 | 212628639
TRANE | 4TWL6036A1 | 4PX*BU42BS3+P0V0B000M40SD |  | 36600 | 34000 | 15.2 | 12 | 8.1 | 2.1 | 65 | 49 | 212628638
AMERICAN STANDARD | 4A6L6036A1 | 4PX*BU42BS3+P0V0A000M30SD |  | 34400 | 33000 | 15.2 | 12 | 8.1 | 2.1 | 65 | 50 | 212628637
TRANE | 4TWL6036A1 | 4PX*BU42BS3+P0V0A000M30SD |  | 34400 | 33000 | 15.2 | 12 | 8.1 | 2.1 | 65 | 50 | 212628636
AMERICAN STANDARD | 4A6L6036A1 | 4PX*BU42BS3 | L8V1B080U4VSB | 36000 | 33800 | 15.2 | 12 | 8.1 | 2.1 | 65 | 50 | 212628635
TRANE | 4TWL6036A1 | 4PX*BU42BS3 | L8V1B080U4VSB | 36000 | 33800 | 15.2 | 12 | 8.1 | 2.1 | 65 | 50 | 212628634
AMERICAN STANDARD | 4A6L6036A1 | 4PX*BD36BS3+HORIZ-RT+P0V0B000M40SD |  | 35200 | 33800 | 15.2 | 12 | 8.1 | 2 | 65 | 50 | 212628609
TRANE | 4TWL6036A1 | 4PX*BD36BS3+HORIZ-RT+P0V0B000M40SD |  | 35200 | 33800 | 15.2 | 12 | 8.1 | 2 | 65 | 50 | 212628608
AMERICAN STANDARD | 4A6L6036A1 | 4PX*BD36BS3+P0V0B000M40SD |  | 35200 | 33800 | 15.2 | 12 | 8.1 | 2 | 65 | 50 | 212628601
TRANE | 4TWL6036A1 | 4PX*BD36BS3+P0V0B000M40SD |  | 35200 | 33800 | 15.2 | 12 | 8.1 | 2 | 65 | 50 | 212628600
TRANE | 4TWL5030N1 | 4TXCB003DS3+P0V0A000M30SC |  | 28000 | 29200 | 15.2 | 12 | 8.1 | 2.09 | 65 | 50 | 211289806
TRANE | 4TWL5024N1 | 4TXCB003DS3+P0V0A000M30SC |  | 25600 | 25600 | 15.2 | 12 | 8.1 | 2.09 | 74 | 57 | 211289805
TRANE | 4TWL6036A1 | 4PX*CU36BS3+P0V0C000M50SC |  | 36000 | 32400 | 15.2 | 12 | 8.1 | 2.13 | 66 | 52 | 211289782
TRANE | 4TWL6036A1 | 4PX*CD36BS3+P0V0C000M50SC |  | 36200 | 34200 | 15.2 | 12 | 8.1 | 2.07 | 65 | 50 | 211289765
TRANE | 4TWL5030N1 | 4PX*BU30BS3+P0V0B000M40SC |  | 29200 | 29400 | 15.2 | 12 | 8.1 | 2.16 | 65 | 50 | 211289757
TRANE | 4TWL5024N1 | 4PX*BU30BS3+P0V0B000M40SC |  | 25600 | 25600 | 15.2 | 12 | 8.1 | 2.16 | 75 | 57 | 211289756
TRANE | 4TWL5030N1 | 4PX*BU30BS3+P0V0A000M30SC |  | 28000 | 29200 | 15.2 | 12 | 8.1 | 2.09 | 65 | 50 | 211289742
TRANE | 4TWL5024N1 | 4PX*BU30BS3+P0V0A000M30SC |  | 25600 | 25600 | 15.2 | 12 | 8.1 | 2.09 | 74 | 57 | 211289741
TRANE | 4TWL5030N1 | 4PX*BD36BS3+P0V0A000M30SC |  | 28400 | 28000 | 15.2 | 12 | 8.1 | 2.09 | 66 | 51 | 211289728
TRANE | 4TWL5024N1 | 4PX*BD36BS3+P0V0A000M30SC |  | 25600 | 25600 | 15.2 | 12 | 8.1 | 2.09 | 72 | 56 | 211289727
RUNTRU | A4HP6048A1 | A4AH6V60B1C3 |  | 47000 | 44500 | 15.2 | 12 | 8.1 | 2.25 | 65 | 50 | 211287376
RUNTRU | A4HP6048A1 | A4AH5V60A1C3 |  | 47000 | 44500 | 15.2 | 12 | 8.1 | 2.25 | 65 | 50 | 211287375
RUNTRU | A4HP6048A1 | A4AH5V48A1C3 |  | 47000 | 44500 | 15.2 | 12 | 8.1 | 2.25 | 65 | 50 | 211287374
RUNTRU | A4HP6048A1 | A4AH5E61A1C3 |  | 46500 | 44000 | 15.2 | 12 | 8.1 | 2.24 | 65 | 50 | 211287372
RUNTRU | A4HP6048A1 | A4AH5E49A1C3 |  | 47000 | 44500 | 15.2 | 12 | 8.1 | 2.26 | 65 | 49 | 211287371
AMERICAN STANDARD | 4A6V8036A1 | 4TXCB006DS3 | S8V2B080M4PCA+RP | 35200 | 32600 | 18 | 12 | 8.2 | 1.8 | 82 | 64 | 213735731
TRANE | 4TWV8036A1 | 4TXCB006DS3 | S8V2B080M4PCA+RP | 35200 | 32600 | 18 | 12 | 8.2 | 1.8 | 82 | 64 | 213735730
TRANE | 4TWX8024A1 | 4TXCC009DS3 | *UHMC100ACV4 | 25600 | 24000 | 16 | 12 | 8.1 | 2.16 | 63 | 47 | 211286425
TRANE | 4TWX8024A1 | 4TXCC009DS3 | *UD2C080ACV4 | 25600 | 24000 | 16 | 12 | 8.1 | 2.15 | 63 | 47 | 211286424
TRANE | 4TWX8024A1 | 4TXCC007DS3 | *UHMC100ACV4 | 25600 | 24200 | 16 | 12 | 8.1 | 2.12 | 63 | 46 | 211286422
TRANE | 4TWX8024A1 | 4TXCB006DS3 | *UHMB080ACV3 | 25600 | 24400 | 16 | 12 | 8.1 | 2.11 | 62 | 46 | 211286415
TRANE | 4TWX8024A1 | 4TXCB006DS3 | *UHMB060ACV3 | 25600 | 24400 | 16 | 12 | 8.1 | 2.1 | 63 | 46 | 211286414
TRANE | 4TWX8024A1 | 4PX*CU60BS3 | *UD2C080ACV4 | 25600 | 24000 | 16 | 12 | 8.1 | 2.15 | 63 | 47 | 211286386
TRANE | 4TWX8024A1 | 4PX*CU60BS3 | *UHMC100ACV4 | 25600 | 24000 | 16 | 12 | 8.1 | 2.16 | 63 | 47 | 211286385
TRANE | 4TWX8024A1 | 4PX*CU48BS3 | *UHMC100ACV4 | 25600 | 24200 | 16 | 12 | 8.1 | 2.12 | 63 | 46 | 211286383
TRANE | 4TWX8024A1 | 4PX*BU48BS3 | *UHMB080ACV3 | 25600 | 24400 | 16 | 12 | 8.1 | 2.11 | 62 | 46 | 211286367
TRANE | 4TWX8024A1 | 4PX*BU48BS3 | *UHMB060ACV3 | 25600 | 24400 | 16 | 12 | 8.1 | 2.1 | 63 | 46 | 211286359
AMERICAN STANDARD | 5A6H5042A1 | 5TXCC007AS3+TSTAT | S9V2C100D4VSA | 37200 | 37600 | 15.2 | 11.7 | 8.1 | 2.1 | 68 | 52 | 214077952
AMERICAN STANDARD | 4A6L6042A1 | 4TXCD010DS3+P0V0D000M50SD |  | 42000 | 38500 | 15.2 | 12 | 8.1 | 2.2 | 67 | 53 | 212628757
TRANE | 4TWL6042A1 | 4TXCD010DS3+P0V0D000M50SD |  | 42000 | 38500 | 15.2 | 12 | 8.1 | 2.2 | 67 | 53 | 212628756
AMERICAN STANDARD | 4A6L6042A1 | 4TXCD008DS3+P0V0D000M50SD |  | 42000 | 39000 | 15.2 | 12 | 8.1 | 2.2 | 67 | 53 | 212628755
TRANE | 4TWL6042A1 | 4TXCD008DS3+P0V0D000M50SD |  | 42000 | 39000 | 15.2 | 12 | 8.1 | 2.2 | 67 | 53 | 212628754
AMERICAN STANDARD | 4A6L6042A1 | 4TXCC009DS3+P0V0C000M50SD |  | 42000 | 38500 | 15.2 | 12 | 8.1 | 2.2 | 68 | 53 | 212628753
TRANE | 4TWL6042A1 | 4TXCC009DS3+P0V0C000M50SD |  | 42000 | 38500 | 15.2 | 12 | 8.1 | 2.2 | 68 | 53 | 212628752
RUNTRU | A4HP6030A1 | A4AH6V36A1C3 |  | 29400 | 27400 | 15.2 | 12 | 8.1 | 2.21 | 65 | 49 | 206414301
RUNTRU | A4HP6048A1 | A4AH6E49A1C3 |  | 46500 | 44000 | 15.2 | 12 | 8.1 | 2.24 | 65 | 50 | 206414318
RUNTRU | A4HP6048A1 | A4AH6E61A1C3 |  | 46500 | 44000 | 15.2 | 12 | 8.1 | 2.24 | 65 | 50 | 206414319
RUNTRU | A4HP6048A1 | A4AH6V48A1C3 |  | 47000 | 44500 | 15.2 | 12 | 8.1 | 2.25 | 65 | 50 | 206414321
TRANE | 4TWL6036A1 | 4PX*CD36BS3+HORIZ-RT+P0V0C000M50SC |  | 36200 | 34200 | 15.2 | 12 | 8.1 | 2.07 | 65 | 50 | 211289820
AMERICAN STANDARD | 5A6H5060A1 | 5TXCD010AS3+TSTAT | S9V2D120U5VSB | 53500 | 52500 | 15.2 | 11.7 | 8.1 | 2.4 | 68 | 53 | 214078120
TRANE | 5TWR5060A1 | 5TXCD010AS3+TSTAT | S9V2D120U5VSB | 53500 | 52500 | 15.2 | 11.7 | 8.1 | 2.4 | 68 | 53 | 214078119
AMERICAN STANDARD | 5A6H5060A1 | 5TXCD010AS3+TSTAT | S9V2D120U5VSA | 53500 | 52500 | 15.2 | 11.7 | 8.1 | 2.4 | 68 | 54 | 214078118
TRANE | 5TWR5060A1 | 5TXCD010AS3+TSTAT | S9V2D120U5VSA | 53500 | 52500 | 15.2 | 11.7 | 8.1 | 2.4 | 68 | 54 | 214078117
AMERICAN STANDARD | 5A6H5060A1 | 5TXCD010AS3+TSTAT | S9V2D120U5PSC | 53500 | 52500 | 15.2 | 11.7 | 8.1 | 2.4 | 68 | 53 | 214078116
TRANE | 5TWR5060A1 | 5TXCD010AS3+TSTAT | S9V2D120U5PSC | 53500 | 52500 | 15.2 | 11.7 | 8.1 | 2.4 | 68 | 53 | 214078115
AMERICAN STANDARD | 5A6H5060A1 | 5TXCD010AS3+TSTAT | S9V2D120U5PSB | 53500 | 52500 | 15.2 | 11.7 | 8.1 | 2.4 | 68 | 54 | 214078114
TRANE | 5TWR5060A1 | 5TXCD010AS3+TSTAT | S9V2D120U5PSB | 53500 | 52500 | 15.2 | 11.7 | 8.1 | 2.4 | 68 | 54 | 214078113
AMERISTAR | A4HP6042A1 | A4AH5E49A1C3 |  | 42000 | 39000 | 15.2 | 12 | 8.1 | 2.21 | 64 | 48 | 211288665
AMERISTAR | A4HP6042A1 | A4AH4E48B1C3 |  | 42000 | 39000 | 15.2 | 12 | 8.1 | 2.21 | 64 | 48 | 211288662
AMERICAN STANDARD | 4A6L6036A1 | 4PX*BU48BS3 | L8V1B080U4VSA | 36000 | 33000 | 15.2 | 12 | 8.1 | 2.1 | 65 | 50 | 211076781
AMERICAN STANDARD | 4A6L6036A1 | 4PX*BU42BS3 | L8V1B080U4VSA | 36000 | 33800 | 15.2 | 12 | 8.1 | 2.1 | 65 | 50 | 211076780
AMERICAN STANDARD | 4A6V8X48A1 | 4TXCD010DS3+P0V0C000M50SD+RP |  | 45500 | 42000 | 18 | 12 | 8.5 | 1.8 | 85 | 66 | 212630038
TRANE | 4TWV8X48A1 | 4TXCD010DS3+P0V0C000M50SD+RP |  | 45500 | 42000 | 18 | 12 | 8.5 | 1.8 | 85 | 66 | 212630037
AMERICAN STANDARD | 4A6V8X48A1 | 4TXCD010DS3 | L8V1C100U5VSB+RP | 45500 | 42000 | 18 | 12 | 8.5 | 1.8 | 85 | 65 | 212630036
TRANE | 4TWV8X48A1 | 4TXCD010DS3 | L8V1C100U5VSB+RP | 45500 | 42000 | 18 | 12 | 8.5 | 1.8 | 85 | 65 | 212630035
AMERICAN STANDARD | 4A6V8X48A1 | 4TXCD010DS3+P0V0D000M50SD+RP |  | 47000 | 43000 | 18 | 12 | 8.5 | 1.9 | 85 | 66 | 212630034
TRANE | 4TWV8X48A1 | 4TXCD010DS3+P0V0D000M50SD+RP |  | 47000 | 43000 | 18 | 12 | 8.5 | 1.9 | 85 | 66 | 212630033
AMERICAN STANDARD | 4A6V8X48A1 | 4TXCD008DS3+P0V0D000M50SD+RP |  | 46000 | 43500 | 18 | 12 | 8.5 | 1.8 | 85 | 66 | 212630032
TRANE | 4TWV8X48A1 | 4TXCD008DS3+P0V0D000M50SD+RP |  | 46000 | 43500 | 18 | 12 | 8.5 | 1.8 | 85 | 66 | 212630031
AMERICAN STANDARD | 4A6V8X48A1 | 4TXCD008DS3+P0V0C000M50SD+RP |  | 45000 | 42000 | 18 | 12 | 8.5 | 1.8 | 86 | 67 | 212630028
TRANE | 4TWV8X48A1 | 4TXCD008DS3+P0V0C000M50SD+RP |  | 45000 | 42000 | 18 | 12 | 8.5 | 1.8 | 86 | 67 | 212630027
AMERICAN STANDARD | 4A6V8X48A1 | 4TXCC009DS3 | L8V1C100U5VSB+RP | 47000 | 43000 | 18 | 12 | 8.5 | 1.8 | 86 | 66 | 212630026
TRANE | 4TWV8X48A1 | 4TXCC009DS3 | L8V1C100U5VSB+RP | 47000 | 43000 | 18 | 12 | 8.5 | 1.8 | 86 | 66 | 212630025
AMERICAN STANDARD | 4A6V8X48A1 | 4TXCC009DS3+P0V0C000M50SD+RP |  | 47000 | 43000 | 18 | 12 | 8.5 | 1.8 | 86 | 67 | 212630024
TRANE | 4TWV8X48A1 | 4TXCC009DS3+P0V0C000M50SD+RP |  | 47000 | 43000 | 18 | 12 | 8.5 | 1.8 | 86 | 67 | 212630023
AMERICAN STANDARD | 4A6V8X48A1 | 4TXCC007DS3+P0V0C000M50SD+RP |  | 46000 | 43500 | 18 | 12 | 8.5 | 1.8 | 86 | 67 | 212630022
TRANE | 4TWV8X48A1 | 4TXCC007DS3+P0V0C000M50SD+RP |  | 46000 | 43500 | 18 | 12 | 8.5 | 1.8 | 86 | 67 | 212630021
RUNTRU | A4HP6030A1 | A4AH6V60B1C3 |  | 29800 | 27000 | 15.2 | 12 | 8.1 | 2.24 | 65 | 50 | 211287033
RUNTRU | A4HP6030A1 | A4AH5V60A1C3 |  | 29800 | 27000 | 15.2 | 12 | 8.1 | 2.24 | 65 | 50 | 211287032
RUNTRU | A4HP6030A1 | A4AH5V36A1C3 |  | 29400 | 27400 | 15.2 | 12 | 8.1 | 2.21 | 65 | 49 | 211287031
AMERICAN STANDARD | 5A6H5024A1 | 5TXCB004AS3+TSTAT | S9V2B080D4PSC | 22600 | 21600 | 15.2 | 11.7 | 8.1 | 2 | 67 | 52 | 214077510
TRANE | 5TWR5024A1 | 5TXCB004AS3+TSTAT | S9V2B080D4PSC | 22600 | 21600 | 15.2 | 11.7 | 8.1 | 2 | 67 | 52 | 214077509
TRANE | 4TWR7024A1 | 4PX*BD42BS3 | S8V2B080M4PCA | 25600 | 23800 | 16 | 12 | 8.1 | 1.9 | 63 | 47 | 211092472
AMERICAN STANDARD | 4A6H7024A1 | 4PX*BD42BS3 | S8V2B080M4PCA | 25600 | 23800 | 16 | 12 | 8.1 | 1.9 | 63 | 47 | 211092471
TRANE | 4TWR7024A1 | 4PX*BD42BS3 | S8V2B080M4PDA | 25600 | 23800 | 16 | 12 | 8.1 | 1.9 | 63 | 47 | 211092466
AMERICAN STANDARD | 4A6H7024A1 | 4PX*BD42BS3 | S8V2B080M4PDA | 25600 | 23800 | 16 | 12 | 8.1 | 1.9 | 63 | 47 | 211092465
TRANE | 4TWL6036A1 | 4TXCC007DS3 | S8X1C100M5PSC | 36400 | 33200 | 15.2 | 12 | 8.1 | 2.1 | 65 | 50 | 207149441
TRANE | 4TWL6036A1 | 4TXCC007DS3 | S8X1C100M5PTC | 36400 | 33200 | 15.2 | 12 | 8.1 | 2.1 | 65 | 50 | 207149440
TRANE | 4TWL6036A1 | 4PX*CU48BS3 | S8X1C100M5PTC | 36400 | 33200 | 15.2 | 12 | 8.1 | 2.1 | 65 | 50 | 207149437
TRANE | 4TWL6036A1 | 4PX*CU48BS3 | S8X1C100M5PSC | 36400 | 33200 | 15.2 | 12 | 8.1 | 2.1 | 65 | 50 | 207149436
TRANE | 4TWL6036A1 | 4PX*CU42BS3 | S8X1C100M5PSC | 36400 | 34000 | 15.2 | 12 | 8.1 | 2.1 | 65 | 50 | 207149435
TRANE | 4TWL6036A1 | 4PX*CU42BS3 | S8X1C100M5PTC | 36400 | 34000 | 15.2 | 12 | 8.1 | 2.1 | 65 | 50 | 207149434
AMERICAN STANDARD | 5A6H5048A1 | 5TXCC007AS3+TSTAT | S9V2C100U4VSA | 43500 | 44000 | 15.2 | 11.7 | 8.1 | 2 | 67 | 51 | 214079000
TRANE | 5TWR5048A1 | 5TXCC007AS3+TSTAT | S9V2C100U4VSA | 43500 | 44000 | 15.2 | 11.7 | 8.1 | 2 | 67 | 51 | 214078999
AMERICAN STANDARD | 5A6H5048A1 | 5TEM6D07AV51+TDR+TSTAT |  | 45000 | 43500 | 16 | 12 | 8.5 | 2.2 | 67 | 52 | 214078980
TRANE | 5TWR5048A1 | 5TEM6D07AV51+TDR+TSTAT |  | 45000 | 43500 | 16 | 12 | 8.5 | 2.2 | 67 | 52 | 214078979
AMERICAN STANDARD | 5A6H5048A1 | 5TEM6D06AV41+TDR+TSTAT |  | 45000 | 43500 | 16 | 12 | 8.5 | 2.2 | 67 | 52 | 214078978
TRANE | 5TWR5048A1 | 5TEM6D06AV41+TDR+TSTAT |  | 45000 | 43500 | 16 | 12 | 8.5 | 2.2 | 67 | 52 | 214078977
AMERICAN STANDARD | 5A6H5042A1 | 5TXCD010AS3+TSTAT | S8V2D120M5PCB | 41000 | 39500 | 16 | 12 | 8.1 | 2.2 | 64 | 48 | 214078976
TRANE | 5TWR5042A1 | 5TXCD010AS3+TSTAT | S8V2D120M5PCB | 41000 | 39500 | 16 | 12 | 8.1 | 2.2 | 64 | 48 | 214078975
AMERICAN STANDARD | 5A6H5042A1 | 5TXCD010AS3+TSTAT | S8V2D120M5PCA | 41000 | 39500 | 16 | 12 | 8.1 | 2.2 | 64 | 48 | 214078974
TRANE | 5TWR5042A1 | 5TXCD010AS3+TSTAT | S8V2D120M5PCA | 41000 | 39500 | 16 | 12 | 8.1 | 2.2 | 64 | 48 | 214078973
AMERICAN STANDARD | 5A6H5042A1 | 5TXCD010AS3+TSTAT | S8V2D120M5PDA | 41000 | 39500 | 16 | 12 | 8.1 | 2.2 | 64 | 48 | 214078972
TRANE | 5TWR5042A1 | 5TXCD010AS3+TSTAT | S8V2D120M5PDA | 41000 | 39500 | 16 | 12 | 8.1 | 2.2 | 64 | 48 | 214078971
AMERICAN STANDARD | 5A6H5042A1 | 5TXCD010AS3+TSTAT | *UHMD120ACV5 | 41000 | 39500 | 16 | 12 | 8.1 | 2.2 | 64 | 48 | 214078970
TRANE | 5TWR5042A1 | 5TXCD010AS3+TSTAT | *UHMD120ACV5 | 41000 | 39500 | 16 | 12 | 8.1 | 2.2 | 64 | 48 | 214078969
AMERICAN STANDARD | 5A6H5042A1 | 5TXCD010AS3+TSTAT | *UHMD120CCV5 | 40500 | 39500 | 16 | 12 | 8.1 | 2.2 | 64 | 48 | 214078968
TRANE | 5TWR5042A1 | 5TXCD010AS3+TSTAT | *UHMD120CCV5 | 40500 | 39500 | 16 | 12 | 8.1 | 2.2 | 64 | 48 | 214078967
AMERICAN STANDARD | 5A6H5042A1 | 5TXCD010AS3+TSTAT |  | 40500 | 40500 | 15.2 | 11.7 | 8.1 | 2.1 | 64 | 49 | 214078966
TRANE | 5TWR5042A1 | 5TXCD010AS3+TSTAT |  | 40500 | 40500 | 15.2 | 11.7 | 8.1 | 2.1 | 64 | 49 | 214078965
AMERICAN STANDARD | 5A6H5042A1 | 5TXCD010AS3+TSTAT+P0V0D000M50SD |  | 41000 | 39500 | 16.5 | 12 | 8.1 | 2.2 | 63 | 48 | 214078964
TRANE | 5TWR5042A1 | 5TXCD010AS3+TSTAT+P0V0D000M50SD |  | 41000 | 39500 | 16.5 | 12 | 8.1 | 2.2 | 63 | 48 | 214078963
AMERICAN STANDARD | 5A6H5042A1 | 5TXCD010AS3+TSTAT | S9X2D120U5PSB | 40000 | 39000 | 16 | 12 | 8.1 | 2.2 | 64 | 48 | 214078962
TRANE | 5TWR5042A1 | 5TXCD010AS3+TSTAT | S9X2D120U5PSB | 40000 | 39000 | 16 | 12 | 8.1 | 2.2 | 64 | 48 | 214078961
AMERICAN STANDARD | 5A6H5042A1 | 5TXCD010AS3+TSTAT | S9X1D120U5PSB | 40000 | 39000 | 16 | 12 | 8.1 | 2.2 | 64 | 48 | 214078960
TRANE | 5TWR5042A1 | 5TXCD010AS3+TSTAT | S9X1D120U5PSB | 40000 | 39000 | 16 | 12 | 8.1 | 2.2 | 64 | 48 | 214078959
AMERICAN STANDARD | 5A6H5042A1 | 5TXCD010AS3+TSTAT | S9V2D120U5VSB | 40000 | 39000 | 16.5 | 12 | 8.1 | 2.2 | 65 | 48 | 214078958
TRANE | 5TWR5042A1 | 5TXCD010AS3+TSTAT | S9V2D120U5VSB | 40000 | 39000 | 16.5 | 12 | 8.1 | 2.2 | 65 | 48 | 214078957
AMERICAN STANDARD | 5A6H5042A1 | 5TXCD010AS3+TSTAT | S9V2D120U5VSA | 40500 | 39000 | 16 | 12 | 8.1 | 2.2 | 65 | 48 | 214078956
TRANE | 5TWR5042A1 | 5TXCD010AS3+TSTAT | S9V2D120U5VSA | 40500 | 39000 | 16 | 12 | 8.1 | 2.2 | 65 | 48 | 214078955
AMERICAN STANDARD | 5A6H5042A1 | 5TXCD010AS3+TSTAT | S9V2D120U5PSC | 41000 | 39500 | 16.5 | 12 | 8.1 | 2.2 | 64 | 48 | 214078954
TRANE | 5TWR5042A1 | 5TXCD010AS3+TSTAT | S9V2D120U5PSC | 41000 | 39500 | 16.5 | 12 | 8.1 | 2.2 | 64 | 48 | 214078953
AMERICAN STANDARD | 5A6H5042A1 | 5TXCD010AS3+TSTAT | S9V2D120U5PSB | 40500 | 39000 | 16 | 12 | 8.1 | 2.2 | 65 | 48 | 214078952
TRANE | 5TWR5042A1 | 5TXCD010AS3+TSTAT | S9V2D120U5PSB | 40500 | 39000 | 16 | 12 | 8.1 | 2.2 | 65 | 48 | 214078951
AMERICAN STANDARD | 5A6H5042A1 | 5TXCD010AS3+TSTAT | S8X2D120M5PTC | 40500 | 39500 | 16 | 12 | 8.1 | 2.2 | 64 | 48 | 214078950
TRANE | 5TWR5042A1 | 5TXCD010AS3+TSTAT | S8X2D120M5PTC | 40500 | 39500 | 16 | 12 | 8.1 | 2.2 | 64 | 48 | 214078949
AMERICAN STANDARD | 5A6H5042A1 | 5TXCD010AS3+TSTAT | S8X2D120M5PSC | 40500 | 39500 | 16 | 12 | 8.1 | 2.2 | 64 | 48 | 214078948
TRANE | 5TWR5042A1 | 5TXCD010AS3+TSTAT | S8X2D120M5PSC | 40500 | 39500 | 16 | 12 | 8.1 | 2.2 | 64 | 48 | 214078947
AMERICAN STANDARD | 5A6H5042A1 | 5TXCD010AS3+TSTAT | S8X1D120M5PTC | 40500 | 39500 | 16 | 12 | 8.1 | 2.2 | 64 | 48 | 214078946
TRANE | 5TWR5042A1 | 5TXCD010AS3+TSTAT | S8X1D120M5PTC | 40500 | 39500 | 16 | 12 | 8.1 | 2.2 | 64 | 48 | 214078945
AMERICAN STANDARD | 5A6H5042A1 | 5TXCD010AS3+TSTAT | S8X1D120M5PSC | 40500 | 39500 | 16 | 12 | 8.1 | 2.2 | 64 | 48 | 214078944
TRANE | 5TWR5042A1 | 5TXCD010AS3+TSTAT | S8X1D120M5PSC | 40500 | 39500 | 16 | 12 | 8.1 | 2.2 | 64 | 48 | 214078943
AMERICAN STANDARD | 5A6H5042A1 | 5TXCD010AS3+TSTAT | S8V2D120M5PDB | 41000 | 39500 | 16 | 12 | 8.1 | 2.2 | 64 | 48 | 214078942
TRANE | 5TWR5042A1 | 5TXCD010AS3+TSTAT | S8V2D120M5PDB | 41000 | 39500 | 16 | 12 | 8.1 | 2.2 | 64 | 48 | 214078941
AMERICAN STANDARD | 5A6H5042A1 | 5TXCD010AS3+TSTAT | S9V2D120D5PSC | 37800 | 37400 | 15.2 | 12 | 8.1 | 2.1 | 66 | 50 | 214078940
TRANE | 5TWR5042A1 | 5TXCD010AS3+TSTAT | S9V2D120D5PSC | 37800 | 37400 | 15.2 | 12 | 8.1 | 2.1 | 66 | 50 | 214078939
AMERICAN STANDARD | 5A6H5042A1 | 5TXCD010AS3+TSTAT | S9V2D120D5PSB | 37600 | 38000 | 15.2 | 11.7 | 8.1 | 2.1 | 65 | 50 | 214078938
AMERICAN STANDARD | 4A6L9048A1 | 4TXCD010DS3 | S9V2C100U5PSC+RP | 47000 | 43000 | 18.5 | 11.7 | 8.7 | 2.2 | 72 | 58 | 214639334
TRANE | 4TWL9048A1 | 4TXCD010DS3 | S9V2C100U5PSC+RP | 47000 | 43000 | 18.5 | 11.7 | 8.7 | 2.2 | 72 | 58 | 214639333
AMERICAN STANDARD | 4A6L9048A1 | 4TXCD010DS3 | S9V2C080U5PSC+RP | 47000 | 43500 | 19 | 11.7 | 8.7 | 2.2 | 71 | 57 | 214639332
TRANE | 4TWL9048A1 | 4TXCD010DS3 | S9V2C080U5PSC+RP | 47000 | 43500 | 19 | 11.7 | 8.7 | 2.2 | 71 | 57 | 214639331
AMERICAN STANDARD | 4A6L9048A1 | 4TXCD008DS3 | S9V2C100U4VSB+RP | 46000 | 44000 | 18.5 | 11.7 | 8.7 | 2.2 | 71 | 57 | 214639330
TRANE | 4TWL9048A1 | 4TXCD008DS3 | S9V2C100U4VSB+RP | 46000 | 44000 | 18.5 | 11.7 | 8.7 | 2.2 | 71 | 57 | 214639329
AMERICAN STANDARD | 4A6L9048A1 | 4TXCD008DS3 | S9V2C100U5PSC+RP | 46000 | 44000 | 18.5 | 11.7 | 8.7 | 2.2 | 71 | 57 | 214639328
TRANE | 4TWL9048A1 | 4TXCD008DS3 | S9V2C100U5PSC+RP | 46000 | 44000 | 18.5 | 11.7 | 8.7 | 2.2 | 71 | 57 | 214639327
AMERICAN STANDARD | 4A6L9048A1 | 4TXCC009DS3 | S9V2C080U5PSC+RP | 48500 | 44500 | 19 | 11.7 | 9 | 2.2 | 72 | 58 | 214639324
TRANE | 4TWL9048A1 | 4TXCC009DS3 | S9V2C080U5PSC+RP | 48500 | 44500 | 19 | 11.7 | 9 | 2.2 | 72 | 58 | 214639323
AMERICAN STANDARD | 4A6L9048A1 | 4TXCC009DS3 | S9V2C100U5PSC+RP | 48500 | 44500 | 19 | 11.7 | 9 | 2.2 | 72 | 58 | 214639322
TRANE | 4TWL9048A1 | 4TXCC009DS3 | S9V2C100U5PSC+RP | 48500 | 44500 | 19 | 11.7 | 9 | 2.2 | 72 | 58 | 214639321
AMERICAN STANDARD | 4A6L9048A1 | 4PX*DU60BS3 | S9V2C080U5PSC+RP | 47000 | 43500 | 19 | 11.7 | 8.7 | 2.2 | 71 | 57 | 214639302
TRANE | 4TWL9048A1 | 4PX*DU60BS3 | S9V2C080U5PSC+RP | 47000 | 43500 | 19 | 11.7 | 8.7 | 2.2 | 71 | 57 | 214639301
AMERICAN STANDARD | 4A6L9048A1 | 4PX*DU60BS3 | S9V2C100U5PSC+RP | 47000 | 43000 | 18.5 | 11.7 | 8.7 | 2.2 | 72 | 57 | 214639300
TRANE | 4TWL9048A1 | 4PX*DU60BS3 | S9V2C100U5PSC+RP | 47000 | 43000 | 18.5 | 11.7 | 8.7 | 2.2 | 72 | 57 | 214639299
AMERICAN STANDARD | 4A6L9048A1 | 4PX*DU60BS3 | S9V2C100U4VSB+RP | 47000 | 43000 | 18.5 | 11.7 | 8.7 | 2.2 | 72 | 58 | 214639298
TRANE | 4TWL9048A1 | 4PX*DU60BS3 | S9V2C100U4VSB+RP | 47000 | 43000 | 18.5 | 11.7 | 8.7 | 2.2 | 72 | 58 | 214639297
AMERICAN STANDARD | 4A6L9048A1 | 4PX*DU48BS3 | S9V2C100U5PSC+RP | 46000 | 44000 | 18.5 | 11.7 | 8.7 | 2.2 | 71 | 57 | 214639296
TRANE | 4TWL9048A1 | 4PX*DU48BS3 | S9V2C100U5PSC+RP | 46000 | 44000 | 18.5 | 11.7 | 8.7 | 2.2 | 71 | 57 | 214639295
AMERICAN STANDARD | 4A6L9048A1 | 4PX*DU48BS3 | S9V2C100U4VSB+RP | 46000 | 44000 | 18.5 | 11.7 | 8.7 | 2.2 | 71 | 57 | 214639294
TRANE | 4TWL9048A1 | 4PX*DU48BS3 | S9V2C100U4VSB+RP | 46000 | 44000 | 18.5 | 11.7 | 8.7 | 2.2 | 71 | 57 | 214639293
AMERICAN STANDARD | 4A6L9048A1 | 4PX*CU60BS3 | S9V2C100U5PSC+RP | 48500 | 44500 | 19 | 11.7 | 9 | 2.2 | 72 | 58 | 214639284
TRANE | 4TWL9048A1 | 4PX*CU60BS3 | S9V2C100U5PSC+RP | 48500 | 44500 | 19 | 11.7 | 9 | 2.2 | 72 | 58 | 214639283
AMERICAN STANDARD | 4A6L9048A1 | 4PX*CU60BS3 | S9V2C080U5PSC+RP | 48500 | 44500 | 19 | 11.7 | 9 | 2.2 | 72 | 58 | 214639282
TRANE | 4TWL9048A1 | 4PX*CU60BS3 | S9V2C080U5PSC+RP | 48500 | 44500 | 19 | 11.7 | 9 | 2.2 | 72 | 58 | 214639281
AMERICAN STANDARD | 4A6L9048A1 | 4PX*CU60BS3 | S9V2C100U4VSB+RP | 48500 | 44500 | 19 | 11.7 | 9 | 2.2 | 71 | 57 | 214639280
TRANE | 4TWL9048A1 | 4PX*CU60BS3 | S9V2C100U4VSB+RP | 48500 | 44500 | 19 | 11.7 | 9 | 2.2 | 71 | 57 | 214639279
TRANE | 4TWX6030H1 | TEM8B0C60V51+TDR |  | 30200 | 27200 | 15.2 | 12 | 8.1 | 2.25 | 65 | 49 | 211216655
TRANE | 4TWX6030H1 | TEM8A0C42V41+TDR |  | 29000 | 27400 | 15.2 | 12 | 8.1 | 2.21 | 64 | 49 | 211216654
TRANE | 4TWX6030H1 | TEM6B0C60H51+TDR |  | 29800 | 27000 | 15.2 | 12 | 8.1 | 2.24 | 65 | 50 | 211216652
TRANE | 4TWX6030H1 | TEM6A0C42H41+TDR |  | 29400 | 27400 | 15.2 | 12 | 8.1 | 2.21 | 65 | 49 | 211216651
TRANE | 4TWX6030H1 | TEM4B0C37M31+TDR |  | 29600 | 27400 | 15.2 | 12 | 8.1 | 2.18 | 65 | 49 | 211216650
TRANE | 4TWX6030H1 | TAMXB0B30V31 |  | 29000 | 27600 | 15.2 | 12 | 8.1 | 2.15 | 64 | 49 | 211216647
AMERICAN STANDARD | 5A6H5030A1 | 5TXCB006AS3+TSTAT | *UHMB080ACV3 | 27600 | 25000 | 15.2 | 12 | 8.1 | 2.1 | 67 | 52 | 214078456
TRANE | 5TWR5030A1 | 5TXCB006AS3+TSTAT | *UHMB080ACV3 | 27600 | 25000 | 15.2 | 12 | 8.1 | 2.1 | 67 | 52 | 214078455
AMERICAN STANDARD | 5A6H5030A1 | 5TXCB006AS3+TSTAT | *UHMB060CCV3 | 28000 | 25400 | 15.2 | 12 | 8.1 | 2.1 | 67 | 52 | 214078454
TRANE | 5TWR5030A1 | 5TXCB006AS3+TSTAT | *UHMB060CCV3 | 28000 | 25400 | 15.2 | 12 | 8.1 | 2.1 | 67 | 52 | 214078453
AMERICAN STANDARD | 5A6H5030A1 | 5TXCB006AS3+TSTAT | *UHMB060ACV3 | 28000 | 25400 | 15.2 | 12 | 8.1 | 2.1 | 67 | 52 | 214078452
TRANE | 5TWR5030A1 | 5TXCB006AS3+TSTAT | *UHMB060ACV3 | 28000 | 25400 | 15.2 | 12 | 8.1 | 2.1 | 67 | 52 | 214078451
AMERICAN STANDARD | 5A6H5030A1 | 5TXCB006AS3+TSTAT | S9X2B080U4PSB | 28600 | 26000 | 15.2 | 12 | 8.1 | 2.1 | 67 | 52 | 214078450
TRANE | 5TWR5030A1 | 5TXCB006AS3+TSTAT | S9X2B080U4PSB | 28600 | 26000 | 15.2 | 12 | 8.1 | 2.1 | 67 | 52 | 214078449
AMERICAN STANDARD | 5A6H5030A1 | 5TXCB006AS3+TSTAT | S9X2B060U4PSB | 28400 | 26000 | 15.2 | 11.7 | 8.1 | 2.1 | 67 | 52 | 214078448
TRANE | 4TWX6042H1 | TEM8A0D60V51+TDR |  | 39000 | 38000 | 15.2 | 12 | 8.1 | 2.2 | 65 | 50 | 211217120
AMERICAN STANDARD | 4A6H6042H1 | TEM4A0C49M41+TDR |  | 42000 | 39000 | 15.2 | 12 | 8.1 | 2.2 | 64 | 48 | 206963246
TRANE | 4TWR6042H1 | TEM4A0C49M41+TDR |  | 42000 | 39000 | 15.2 | 12 | 8.1 | 2.2 | 64 | 48 | 206963248
AMERICAN STANDARD | 4A6H6048H1 | TEM4A0C49M41+TDR |  | 47000 | 44500 | 15.2 | 12 | 8.1 | 2.2 | 65 | 49 | 206963253
TRANE | 4TWR6048H1 | TEM4A0C49M41+TDR |  | 47000 | 44500 | 15.2 | 12 | 8.1 | 2.2 | 65 | 49 | 206963255
TRANE | 4TWV0X24A1 | 4PX*BU36BS3 | S9V2B060U3VSB+RP | 23600 | 20200 | 19.5 | 12.5 | 8.5 | 1.9 | 84 | 64 | 214638791
AMERICAN STANDARD | 4A6V0X24A1 | 4PX*BU36BS3 | S9V2B060U3VSB+RP | 23600 | 20200 | 19.5 | 12.5 | 8.5 | 1.9 | 84 | 64 | 214638792
TRANE | 4TWV0X24A1 | 4PX*BU36BS3 | S9V2B040U3VSB+RP | 23800 | 20400 | 19 | 12.5 | 8.5 | 1.9 | 83 | 64 | 214638793
AMERICAN STANDARD | 4A6V0X24A1 | 4PX*BU36BS3 | S9V2B040U3VSB+RP | 23800 | 20400 | 19 | 12.5 | 8.5 | 1.9 | 83 | 64 | 214638794
TRANE | 4TWV0X24A1 | 4TXCB004DS3 | S9V2B040U3VSB+RP | 24000 | 20400 | 19 | 12.5 | 8.5 | 1.8 | 83 | 64 | 214638797
AMERICAN STANDARD | 4A6V0X24A1 | 4TXCB004DS3 | S9V2B040U3VSB+RP | 24000 | 20400 | 19 | 12.5 | 8.5 | 1.8 | 83 | 64 | 214638798
TRANE | 4TWV0X36A1 | 4PX*BU36BS3 | S9V2B040U3VSB+RP | 34400 | 31600 | 20 | 12 | 8.5 | 1.8 | 83 | 65 | 214638803
AMERICAN STANDARD | 4A6V0X36A1 | 4PX*BU36BS3 | S9V2B040U3VSB+RP | 34400 | 31600 | 20 | 12 | 8.5 | 1.8 | 83 | 65 | 214638804
TRANE | 4TWV0X36A1 | 4PX*BU36BS3 | S9V2B080U4VSB+RP | 34200 | 31400 | 20 | 12 | 8.5 | 1.8 | 83 | 64 | 214638805
AMERICAN STANDARD | 4A6V0X36A1 | 4PX*BU36BS3 | S9V2B080U4VSB+RP | 34200 | 31400 | 20 | 12 | 8.5 | 1.8 | 83 | 64 | 214638806
TRANE | 4TWV0X36A1 | 4PX*BU36BS3 | S9V2B060U3VSB+RP | 34200 | 31400 | 20 | 12 | 8.2 | 1.8 | 83 | 64 | 214638807
AMERICAN STANDARD | 4A6V0X36A1 | 4PX*BU36BS3 | S9V2B060U3VSB+RP | 34200 | 31400 | 20 | 12 | 8.2 | 1.8 | 83 | 64 | 214638808
TRANE | 4TWV0X36A1 | 4PX*BU42BS3 | S9V2B060U3VSB+RP | 35200 | 32600 | 20.5 | 12.5 | 8.5 | 1.8 | 82 | 62 | 214638811
AMERICAN STANDARD | 4A6V0X36A1 | 4PX*BU42BS3 | S9V2B060U3VSB+RP | 35200 | 32600 | 20.5 | 12.5 | 8.5 | 1.8 | 82 | 62 | 214638812
TRANE | 4TWV0X36A1 | 4PX*BU42BS3 | S9V2B040U3VSB+RP | 35400 | 32800 | 20 | 12.5 | 8.5 | 1.8 | 81 | 62 | 214638813
AMERICAN STANDARD | 4A6V0X36A1 | 4PX*BU42BS3 | S9V2B040U3VSB+RP | 35400 | 32800 | 20 | 12.5 | 8.5 | 1.8 | 81 | 62 | 214638814
TRANE | 4TWV0X36A1 | 4PX*BU42BS3 | S9V2B080U4VSB+RP | 35400 | 32600 | 20 | 12.5 | 8.5 | 1.8 | 82 | 62 | 214638815
AMERICAN STANDARD | 4A6V0X36A1 | 4PX*BU42BS3 | S9V2B080U4VSB+RP | 35400 | 32600 | 20 | 12.5 | 8.5 | 1.8 | 82 | 62 | 214638816
TRANE | 4TWV0X36A1 | 4PX*BU48BS3 | S9V2B080D4VSB+RP | 33200 | 31200 | 18.5 | 11.7 | 8.5 | 1.8 | 82 | 64 | 214638817
AMERICAN STANDARD | 4A6V0X36A1 | 4PX*BU48BS3 | S9V2B080D4VSB+RP | 33200 | 31200 | 18.5 | 11.7 | 8.5 | 1.8 | 82 | 64 | 214638818
TRANE | 4TWV0X36A1 | 4TXCB004DS3 | S9V2B080U4VSB+RP | 34200 | 31400 | 20 | 12 | 8.5 | 1.8 | 83 | 64 | 214638821
AMERICAN STANDARD | 4A6V0X36A1 | 4TXCB004DS3 | S9V2B080U4VSB+RP | 34200 | 31400 | 20 | 12 | 8.5 | 1.8 | 83 | 64 | 214638822
TRANE | 4TWV0X36A1 | 4TXCB004DS3 | S9V2B040U3VSB+RP | 34400 | 31600 | 20 | 12 | 8.2 | 1.8 | 83 | 65 | 214638823
AMERICAN STANDARD | 4A6V0X36A1 | 4TXCB004DS3 | S9V2B040U3VSB+RP | 34400 | 31600 | 20 | 12 | 8.2 | 1.8 | 83 | 65 | 214638824
AMERICAN STANDARD | 4A6L6036A1 | 4PX*BU42BS3 | S8X2B080M4PSC | 35800 | 33600 | 15.2 | 12 | 8.1 | 2.14 | 65 | 50 | 211218058
AMERICAN STANDARD | 4A6L6036A1 | 4PX*BU42BS3 | S8X2B080M4PTC | 35800 | 33600 | 15.2 | 12 | 8.1 | 2.14 | 65 | 50 | 211218059
AMERICAN STANDARD | 4A6L6036A1 | 4PX*BU42BS3 | L8X1B080U4XSA | 36400 | 34000 | 15.2 | 12 | 8.1 | 2.14 | 65 | 50 | 211218062
AMERICAN STANDARD | 4A6L6036A1 | 4PX*BU42BS3 | S8X1B060M4PSC | 36200 | 34000 | 15.2 | 12 | 8.1 | 2.15 | 65 | 50 | 211218068
AMERICAN STANDARD | 4A6L6036A1 | 4PX*BU42BS3 | S8X1B060M4PTC | 36200 | 34000 | 15.2 | 12 | 8.1 | 2.15 | 65 | 50 | 211218069
AMERICAN STANDARD | 4A6L6036A1 | 4PX*BU42BS3 | S8X1B080M4PSC | 35800 | 33600 | 15.2 | 12 | 8.1 | 2.14 | 65 | 50 | 211218070
AMERICAN STANDARD | 4A6L6036A1 | 4PX*BU42BS3 | S8X1B080M4PTC | 35800 | 33600 | 15.2 | 12 | 8.1 | 2.14 | 65 | 50 | 211218071
AMERICAN STANDARD | 4A6L6036A1 | 4PX*BU42BS3 | *UD2B060ACV3 | 35600 | 33400 | 15.2 | 12 | 8.1 | 2.16 | 65 | 50 | 211218074
AMERICAN STANDARD | 4A6L6036A1 | 4PX*BU42BS3 | S8X2B060M4PSC | 36200 | 34000 | 15.2 | 12 | 8.1 | 2.15 | 65 | 50 | 211218075
AMERICAN STANDARD | 4A6L6036A1 | 4PX*BU42BS3 | S8X2B060M4PTC | 36200 | 34000 | 15.2 | 12 | 8.1 | 2.15 | 65 | 50 | 211218076
AMERICAN STANDARD | 4A6L6036A1 | 4PX*BU48BS3 | S8X1B080M4PSC | 35800 | 32800 | 15.2 | 12 | 8.1 | 2.13 | 65 | 50 | 211218079
AMERICAN STANDARD | 4A6L6036A1 | 4PX*BU48BS3 | S8X1B080M4PTC | 35800 | 32800 | 15.2 | 12 | 8.1 | 2.13 | 65 | 50 | 211218080
AMERICAN STANDARD | 4A6L6036A1 | 4PX*BU48BS3 | S8X2B060M4PSC | 36600 | 33400 | 15.2 | 12 | 8.1 | 2.13 | 65 | 50 | 211218083
AMERICAN STANDARD | 4A6L6036A1 | 4PX*BU48BS3 | S8X2B060M4PTC | 36600 | 33400 | 15.2 | 12 | 8.1 | 2.13 | 65 | 50 | 211218084
AMERICAN STANDARD | 4A6L6036A1 | 4PX*BU48BS3 | S8X2B080M4PSC | 35800 | 32800 | 15.2 | 12 | 8.1 | 2.13 | 65 | 50 | 211218085
AMERICAN STANDARD | 4A6L6036A1 | 4PX*BU48BS3 | S8X2B080M4PTC | 35800 | 32800 | 15.2 | 12 | 8.1 | 2.13 | 65 | 50 | 211218086
AMERICAN STANDARD | 4A6L6036A1 | 4PX*BU48BS3 | L8X1B060U3XSA | 35600 | 32800 | 15.2 | 12 | 8.1 | 2.12 | 65 | 51 | 211218087
AMERICAN STANDARD | 4A6L6036A1 | 4PX*BU48BS3 | S8X1B060M4PSC | 36600 | 33400 | 15.2 | 12 | 8.1 | 2.13 | 65 | 50 | 211218091
AMERICAN STANDARD | 4A6L6036A1 | 4PX*BU48BS3 | S8X1B060M4PTC | 36600 | 33400 | 15.2 | 12 | 8.1 | 2.13 | 65 | 50 | 211218092
AMERICAN STANDARD | 4A6L6036A1 | 4PX*BU48BS3 | L8X1B080U4XSA | 36400 | 33400 | 15.2 | 12 | 8.1 | 2.12 | 65 | 50 | 211218093
AMERICAN STANDARD | 4A6L6036A1 | 4PX*BU48BS3 | *UD2B060ACV3 | 35600 | 32600 | 15.2 | 12 | 8.1 | 2.15 | 66 | 51 | 211218095
TRANE | 5TWR5030A1 | 5TXCC007AS3+TSTAT | S9X1C080U5PSB | 28200 | 25600 | 15.2 | 12 | 8.1 | 2.1 | 67 | 52 | 214078479
AMERICAN STANDARD | 5A6H5030A1 | 5TXCC007AS3+TSTAT | S9X1C080U5PSB | 28200 | 25600 | 15.2 | 12 | 8.1 | 2.1 | 67 | 52 | 214078480
TRANE | 5TWR5030A1 | 5TXCC007AS3+TSTAT | S9V2C100U5PSC | 28600 | 25800 | 15.2 | 12 | 8.1 | 2.1 | 67 | 52 | 214078481
AMERICAN STANDARD | 5A6H5030A1 | 5TXCC007AS3+TSTAT | S9V2C100U5PSC | 28600 | 25800 | 15.2 | 12 | 8.1 | 2.1 | 67 | 52 | 214078482
TRANE | 5TWR5030A1 | 5TXCC007AS3+TSTAT | S9X2C080U5PSB | 28200 | 25600 | 15.2 | 12 | 8.1 | 2.1 | 67 | 52 | 214078483
AMERICAN STANDARD | 5A6H5030A1 | 5TXCC007AS3+TSTAT | S9X2C080U5PSB | 28200 | 25600 | 15.2 | 12 | 8.1 | 2.1 | 67 | 52 | 214078484
TRANE | 5TWR5030A1 | 5TXCC007AS3+TSTAT | S9V2C100U5PSB | 28600 | 25800 | 15.2 | 12 | 8.1 | 2.1 | 67 | 52 | 214078485
AMERICAN STANDARD | 5A6H5030A1 | 5TXCC007AS3+TSTAT | S9V2C100U5PSB | 28600 | 25800 | 15.2 | 12 | 8.1 | 2.1 | 67 | 52 | 214078486
TRANE | 5TWR5030A1 | 5TXCC007AS3+TSTAT | S8X1C080M5PSC | 28600 | 25600 | 15.2 | 12 | 8.1 | 2.1 | 68 | 53 | 214078501
AMERICAN STANDARD | 5A6H5030A1 | 5TXCC007AS3+TSTAT | S8X1C080M5PSC | 28600 | 25600 | 15.2 | 12 | 8.1 | 2.1 | 68 | 53 | 214078502
TRANE | 5TWR5030A1 | 5TXCC007AS3+TSTAT | S8X1C080M5PTC | 28600 | 25600 | 15.2 | 12 | 8.1 | 2.1 | 68 | 53 | 214078503
AMERICAN STANDARD | 5A6H5030A1 | 5TXCC007AS3+TSTAT | S8X1C080M5PTC | 28600 | 25600 | 15.2 | 12 | 8.1 | 2.1 | 68 | 53 | 214078504
TRANE | 5TWR5030A1 | 5TXCC007AS3+TSTAT | S8X2C080M5PSC | 28600 | 25600 | 15.2 | 12 | 8.1 | 2.1 | 68 | 53 | 214078505
AMERICAN STANDARD | 5A6H5030A1 | 5TXCC007AS3+TSTAT | S8X2C080M5PSC | 28600 | 25600 | 15.2 | 12 | 8.1 | 2.1 | 68 | 53 | 214078506
TRANE | 5TWR5030A1 | 5TXCC007AS3+TSTAT | S8X2C080M5PTC | 28600 | 25600 | 15.2 | 12 | 8.1 | 2.1 | 68 | 53 | 214078507
AMERICAN STANDARD | 5A6H5030A1 | 5TXCC007AS3+TSTAT | S8X2C080M5PTC | 28600 | 25600 | 15.2 | 12 | 8.1 | 2.1 | 68 | 53 | 214078508
TRANE | 5TWR5030A1 | 5TXCC007AS3+TSTAT | S9V2C080U5PSB | 28600 | 25800 | 15.2 | 12 | 8.1 | 2.1 | 67 | 52 | 214078509
AMERICAN STANDARD | 5A6H5030A1 | 5TXCC007AS3+TSTAT | S9V2C080U5PSB | 28600 | 25800 | 15.2 | 12 | 8.1 | 2.1 | 67 | 52 | 214078510
TRANE | 5TWR5030A1 | 5TXCC007AS3+TSTAT | S9V2C080U5PSC | 28600 | 25800 | 15.2 | 12 | 8.1 | 2.1 | 67 | 52 | 214078511
AMERICAN STANDARD | 5A6H5030A1 | 5TXCC007AS3+TSTAT | S9V2C080U5PSC | 28600 | 25800 | 15.2 | 12 | 8.1 | 2.1 | 67 | 52 | 214078512
TRANE | 5TWR5030A1 | 5TXCC007AS3+TSTAT | S9V2C100U4VSA | 28200 | 25400 | 15.2 | 12 | 8.1 | 2.1 | 67 | 52 | 214078513
AMERICAN STANDARD | 5A6H5030A1 | 5TXCC007AS3+TSTAT | S9V2C100U4VSA | 28200 | 25400 | 15.2 | 12 | 8.1 | 2.1 | 67 | 52 | 214078514
TRANE | 5TWR5030A1 | 5TXCC007AS3+TSTAT | S9V2C100U4VSB | 28600 | 25800 | 15.2 | 12 | 8.1 | 2.1 | 67 | 52 | 214078515
AMERICAN STANDARD | 5A6H5030A1 | 5TXCC007AS3+TSTAT | S9V2C100U4VSB | 28600 | 25800 | 15.2 | 12 | 8.1 | 2.1 | 67 | 52 | 214078516
TRANE | 5TWR5030A1 | 5TXCD010AS3+TSTAT | *UHMD120ACV5 | 28200 | 25000 | 15.2 | 12 | 8.1 | 2.2 | 67 | 52 | 214078519
AMERICAN STANDARD | 5A6H5030A1 | 5TXCD010AS3+TSTAT | *UHMD120ACV5 | 28200 | 25000 | 15.2 | 12 | 8.1 | 2.2 | 67 | 52 | 214078520
TRANE | 5TWR5036A1 | 5TEM6D04AV31+TDR+TSTAT |  | 33400 | 31800 | 16 | 12 | 8.5 | 2.3 | 69 | 55 | 214078521
AMERICAN STANDARD | 5A6H5036A1 | 5TEM6D04AV31+TDR+TSTAT |  | 33400 | 31800 | 16 | 12 | 8.5 | 2.3 | 69 | 55 | 214078522
TRANE | 5TWR5036A1 | 5TEM6D06AV41+TDR+TSTAT |  | 34800 | 31400 | 16 | 12 | 8.5 | 2.4 | 69 | 55 | 214078523
AMERICAN STANDARD | 5A6H5036A1 | 5TEM6D06AV41+TDR+TSTAT |  | 34800 | 31400 | 16 | 12 | 8.5 | 2.4 | 69 | 55 | 214078524
TRANE | 5TWR5036A1 | 5TEM6D07AV51+TDR+TSTAT |  | 34800 | 31400 | 16 | 12 | 8.5 | 2.4 | 69 | 56 | 214078525
AMERICAN STANDARD | 5A6H5036A1 | 5TEM6D07AV51+TDR+TSTAT |  | 34800 | 31400 | 16 | 12 | 8.5 | 2.4 | 69 | 56 | 214078526
TRANE | 5TWR5036A1 | 5TXCB004AS3+TSTAT | S8V2B080M4PDB | 32800 | 31600 | 15.2 | 11.7 | 8.1 | 2.2 | 69 | 55 | 214078527
AMERICAN STANDARD | 5A6H5036A1 | 5TXCB004AS3+TSTAT | S8V2B080M4PDB | 32800 | 31600 | 15.2 | 11.7 | 8.1 | 2.2 | 69 | 55 | 214078528
TRANE | 5TWR5036A1 | 5TXCB004AS3+TSTAT | S8X1B060M4PSC | 32800 | 31800 | 15.2 | 11.7 | 8.1 | 2.2 | 69 | 55 | 214078529
AMERICAN STANDARD | 5A6H5036A1 | 5TXCB004AS3+TSTAT | S8X1B060M4PSC | 32800 | 31800 | 15.2 | 11.7 | 8.1 | 2.2 | 69 | 55 | 214078530
TRANE | 5TWR5036A1 | 5TXCB004AS3+TSTAT | S8X1B060M4PTC | 32800 | 31800 | 15.2 | 11.7 | 8.1 | 2.2 | 69 | 55 | 214078531
AMERICAN STANDARD | 5A6H5036A1 | 5TXCB004AS3+TSTAT | S8X1B060M4PTC | 32800 | 31800 | 15.2 | 11.7 | 8.1 | 2.2 | 69 | 55 | 214078532
TRANE | 4TWX6042H1 | TEM6A0D60H51+TDR |  | 39000 | 38500 | 15.2 | 12 | 8.1 | 2.1 | 65 | 50 | 207132739
AMERICAN STANDARD | 4A6H6042H1 | TEM6A0D60H51+TDR |  | 39000 | 38500 | 15.2 | 12 | 8.1 | 2.1 | 65 | 50 | 207132740
TRANE | 4TWR6042H1 | TEM6A0D60H51+TDR |  | 39000 | 38500 | 15.2 | 12 | 8.1 | 2.1 | 65 | 50 | 207132741
AMERICAN STANDARD | 4A6L6036A1 | 4PX*CU42BS3 | S8X1C100M5PTC | 36400 | 34000 | 15.2 | 12 | 8.1 | 2.1 | 64 | 50 | 207148602
AMERICAN STANDARD | 4A6L6036A1 | 4PX*CU42BS3 | S8X1C100M5PSC | 36400 | 34000 | 15.2 | 12 | 8.1 | 2.1 | 64 | 50 | 207148603
AMERICAN STANDARD | 4A6L6036A1 | 4PX*CU48BS3 | S8X1C100M5PSC | 36400 | 33200 | 15.2 | 12 | 8.1 | 2.1 | 65 | 50 | 207148604
AMERICAN STANDARD | 4A6L6036A1 | 4PX*CU48BS3 | S8X1C100M5PTC | 36400 | 33200 | 15.2 | 12 | 8.1 | 2.1 | 65 | 50 | 207148605
AMERICAN STANDARD | 4A6L6036A1 | 4TXCC007DS3 | S8X1C100M5PTC | 36400 | 33200 | 15.2 | 12 | 8.1 | 2.1 | 65 | 50 | 207148608
AMERICAN STANDARD | 4A6L6036A1 | 4TXCC007DS3 | S8X1C100M5PSC | 36400 | 33200 | 15.2 | 12 | 8.1 | 2.1 | 65 | 50 | 207148609
TRANE | 4TWV0X48A1 | 4PX*CU60BS3 | S9V2C100U4VSB+RP | 46500 | 42000 | 19.5 | 11.7 | 8.5 | 1.8 | 86 | 67 | 214638843
AMERICAN STANDARD | 4A6V0X48A1 | 4PX*CU60BS3 | S9V2C100U4VSB+RP | 46500 | 42000 | 19.5 | 11.7 | 8.5 | 1.8 | 86 | 67 | 214638844
TRANE | 4TWV0X48A1 | 4TXCC009DS3 | S9V2C100U4VSB+RP | 46500 | 42000 | 19.5 | 11.7 | 8.5 | 1.8 | 86 | 67 | 214638861
AMERICAN STANDARD | 4A6V0X48A1 | 4TXCC009DS3 | S9V2C100U4VSB+RP | 46500 | 42000 | 19.5 | 11.7 | 8.5 | 1.8 | 86 | 67 | 214638862
TRANE | 4TWV8X24A1 | 4PX*BU36BS3 | S9V2B040U3VSB+RP | 24000 | 20400 | 18 | 12.5 | 8.5 | 1.8 | 83 | 64 | 214638875
AMERICAN STANDARD | 4A6V8X24A1 | 4PX*BU36BS3 | S9V2B040U3VSB+RP | 24000 | 20400 | 18 | 12.5 | 8.5 | 1.8 | 83 | 64 | 214638876
TRANE | 4TWV8X24A1 | 4PX*BU36BS3 | S9V2B060U3VSB+RP | 23800 | 20200 | 18 | 12.5 | 8.5 | 1.8 | 84 | 64 | 214638877
AMERICAN STANDARD | 4A6V8X24A1 | 4PX*BU36BS3 | S9V2B060U3VSB+RP | 23800 | 20200 | 18 | 12.5 | 8.5 | 1.8 | 84 | 64 | 214638878
TRANE | 4TWV8X24A1 | 4TXCB004DS3 | S9V2B040U3VSB+RP | 24000 | 20400 | 18 | 12.5 | 8.5 | 1.8 | 83 | 64 | 214638881
AMERICAN STANDARD | 4A6V8X24A1 | 4TXCB004DS3 | S9V2B040U3VSB+RP | 24000 | 20400 | 18 | 12.5 | 8.5 | 1.8 | 83 | 64 | 214638882
TRANE | 4TWV8X24A1 | 4TXCB004DS3 | S9V2B060U3VSB+RP | 23800 | 20200 | 18 | 12.5 | 8.2 | 1.8 | 84 | 64 | 214638883
AMERICAN STANDARD | 4A6V8X24A1 | 4TXCB004DS3 | S9V2B060U3VSB+RP | 23800 | 20200 | 18 | 12.5 | 8.2 | 1.8 | 84 | 64 | 214638884
TRANE | 4TWV8X36A1 | 4PX*BU36BS3 | S9V2B080U4VSB+RP | 33800 | 31200 | 18 | 11.7 | 8.2 | 1.8 | 83 | 66 | 214638891
AMERICAN STANDARD | 4A6V8X36A1 | 4PX*BU36BS3 | S9V2B080U4VSB+RP | 33800 | 31200 | 18 | 11.7 | 8.2 | 1.8 | 83 | 66 | 214638892
TRANE | 4TWV8X36A1 | 4PX*BU42BS3 | S9V2B060U3VSB+RP | 34800 | 32200 | 18 | 12 | 8.2 | 1.8 | 82 | 64 | 214638897
AMERICAN STANDARD | 4A6V8X36A1 | 4PX*BU42BS3 | S9V2B060U3VSB+RP | 34800 | 32200 | 18 | 12 | 8.2 | 1.8 | 82 | 64 | 214638898
TRANE | 4TWV8X36A1 | 4PX*BU42BS3 | S9V2B080U4VSB+RP | 35000 | 32200 | 18 | 12 | 8.2 | 1.8 | 82 | 64 | 214638899
AMERICAN STANDARD | 4A6V8X36A1 | 4PX*BU42BS3 | S9V2B080U4VSB+RP | 35000 | 32200 | 18 | 12 | 8.2 | 1.8 | 82 | 64 | 214638900
TRANE | 4TWV8X36A1 | 4PX*BU42BS3 | S9V2B040U3VSB+RP | 35200 | 32200 | 18 | 12 | 8.2 | 1.8 | 82 | 64 | 214638901
AMERICAN STANDARD | 4A6V8X36A1 | 4PX*BU42BS3 | S9V2B040U3VSB+RP | 35200 | 32200 | 18 | 12 | 8.2 | 1.8 | 82 | 64 | 214638902
TRANE | 4TWV8X36A1 | 4TXCB004DS3 | S9V2B080U4VSB+RP | 33800 | 31200 | 18 | 11.7 | 8.2 | 1.8 | 83 | 65 | 214638907
AMERICAN STANDARD | 4A6V8X36A1 | 4TXCB004DS3 | S9V2B080U4VSB+RP | 33800 | 31200 | 18 | 11.7 | 8.2 | 1.8 | 83 | 65 | 214638908
TRANE | 4TWV8X36A1 | 4TXCB006DS3 | S9V2B060U3VSB+RP | 35000 | 31600 | 18 | 12 | 8.2 | 1.8 | 82 | 65 | 214638913
AMERICAN STANDARD | 4A6L6036A1 | 4PX*CD36BS3+HORIZ-RT | *UD2C080ACV4 | 35400 | 33800 | 15.2 | 12 | 8.1 | 2.05 | 65 | 50 | 211218117
AMERICAN STANDARD | 4A6L6036A1 | 4PX*CD36BS3+HORIZ-RT | *UD2C100ACV5 | 35600 | 33800 | 15.2 | 12 | 8.1 | 2.05 | 65 | 50 | 211218121
AMERICAN STANDARD | 4A6L6036A1 | 4PX*CU36BS3 | *UD2C100ACV5 | 35600 | 32200 | 15.2 | 12 | 8.1 | 2.12 | 66 | 52 | 211218143
AMERICAN STANDARD | 4A6L6036A1 | 4PX*CU42BS3 | S8X2C080M5PTC | 37000 | 34400 | 15.2 | 12 | 8.1 | 2.14 | 64 | 49 | 211218151
AMERICAN STANDARD | 4A6L6036A1 | 4PX*CU42BS3 | S8X2C080M5PSC | 37000 | 34400 | 15.2 | 12 | 8.1 | 2.14 | 64 | 49 | 211218152
AMERICAN STANDARD | 4A6L6036A1 | 4PX*CU42BS3 | S8X1C080M5PTC | 37000 | 34400 | 15.2 | 12 | 8.1 | 2.14 | 64 | 49 | 211218153
AMERICAN STANDARD | 4A6L6036A1 | 4PX*CU42BS3 | S8X1C080M5PSC | 37000 | 34400 | 15.2 | 12 | 8.1 | 2.14 | 64 | 49 | 211218154
AMERICAN STANDARD | 4A6L6036A1 | 4PX*CU42BS3 | *UD2C100ACV5 | 36600 | 34000 | 15.2 | 12 | 8.1 | 2.17 | 64 | 49 | 211218157
AMERICAN STANDARD | 4A6L6036A1 | 4PX*CU42BS3 | *UD2C080ACV4 | 36400 | 33800 | 15.2 | 12 | 8.1 | 2.17 | 65 | 50 | 211218158
AMERICAN STANDARD | 4A6L6036A1 | 4PX*CU48BS3 | S8X2C080M5PTC | 37000 | 33600 | 15.2 | 12 | 8.1 | 2.15 | 65 | 50 | 211218161
AMERICAN STANDARD | 4A6L6036A1 | 4PX*CU48BS3 | S8X1C080M5PTC | 37000 | 33600 | 15.2 | 12 | 8.1 | 2.15 | 65 | 50 | 211218162
AMERICAN STANDARD | 4A6L6036A1 | 4PX*CU48BS3 | S8X1C080M5PSC | 37000 | 33600 | 15.2 | 12 | 8.1 | 2.15 | 65 | 50 | 211218163
AMERICAN STANDARD | 4A6L6036A1 | 4PX*CU48BS3 | *UD2C100ACV5 | 36600 | 33200 | 15.2 | 12 | 8.1 | 2.16 | 65 | 50 | 211218164
AMERICAN STANDARD | 4A6L6036A1 | 4PX*CU48BS3 | *UD2C080ACV4 | 36400 | 33200 | 15.2 | 12 | 8.1 | 2.15 | 64 | 50 | 211218165
AMERICAN STANDARD | 4A6L6036A1 | 4PX*CU48BS3 | S8X2C080M5PSC | 37000 | 33600 | 15.2 | 12 | 8.1 | 2.15 | 65 | 50 | 211218166
AMERICAN STANDARD | 4A6L6036A1 | 4PX*DD60BS3 | S9X1D120D5PSB | 37200 | 33200 | 15.2 | 12 | 8.1 | 2.11 | 64 | 49 | 211218167
AMERICAN STANDARD | 4A6L6036A1 | 4PX*DD60BS3 | S9X2D120D5PSB | 37200 | 33200 | 15.2 | 12 | 8.1 | 2.11 | 64 | 49 | 211218168
AMERICAN STANDARD | 4A6L6036A1 | 4PX*DD60BS3 | *DD2D120ACV5 | 36600 | 33000 | 15.2 | 12 | 8.1 | 2.12 | 65 | 50 | 211218169
AMERICAN STANDARD | 4A6L6036A1 | 4PX*DD60BS3 | S8X1D120M5PSC | 37400 | 33600 | 15.2 | 12 | 8.1 | 2.09 | 65 | 50 | 211218170
AMERICAN STANDARD | 4A6L6036A1 | 4PX*DD60BS3 | S8X1D120M5PTC | 37400 | 33600 | 15.2 | 12 | 8.1 | 2.09 | 65 | 50 | 211218171
AMERICAN STANDARD | 4A6L6036A1 | 4PX*DD60BS3 | S8X2D120M5PSC | 37400 | 33600 | 15.2 | 12 | 8.1 | 2.09 | 65 | 50 | 211218172
AMERICAN STANDARD | 4A6L6036A1 | 4PX*DD60BS3 | S8X2D120M5PTC | 37400 | 33600 | 15.2 | 12 | 8.1 | 2.09 | 65 | 50 | 211218173
AMERICAN STANDARD | 4A6L6036A1 | 4PX*DU48BS3 | *UD2D120ACV5 | 36200 | 33000 | 15.2 | 12 | 8.1 | 2.16 | 65 | 49 | 211218174
AMERICAN STANDARD | 4A6L6036A1 | 4PX*DU48BS3 | S9X2D120U5PSB | 37200 | 33400 | 15.2 | 12 | 8.1 | 2.16 | 65 | 50 | 211218175
AMERICAN STANDARD | 4A6L6036A1 | 4PX*DU48BS3 | S9X1D120U5PSB | 37200 | 33400 | 15.2 | 12 | 8.1 | 2.16 | 65 | 50 | 211218176
AMERICAN STANDARD | 4A6L6036A1 | 4PX*DU48BS3 | S8X2D120M5PTC | 36000 | 32800 | 15.2 | 12 | 8.1 | 2.15 | 65 | 50 | 211218177
AMERICAN STANDARD | 4A6L6036A1 | 4PX*DU48BS3 | S8X2D120M5PSC | 36000 | 32800 | 15.2 | 12 | 8.1 | 2.15 | 65 | 50 | 211218178
AMERICAN STANDARD | 4A6L6036A1 | 4PX*DU48BS3 | S8X1D120M5PTC | 36000 | 32800 | 15.2 | 12 | 8.1 | 2.15 | 65 | 50 | 211218179
AMERICAN STANDARD | 4A6L6036A1 | 4PX*DU48BS3 | S8X1D120M5PSC | 36000 | 32800 | 15.2 | 12 | 8.1 | 2.15 | 65 | 50 | 211218180
AMERICAN STANDARD | 4A6L6036A1 | 4PX*DU48BS3 | *UD2D140ACV5 | 36400 | 33000 | 15.2 | 12 | 8.1 | 2.16 | 65 | 50 | 211218181
TRANE | 5TWR5036A1 | 5TXCB004AS3+TSTAT | S8X2B060M4PSC | 32800 | 31800 | 15.2 | 11.7 | 8.1 | 2.2 | 69 | 55 | 214078541
AMERICAN STANDARD | 5A6H5036A1 | 5TXCB004AS3+TSTAT | S8X2B060M4PSC | 32800 | 31800 | 15.2 | 11.7 | 8.1 | 2.2 | 69 | 55 | 214078542
TRANE | 5TWR5036A1 | 5TXCB004AS3+TSTAT | S8X2B060M4PTC | 32800 | 31800 | 15.2 | 11.7 | 8.1 | 2.2 | 69 | 55 | 214078543
AMERICAN STANDARD | 5A6H5036A1 | 5TXCB004AS3+TSTAT | S8X2B060M4PTC | 32800 | 31800 | 15.2 | 11.7 | 8.1 | 2.2 | 69 | 55 | 214078544
TRANE | 5TWR5036A1 | 5TXCB004AS3+TSTAT | S9V2B060U4PSB | 32600 | 31600 | 15.2 | 11.7 | 8.1 | 2.2 | 69 | 55 | 214078561
AMERICAN STANDARD | 5A6H5036A1 | 5TXCB004AS3+TSTAT | S9V2B060U4PSB | 32600 | 31600 | 15.2 | 11.7 | 8.1 | 2.2 | 69 | 55 | 214078562
TRANE | 5TWR5036A1 | 5TXCB004AS3+TSTAT | S9V2B080U4PSB | 32600 | 31600 | 15.2 | 11.7 | 8.1 | 2.2 | 68 | 55 | 214078565
AMERICAN STANDARD | 5A6H5036A1 | 5TXCB004AS3+TSTAT | S9V2B080U4PSB | 32600 | 31600 | 15.2 | 11.7 | 8.1 | 2.2 | 68 | 55 | 214078566
TRANE | 5TWR5036A1 | 5TXCB004AS3+TSTAT | S9V2B080U4PSC | 32800 | 31800 | 15.2 | 11.7 | 8.1 | 2.2 | 69 | 55 | 214078567
AMERICAN STANDARD | 5A6H5036A1 | 5TXCB004AS3+TSTAT | S9V2B080U4PSC | 32800 | 31800 | 15.2 | 11.7 | 8.1 | 2.2 | 69 | 55 | 214078568
TRANE | 5TWR5036A1 | 5TXCB004AS3+TSTAT | S9V2B080U4VSB | 32400 | 31600 | 15.2 | 11.7 | 8.1 | 2.2 | 69 | 55 | 214078569
AMERICAN STANDARD | 5A6H5036A1 | 5TXCB004AS3+TSTAT | S9V2B080U4VSB | 32400 | 31600 | 15.2 | 11.7 | 8.1 | 2.2 | 69 | 55 | 214078570
TRANE | 5TWR5036A1 | 5TXCB004AS3+TSTAT | *UHMB060CCV3 | 33000 | 31200 | 15.2 | 11.7 | 8.1 | 2.2 | 70 | 56 | 214078581
AMERICAN STANDARD | 5A6H5036A1 | 5TXCB004AS3+TSTAT | *UHMB060CCV3 | 33000 | 31200 | 15.2 | 11.7 | 8.1 | 2.2 | 70 | 56 | 214078582
TRANE | 5TWR5036A1 | 5TXCB004AS3+TSTAT | *UHMB080ACV3 | 32600 | 31600 | 15.2 | 11.7 | 8.1 | 2.2 | 69 | 55 | 214078583
AMERICAN STANDARD | 5A6H5036A1 | 5TXCB004AS3+TSTAT | *UHMB080ACV3 | 32600 | 31600 | 15.2 | 11.7 | 8.1 | 2.2 | 69 | 55 | 214078584
TRANE | 5TWR5036A1 | 5TXCB004AS3+TSTAT | *UHMB080CCV3 | 32600 | 31600 | 15.2 | 11.7 | 8.1 | 2.2 | 69 | 55 | 214078585
AMERICAN STANDARD | 5A6H5036A1 | 5TXCB004AS3+TSTAT | *UHMB080CCV3 | 32600 | 31600 | 15.2 | 11.7 | 8.1 | 2.2 | 69 | 55 | 214078586
TRANE | 5TWR5036A1 | 5TXCB004AS3+TSTAT | S8V2B060M4PCA | 33000 | 31800 | 15.2 | 11.7 | 8.1 | 2.2 | 69 | 55 | 214078597
AMERICAN STANDARD | 5A6H5036A1 | 5TXCB004AS3+TSTAT | S8V2B060M4PCA | 33000 | 31800 | 15.2 | 11.7 | 8.1 | 2.2 | 69 | 55 | 214078598
TRANE | 5TWR5036A1 | 5TXCB004AS3+TSTAT | S8V2B060M4PDA | 33000 | 31800 | 15.2 | 11.7 | 8.1 | 2.2 | 69 | 55 | 214078601
AMERICAN STANDARD | 5A6H5036A1 | 5TXCB004AS3+TSTAT | S8V2B060M4PDA | 33000 | 31800 | 15.2 | 11.7 | 8.1 | 2.2 | 69 | 55 | 214078602
TRANE | 5TWR5036A1 | 5TXCB004AS3+TSTAT | S8V2B080M4PCB | 32800 | 31600 | 15.2 | 11.7 | 8.1 | 2.2 | 69 | 55 | 214078605
AMERICAN STANDARD | 5A6H5036A1 | 5TXCB004AS3+TSTAT | S8V2B080M4PCB | 32800 | 31600 | 15.2 | 11.7 | 8.1 | 2.2 | 69 | 55 | 214078606
TRANE | 5TWR5036A1 | 5TXCB006AS3+TSTAT | S8X1B060M4PTC | 33800 | 31400 | 15.2 | 12 | 8.1 | 2.3 | 68 | 55 | 214078607
AMERICAN STANDARD | 5A6H5036A1 | 5TXCB006AS3+TSTAT | S8X1B060M4PTC | 33800 | 31400 | 15.2 | 12 | 8.1 | 2.3 | 68 | 55 | 214078608
TRANE | 5TWR5036A1 | 5TXCB006AS3+TSTAT | S8X1B080M4PSC | 33800 | 31400 | 15.2 | 12 | 8.1 | 2.3 | 68 | 55 | 214078609
AMERICAN STANDARD | 5A6H5036A1 | 5TXCB006AS3+TSTAT | S8X1B080M4PSC | 33800 | 31400 | 15.2 | 12 | 8.1 | 2.3 | 68 | 55 | 214078610
TRANE | 5TWR5036A1 | 5TXCB006AS3+TSTAT | S8X1B080M4PTC | 33800 | 31400 | 15.2 | 12 | 8.1 | 2.3 | 68 | 55 | 214078611
AMERICAN STANDARD | 5A6H5036A1 | 5TXCB006AS3+TSTAT | S8X1B080M4PTC | 33800 | 31400 | 15.2 | 12 | 8.1 | 2.3 | 68 | 55 | 214078612
TRANE | 5TWR5036A1 | 5TXCB006AS3+TSTAT | S8X2A040M3PSC | 32400 | 30400 | 15.2 | 11.7 | 8.1 | 2.2 | 70 | 56 | 214078613
AMERICAN STANDARD | 5A6H5036A1 | 5TXCB006AS3+TSTAT | S8X2A040M3PSC | 32400 | 30400 | 15.2 | 11.7 | 8.1 | 2.2 | 70 | 56 | 214078614
TRANE | 5TWR5036A1 | 5TXCB006AS3+TSTAT | S8X2A040M3PTC | 32400 | 30400 | 15.2 | 11.7 | 8.1 | 2.2 | 70 | 56 | 214078615
AMERICAN STANDARD | 5A6H5036A1 | 5TXCB006AS3+TSTAT | S8X2A040M3PTC | 32400 | 30400 | 15.2 | 11.7 | 8.1 | 2.2 | 70 | 56 | 214078616
TRANE | 5TWR5036A1 | 5TXCB006AS3+TSTAT | S8X2B060M4PSC | 33800 | 31400 | 15.2 | 12 | 8.1 | 2.3 | 68 | 55 | 214078617
AMERICAN STANDARD | 4A6L6036A1 | 4PX*BU42BS3 | S8V2B080M4PDA | 36000 | 33800 | 15.2 | 12 | 8.1 | 2.1 | 65 | 50 | 211090278
AMERICAN STANDARD | 4A6L6036A1 | 4PX*BU42BS3 | S8V2A040M3PDA | 34600 | 33200 | 15.2 | 12 | 8.1 | 2.1 | 65 | 50 | 211090279
AMERICAN STANDARD | 4A6L6036A1 | 4PX*BU42BS3 | S8V2A040M3PCA | 34600 | 33200 | 15.2 | 12 | 8.1 | 2.1 | 65 | 50 | 211090280
AMERICAN STANDARD | 4A6L6036A1 | 4PX*BU42BS3 | S8V2B080M4PCA | 36000 | 33800 | 15.2 | 12 | 8.1 | 2.1 | 65 | 50 | 211090281
AMERICAN STANDARD | 4A6L6036A1 | 4PX*BU42BS3 | S8V2B060M4PCA | 36400 | 34000 | 15.2 | 12 | 8.1 | 2.1 | 65 | 50 | 211090282
AMERICAN STANDARD | 4A6L6036A1 | 4PX*BU42BS3 | S8V2B060M4PDA | 36400 | 34000 | 15.2 | 12 | 8.1 | 2.1 | 65 | 50 | 211090283
AMERICAN STANDARD | 4A6L6036A1 | 4PX*BU48BS3 | S8V2A040M3PCA | 34800 | 32600 | 15.2 | 12 | 8.1 | 2 | 65 | 50 | 211090284
AMERICAN STANDARD | 4A6L6036A1 | 4PX*BU48BS3 | S8V2B060M4PCA | 36400 | 33400 | 15.2 | 12 | 8.1 | 2.1 | 65 | 50 | 211090285
AMERICAN STANDARD | 4A6L6036A1 | 4PX*BU48BS3 | S8V2B060M4PDA | 36400 | 33400 | 15.2 | 12 | 8.1 | 2.1 | 65 | 50 | 211090286
AMERICAN STANDARD | 4A6L6036A1 | 4PX*BU48BS3 | S8V2B080M4PCA | 36400 | 33200 | 15.2 | 12 | 8.1 | 2.1 | 65 | 50 | 211090287
AMERICAN STANDARD | 4A6L6036A1 | 4PX*BU48BS3 | S8V2B080M4PDA | 36400 | 33200 | 15.2 | 12 | 8.1 | 2.1 | 65 | 50 | 211090288
AMERICAN STANDARD | 4A6L6036A1 | 4PX*BU48BS3 | S8V2A040M3PDA | 34800 | 32600 | 15.2 | 12 | 8.1 | 2 | 65 | 50 | 211090289
AMERICAN STANDARD | 4A6L6036A1 | 4PX*CU42BS3 | S8V2C100M5PDA | 36400 | 34000 | 15.2 | 12 | 8.1 | 2.1 | 65 | 49 | 211090302
AMERICAN STANDARD | 4A6L6036A1 | 4PX*CU42BS3 | S8V2C080M5PDA | 36600 | 34000 | 15.2 | 12 | 8.1 | 2.1 | 65 | 50 | 211090303
AMERICAN STANDARD | 4A6L6036A1 | 4PX*CU42BS3 | S8V2C100M5PCA | 36400 | 34000 | 15.2 | 12 | 8.1 | 2.1 | 65 | 49 | 211090304
AMERICAN STANDARD | 4A6L6036A1 | 4PX*CU42BS3 | S8V2C080M5PCA | 36600 | 34000 | 15.2 | 12 | 8.1 | 2.1 | 65 | 50 | 211090305
AMERICAN STANDARD | 4A6L6036A1 | 4PX*CU48BS3 | S8V2C100M5PCA | 36400 | 33200 | 15.2 | 12 | 8.1 | 2.1 | 65 | 50 | 211090306
AMERICAN STANDARD | 4A6L6036A1 | 4PX*CU48BS3 | S8V2C100M5PDA | 36400 | 33200 | 15.2 | 12 | 8.1 | 2.1 | 65 | 50 | 211090307
AMERICAN STANDARD | 4A6L6036A1 | 4PX*CU48BS3 | S8V2C080M5PCA | 36800 | 33400 | 15.2 | 12 | 8.1 | 2.1 | 65 | 50 | 211090308
AMERICAN STANDARD | 4A6L6036A1 | 4PX*CU48BS3 | S8V2C080M5PDA | 36800 | 33400 | 15.2 | 12 | 8.1 | 2.1 | 65 | 50 | 211090309
AMERICAN STANDARD | 4A6L6036A1 | 4PX*DD60BS3 | S8V2D120M5PCA | 36400 | 32800 | 15.2 | 12 | 8.1 | 2.1 | 65 | 50 | 211090310
AMERICAN STANDARD | 4A6L6036A1 | 4PX*DD60BS3 | S8V2D120M5PDA | 36400 | 32800 | 15.2 | 12 | 8.1 | 2.1 | 65 | 50 | 211090311
AMERICAN STANDARD | 4A6L6036A1 | 4PX*DU48BS3 | S8V2D120M5PDA | 37600 | 33800 | 15.2 | 12 | 8.1 | 2.1 | 66 | 51 | 211090312
AMERICAN STANDARD | 4A6L6036A1 | 4PX*DU48BS3 | S8V2D120M5PCA | 37600 | 33800 | 15.2 | 12 | 8.1 | 2.1 | 66 | 51 | 211090313
AMERICAN STANDARD | 4A6L6036A1 | 4TXCB006DS3 | S8V2B060M4PCA | 36400 | 33400 | 15.2 | 12 | 8.1 | 2.1 | 65 | 50 | 211090326
AMERICAN STANDARD | 4A6L6036A1 | 4TXCB006DS3 | S8V2A040M3PDA | 34800 | 32600 | 15.2 | 12 | 8.1 | 2 | 65 | 50 | 211090327
AMERICAN STANDARD | 4A6L6036A1 | 4TXCB006DS3 | S8V2B060M4PDA | 36400 | 33400 | 15.2 | 12 | 8.1 | 2.1 | 65 | 50 | 211090328
AMERICAN STANDARD | 4A6L6036A1 | 4TXCB006DS3 | S8V2A040M3PCA | 34800 | 32600 | 15.2 | 12 | 8.1 | 2 | 65 | 50 | 211090329
AMERICAN STANDARD | 4A6L6036A1 | 4TXCB006DS3 | S8V2B080M4PDA | 36400 | 33200 | 15.2 | 12 | 8.1 | 2.1 | 65 | 50 | 211090330
AMERICAN STANDARD | 4A6L6036A1 | 4TXCB006DS3 | S8V2B080M4PCA | 36400 | 33200 | 15.2 | 12 | 8.1 | 2.1 | 65 | 50 | 211090331
RUNTRU | A4HP6048A1 | A4AH4E60B1C3 |  | 46500 | 44000 | 15.2 | 12 | 8.1 | 2.24 | 65 | 50 | 211120807
RUNTRU | A4HP6048A1 | A4AH4E48B1C3 |  | 47000 | 44500 | 15.2 | 12 | 8.1 | 2.26 | 65 | 49 | 211120806
RUNTRU | A4HP6042A1 | A4AH4E48B1C3 |  | 42000 | 39000 | 15.2 | 12 | 8.1 | 2.21 | 64 | 48 | 211120803
AMERICAN STANDARD | 4A6V0X24A1 | 4PX*BU36BS3 | S9V2B060U3PSB+RP | 23800 | 20200 | 19.5 | 12.5 | 8.5 | 1.8 | 84 | 64 | 211120500
TRANE | 4TWV0X24A1 | 4PX*BU36BS3 | S9V2B060U3PSB+RP | 23800 | 20200 | 19.5 | 12.5 | 8.5 | 1.8 | 84 | 64 | 211120487
AMERICAN STANDARD | 4A6V0X24A1 | 4PX*BU36BS3 | S9V2B060U4PSB+RP | 24000 | 20200 | 18.5 | 12.7 | 8.2 | 1.8 | 84 | 64 | 211096909
TRANE | 4TWV0X24A1 | 4PX*BU36BS3 | S9V2B060U4PSB+RP | 24000 | 20200 | 18.5 | 12.7 | 8.2 | 1.8 | 84 | 64 | 211096908
RUNTRU | A4HP6030A1 | A4AH4E36A1C3 |  | 29600 | 27400 | 15.2 | 12 | 8.1 | 2.18 | 65 | 49 | 211094356
AMERICAN STANDARD | 4A6V8X24A1 | 4TXCB004DS3 | S8V2A040M3PDA | 22800 | 19600 | 17.5 | 12.5 | 8.1 | 1.8 | 83 | 63 | 211092945
AMERICAN STANDARD | 4A6V8X24A1 | 4PX*BU36BS3 | S8V2A040M3PDA | 22800 | 19600 | 17.5 | 12.5 | 8.2 | 1.8 | 83 | 63 | 211092941
TRANE | 4TWV8X24A1 | 4TXCB004DS3 | S8V2A040M3PDA | 22800 | 19600 | 17.5 | 12.5 | 8.1 | 1.8 | 83 | 63 | 211092930
TRANE | 4TWV8X24A1 | 4PX*BU36BS3 | S8V2A040M3PDA | 22800 | 19600 | 17.5 | 12.5 | 8.2 | 1.8 | 83 | 63 | 211092926
AMERICAN STANDARD | 4A6V8X24A1 | 4TXCB004DS3 | S8V2A040M3PCA | 22800 | 19600 | 17.5 | 12.5 | 8.1 | 1.8 | 83 | 63 | 211092915
AMERICAN STANDARD | 4A6V8X24A1 | 4PX*BU36BS3 | S8V2A040M3PCA | 22800 | 19600 | 17.5 | 12.5 | 8.2 | 1.8 | 83 | 63 | 211092913
TRANE | 4TWV8X24A1 | 4TXCB004DS3 | S8V2A040M3PCA | 22800 | 19600 | 17.5 | 12.5 | 8.1 | 1.8 | 83 | 63 | 211092900
TRANE | 4TWV8X24A1 | 4PX*BU36BS3 | S8V2A040M3PCA | 22800 | 19600 | 17.5 | 12.5 | 8.2 | 1.8 | 83 | 63 | 211092898
TRANE | 4TWL6036A1 | 4TXCC007DS3 | S8X2C100M5PTC | 36400 | 33200 | 15.2 | 12 | 8.1 | 2.1 | 65 | 50 | 207150643
TRANE | 4TWL6036A1 | 4TXCC007DS3 | S8X2C100M5PSC | 36400 | 33200 | 15.2 | 12 | 8.1 | 2.1 | 65 | 50 | 207150642
TRANE | 4TWL6036A1 | 4PX*CU48BS3 | S8X2C100M5PTC | 36400 | 33200 | 15.2 | 12 | 8.1 | 2.1 | 65 | 50 | 207150639
TRANE | 4TWL6036A1 | 4PX*CU48BS3 | S8X2C100M5PSC | 36400 | 33200 | 15.2 | 12 | 8.1 | 2.1 | 65 | 50 | 207150638
TRANE | 4TWL6036A1 | 4PX*CU42BS3 | S8X2C100M5PSC | 36400 | 34000 | 15.2 | 12 | 8.1 | 2.1 | 65 | 50 | 207150637
TRANE | 4TWL6036A1 | 4PX*CU42BS3 | S8X2C100M5PTC | 36400 | 34000 | 15.2 | 12 | 8.1 | 2.1 | 65 | 50 | 207150636
AMERICAN STANDARD | 4A6L6036A1 | 4TXCD008DS3 | S8V2D120M5PDA | 37600 | 33800 | 15.2 | 12 | 8.1 | 2.1 | 66 | 51 | 211090341
AMERICAN STANDARD | 4A6L6036A1 | 4TXCD008DS3 | S8V2D120M5PCA | 37600 | 33800 | 15.2 | 12 | 8.1 | 2.1 | 66 | 51 | 211090340
AMERICAN STANDARD | 4A6L6036A1 | 4TXCC007DS3 | S8V2C080M5PDA | 36800 | 33400 | 15.2 | 12 | 8.1 | 2.1 | 65 | 50 | 211090339
AMERICAN STANDARD | 4A6L6036A1 | 4TXCC007DS3 | S8V2C080M5PCA | 36800 | 33400 | 15.2 | 12 | 8.1 | 2.1 | 65 | 50 | 211090338
AMERICAN STANDARD | 4A6L6036A1 | 4TXCC007DS3 | S8V2C100M5PCA | 36400 | 33200 | 15.2 | 12 | 8.1 | 2.1 | 65 | 50 | 211090337
AMERICAN STANDARD | 4A6L6036A1 | 4TXCC007DS3 | S8V2C100M5PDA | 36400 | 33200 | 15.2 | 12 | 8.1 | 2.1 | 65 | 50 | 211090336
TRANE | 5TWR5036A1 | 5TXCB006AS3+TSTAT | S9X1B060U4PSB | 33800 | 31400 | 15.2 | 12 | 8.1 | 2.3 | 69 | 55 | 214078697
AMERICAN STANDARD | 5A6H5036A1 | 5TXCB006AS3+TSTAT | S8V2B080M4PDB | 34000 | 31600 | 15.2 | 12 | 8.1 | 2.3 | 68 | 55 | 214078696
TRANE | 5TWR5036A1 | 5TXCB006AS3+TSTAT | S8V2B080M4PDB | 34000 | 31600 | 15.2 | 12 | 8.1 | 2.3 | 68 | 55 | 214078695
AMERICAN STANDARD | 5A6H5036A1 | 5TXCB006AS3+TSTAT | S8V2B080M4PDA | 34000 | 31600 | 15.2 | 12 | 8.1 | 2.3 | 68 | 55 | 214078694
TRANE | 5TWR5036A1 | 5TXCB006AS3+TSTAT | S8V2B080M4PDA | 34000 | 31600 | 15.2 | 12 | 8.1 | 2.3 | 68 | 55 | 214078693
AMERICAN STANDARD | 5A6H5036A1 | 5TXCB006AS3+TSTAT | S8V2B080M4PCB | 34000 | 31600 | 15.2 | 12 | 8.1 | 2.3 | 68 | 55 | 214078692
TRANE | 5TWR5036A1 | 5TXCB006AS3+TSTAT | S8V2B080M4PCB | 34000 | 31600 | 15.2 | 12 | 8.1 | 2.3 | 68 | 55 | 214078691
AMERICAN STANDARD | 5A6H5036A1 | 5TXCB006AS3+TSTAT | S8V2B080M4PCA | 34000 | 31600 | 15.2 | 12 | 8.1 | 2.3 | 68 | 55 | 214078690
TRANE | 5TWR5036A1 | 5TXCB006AS3+TSTAT | S8V2B080M4PCA | 34000 | 31600 | 15.2 | 12 | 8.1 | 2.3 | 68 | 55 | 214078689
AMERICAN STANDARD | 5A6H5036A1 | 5TXCB006AS3+TSTAT | S8V2B060M4PDB | 34000 | 31400 | 15.2 | 12 | 8.1 | 2.3 | 69 | 55 | 214078688
TRANE | 5TWR5036A1 | 5TXCB006AS3+TSTAT | S8V2B060M4PDB | 34000 | 31400 | 15.2 | 12 | 8.1 | 2.3 | 69 | 55 | 214078687
AMERICAN STANDARD | 5A6H5036A1 | 5TXCB006AS3+TSTAT | S8V2B060M4PDA | 34000 | 31400 | 15.2 | 12 | 8.1 | 2.3 | 69 | 55 | 214078686
TRANE | 5TWR5036A1 | 5TXCB006AS3+TSTAT | S8V2B060M4PDA | 34000 | 31400 | 15.2 | 12 | 8.1 | 2.3 | 69 | 55 | 214078685
AMERICAN STANDARD | 5A6H5036A1 | 5TXCB006AS3+TSTAT | S8V2B060M4PCB | 34000 | 31400 | 15.2 | 12 | 8.1 | 2.3 | 69 | 55 | 214078684
TRANE | 5TWR5036A1 | 5TXCB006AS3+TSTAT | S8V2B060M4PCB | 34000 | 31400 | 15.2 | 12 | 8.1 | 2.3 | 69 | 55 | 214078683
AMERICAN STANDARD | 5A6H5036A1 | 5TXCB006AS3+TSTAT | S8V2B060M4PCA | 34000 | 31400 | 15.2 | 12 | 8.1 | 2.3 | 69 | 55 | 214078682
TRANE | 5TWR5036A1 | 5TXCB006AS3+TSTAT | S8V2B060M4PCA | 34000 | 31400 | 15.2 | 12 | 8.1 | 2.3 | 69 | 55 | 214078681
AMERICAN STANDARD | 5A6H5036A1 | 5TXCB006AS3+TSTAT | S8V2A040M3PDB | 32600 | 30400 | 15.2 | 12 | 8.1 | 2.2 | 68 | 55 | 214078680
TRANE | 5TWR5036A1 | 5TXCB006AS3+TSTAT | S8V2A040M3PDB | 32600 | 30400 | 15.2 | 12 | 8.1 | 2.2 | 68 | 55 | 214078679
AMERICAN STANDARD | 5A6H5036A1 | 5TXCB006AS3+TSTAT | S8V2A040M3PCB | 32600 | 30400 | 15.2 | 12 | 8.1 | 2.2 | 68 | 55 | 214078676
TRANE | 5TWR5036A1 | 5TXCB006AS3+TSTAT | S8V2A040M3PCB | 32600 | 30400 | 15.2 | 12 | 8.1 | 2.2 | 68 | 55 | 214078675
AMERICAN STANDARD | 5A6H5036A1 | 5TXCB006AS3+TSTAT | S9X1B040U3PSB | 33600 | 31200 | 15.2 | 12 | 8.1 | 2.3 | 69 | 55 | 214078674
TRANE | 5TWR5036A1 | 5TXCB006AS3+TSTAT | S9X1B040U3PSB | 33600 | 31200 | 15.2 | 12 | 8.1 | 2.3 | 69 | 55 | 214078673
AMERICAN STANDARD | 5A6H5036A1 | 5TXCB006AS3+TSTAT | S9V2B080U4VSB | 33400 | 31200 | 15.2 | 12 | 8.1 | 2.3 | 69 | 55 | 214078672
TRANE | 5TWR5036A1 | 5TXCB006AS3+TSTAT | S9V2B080U4VSB | 33400 | 31200 | 15.2 | 12 | 8.1 | 2.3 | 69 | 55 | 214078671
AMERICAN STANDARD | 5A6H5036A1 | 5TXCB006AS3+TSTAT | S9V2B080U4VSA | 33800 | 31200 | 15.2 | 12 | 8.1 | 2.3 | 69 | 55 | 214078670
TRANE | 5TWR5036A1 | 5TXCB006AS3+TSTAT | S9V2B080U4VSA | 33800 | 31200 | 15.2 | 12 | 8.1 | 2.3 | 69 | 55 | 214078669
AMERICAN STANDARD | 5A6H5036A1 | 5TXCB006AS3+TSTAT | S9V2B080U4PSC | 33800 | 31400 | 15.2 | 12 | 8.1 | 2.3 | 68 | 55 | 214078666
TRANE | 5TWR5036A1 | 5TXCB006AS3+TSTAT | S9V2B080U4PSC | 33800 | 31400 | 15.2 | 12 | 8.1 | 2.3 | 68 | 55 | 214078665
AMERICAN STANDARD | 5A6H5036A1 | 5TXCB006AS3+TSTAT | S9V2B080U4PSB | 33800 | 31400 | 15.2 | 12 | 8.1 | 2.3 | 68 | 55 | 214078664
TRANE | 5TWR5036A1 | 5TXCB006AS3+TSTAT | S9V2B080U4PSB | 33800 | 31400 | 15.2 | 12 | 8.1 | 2.3 | 68 | 55 | 214078663
AMERICAN STANDARD | 5A6H5036A1 | 5TXCB006AS3+TSTAT | S9V2B060U4PSC | 34000 | 31400 | 15.2 | 12 | 8.1 | 2.3 | 69 | 55 | 214078662
TRANE | 5TWR5036A1 | 5TXCB006AS3+TSTAT | S9V2B060U4PSC | 34000 | 31400 | 15.2 | 12 | 8.1 | 2.3 | 69 | 55 | 214078661
AMERICAN STANDARD | 5A6H5036A1 | 5TXCB006AS3+TSTAT | S9V2B060U4PSB | 33600 | 31200 | 15.2 | 12 | 8.1 | 2.3 | 69 | 55 | 214078660
TRANE | 5TWR5036A1 | 5TXCB006AS3+TSTAT | S9V2B060U4PSB | 33600 | 31200 | 15.2 | 12 | 8.1 | 2.3 | 69 | 55 | 214078659
AMERICAN STANDARD | 5A6H5036A1 | 5TXCB006AS3+TSTAT | S9V2B060U3VSB | 33800 | 31600 | 15.2 | 12 | 8.1 | 2.3 | 68 | 55 | 214078658
TRANE | 5TWR5036A1 | 5TXCB006AS3+TSTAT | S9V2B060U3VSB | 33800 | 31600 | 15.2 | 12 | 8.1 | 2.3 | 68 | 55 | 214078657
AMERICAN STANDARD | 5A6H5036A1 | 5TXCB006AS3+TSTAT | S9V2B060U3VSA | 33800 | 31600 | 15.2 | 12 | 8.1 | 2.3 | 68 | 55 | 214078656
TRANE | 5TWR5036A1 | 5TXCB006AS3+TSTAT | S9V2B060U3VSA | 33800 | 31600 | 15.2 | 12 | 8.1 | 2.3 | 68 | 55 | 214078655
AMERICAN STANDARD | 5A6H5036A1 | 5TXCB006AS3+TSTAT+P0V0B000M40SD |  | 34200 | 31400 | 16 | 12 | 8.1 | 2.3 | 68 | 54 | 214078654
TRANE | 5TWR5036A1 | 5TXCB006AS3+TSTAT+P0V0B000M40SD |  | 34200 | 31400 | 16 | 12 | 8.1 | 2.3 | 68 | 54 | 214078653
AMERICAN STANDARD | 5A6H5036A1 | 5TXCB006AS3+TSTAT+P0V0A000M30SD |  | 32800 | 30400 | 15.2 | 11.7 | 8.1 | 2.2 | 69 | 55 | 214078652
TRANE | 5TWR5036A1 | 5TXCB006AS3+TSTAT+P0V0A000M30SD |  | 32800 | 30400 | 15.2 | 11.7 | 8.1 | 2.2 | 69 | 55 | 214078651
AMERICAN STANDARD | 5A6H5036A1 | 5TXCB006AS3+TSTAT | S9V2B040U3VSB | 33600 | 31200 | 15.2 | 12 | 8.1 | 2.3 | 69 | 55 | 214078650
TRANE | 5TWR5036A1 | 5TXCB006AS3+TSTAT | S9V2B040U3VSB | 33600 | 31200 | 15.2 | 12 | 8.1 | 2.3 | 69 | 55 | 214078649
AMERICAN STANDARD | 5A6H5036A1 | 5TXCB006AS3+TSTAT | S9V2B040U3VSA | 33600 | 31200 | 15.2 | 12 | 8.1 | 2.3 | 69 | 55 | 214078648
TRANE | 5TWR5036A1 | 5TXCB006AS3+TSTAT | S9V2B040U3VSA | 33600 | 31200 | 15.2 | 12 | 8.1 | 2.3 | 69 | 55 | 214078647
AMERICAN STANDARD | 5A6H5036A1 | 5TXCB006AS3+TSTAT | L8V1B080U4VSB | 34000 | 31600 | 15.2 | 12 | 8.1 | 2.3 | 68 | 55 | 214078644
TRANE | 5TWR5036A1 | 5TXCB006AS3+TSTAT | L8V1B080U4VSB | 34000 | 31600 | 15.2 | 12 | 8.1 | 2.3 | 68 | 55 | 214078643
AMERICAN STANDARD | 5A6H5036A1 | 5TXCB006AS3+TSTAT | S9V2B040U3PSC | 33800 | 31400 | 15.2 | 12 | 8.1 | 2.3 | 69 | 55 | 214078642
TRANE | 5TWR5036A1 | 5TXCB006AS3+TSTAT | S9V2B040U3PSC | 33800 | 31400 | 15.2 | 12 | 8.1 | 2.3 | 69 | 55 | 214078641
AMERICAN STANDARD | 5A6H5036A1 | 5TXCB006AS3+TSTAT | S9V2B040U3PSB | 33600 | 31200 | 15.2 | 12 | 8.1 | 2.3 | 69 | 55 | 214078640
TRANE | 5TWR5036A1 | 5TXCB006AS3+TSTAT | S9V2B040U3PSB | 33600 | 31200 | 15.2 | 12 | 8.1 | 2.3 | 69 | 55 | 214078639
AMERICAN STANDARD | 5A6H5036A1 | 5TXCB006AS3+TSTAT | L8V1A060U3VSB | 32600 | 30400 | 15.2 | 11.7 | 8.1 | 2.2 | 69 | 55 | 214078638
TRANE | 5TWR5036A1 | 5TXCB006AS3+TSTAT | L8V1A060U3VSB | 32600 | 30400 | 15.2 | 11.7 | 8.1 | 2.2 | 69 | 55 | 214078637
AMERICAN STANDARD | 5A6H5036A1 | 5TXCB006AS3+TSTAT | S9X2B080U4PSB | 34000 | 31400 | 15.2 | 12 | 8.1 | 2.3 | 69 | 55 | 214078634
TRANE | 5TWR5036A1 | 5TXCB006AS3+TSTAT | S9X2B080U4PSB | 34000 | 31400 | 15.2 | 12 | 8.1 | 2.3 | 69 | 55 | 214078633
AMERICAN STANDARD | 5A6H5036A1 | 5TXCB006AS3+TSTAT | S8X2B080M4PTC | 33800 | 31400 | 15.2 | 12 | 8.1 | 2.3 | 68 | 55 | 214078632
TRANE | 5TWR5036A1 | 5TXCB006AS3+TSTAT | S8X2B080M4PTC | 33800 | 31400 | 15.2 | 12 | 8.1 | 2.3 | 68 | 55 | 214078631
AMERICAN STANDARD | 5A6H5036A1 | 5TXCB006AS3+TSTAT | *UHMB080CCV3 | 34000 | 31600 | 16 | 12 | 8.1 | 2.3 | 68 | 55 | 214078630
TRANE | 5TWR5036A1 | 5TXCB006AS3+TSTAT | *UHMB080CCV3 | 34000 | 31600 | 16 | 12 | 8.1 | 2.3 | 68 | 55 | 214078629
AMERICAN STANDARD | 5A6H5036A1 | 5TXCB006AS3+TSTAT | *UHMB080ACV3 | 34000 | 31600 | 15.2 | 12 | 8.1 | 2.3 | 68 | 55 | 214078628
TRANE | 5TWR5036A1 | 5TXCB006AS3+TSTAT | *UHMB080ACV3 | 34000 | 31600 | 15.2 | 12 | 8.1 | 2.3 | 68 | 55 | 214078627
AMERICAN STANDARD | 5A6H5036A1 | 5TXCB006AS3+TSTAT | *UHMB060CCV3 | 34000 | 31400 | 15.2 | 12 | 8.1 | 2.3 | 69 | 55 | 214078626
TRANE | 5TWR5036A1 | 5TXCB006AS3+TSTAT | *UHMB060CCV3 | 34000 | 31400 | 15.2 | 12 | 8.1 | 2.3 | 69 | 55 | 214078625
AMERICAN STANDARD | 5A6H5036A1 | 5TXCB006AS3+TSTAT | *UHMB060ACV3 | 34000 | 31400 | 15.2 | 12 | 8.1 | 2.3 | 69 | 55 | 214078624
TRANE | 5TWR5036A1 | 5TXCB006AS3+TSTAT | *UHMB060ACV3 | 34000 | 31400 | 15.2 | 12 | 8.1 | 2.3 | 69 | 55 | 214078623
AMERICAN STANDARD | 5A6H5036A1 | 5TXCB006AS3+TSTAT | S8X2B080M4PSC | 33800 | 31400 | 15.2 | 12 | 8.1 | 2.3 | 68 | 55 | 214078622
TRANE | 5TWR5036A1 | 5TXCB006AS3+TSTAT | S8X2B080M4PSC | 33800 | 31400 | 15.2 | 12 | 8.1 | 2.3 | 68 | 55 | 214078621
AMERICAN STANDARD | 5A6H5036A1 | 5TXCB006AS3+TSTAT | S8X2B060M4PTC | 33800 | 31400 | 15.2 | 12 | 8.1 | 2.3 | 68 | 55 | 214078620
TRANE | 5TWR5036A1 | 5TXCB006AS3+TSTAT | S8X2B060M4PTC | 33800 | 31400 | 15.2 | 12 | 8.1 | 2.3 | 68 | 55 | 214078619
AMERICAN STANDARD | 5A6H5036A1 | 5TXCB006AS3+TSTAT | S8X2B060M4PSC | 33800 | 31400 | 15.2 | 12 | 8.1 | 2.3 | 68 | 55 | 214078618
AMERICAN STANDARD | 4A6V8X48A1 | 4PX*DU60BS3 | S9V2C100U4VSB+RP | 45000 | 42000 | 18 | 11.7 | 8.5 | 1.8 | 85 | 66 | 214638946
TRANE | 4TWV8X48A1 | 4PX*DU60BS3 | S9V2C100U4VSB+RP | 45000 | 42000 | 18 | 11.7 | 8.5 | 1.8 | 85 | 66 | 214638945
AMERICAN STANDARD | 4A6V8X48A1 | 4PX*CU60BS3 | S9V2C100U4VSB+RP | 46500 | 43000 | 18 | 11.7 | 8.5 | 1.8 | 86 | 67 | 214638938
TRANE | 4TWV8X48A1 | 4PX*CU60BS3 | S9V2C100U4VSB+RP | 46500 | 43000 | 18 | 11.7 | 8.5 | 1.8 | 86 | 67 | 214638937
AMERICAN STANDARD | 4A6V8X36A1 | 4TXCB006DS3 | S9V2B040U3VSB+RP | 35200 | 31800 | 18 | 12 | 8.2 | 1.8 | 82 | 65 | 214638916
TRANE | 4TWV8X36A1 | 4TXCB006DS3 | S9V2B040U3VSB+RP | 35200 | 31800 | 18 | 12 | 8.2 | 1.8 | 82 | 65 | 214638915
AMERICAN STANDARD | 4A6V8X36A1 | 4TXCB006DS3 | S9V2B060U3VSB+RP | 35000 | 31600 | 18 | 12 | 8.2 | 1.8 | 82 | 65 | 214638914
AMERICAN STANDARD | 4A6L6036A1 | 4TXCD008DS3 | *UD2D140ACV5 | 36400 | 33000 | 15.2 | 12 | 8.1 | 2.16 | 65 | 50 | 211218279
AMERICAN STANDARD | 4A6L6036A1 | 4TXCD008DS3 | S9X2D120U5PSB | 37200 | 33400 | 15.2 | 12 | 8.1 | 2.16 | 65 | 50 | 211218278
AMERICAN STANDARD | 4A6L6036A1 | 4TXCD008DS3 | *UD2D120ACV5 | 36200 | 33000 | 15.2 | 12 | 8.1 | 2.16 | 65 | 49 | 211218277
AMERICAN STANDARD | 4A6L6036A1 | 4TXCD008DS3 | S8X1D120M5PSC | 36000 | 32800 | 15.2 | 12 | 8.1 | 2.15 | 65 | 50 | 211218276
AMERICAN STANDARD | 4A6L6036A1 | 4TXCC009DS3 | *UD2C080ACV4 | 36800 | 32600 | 15.2 | 12 | 8.1 | 2.16 | 65 | 50 | 211218275
AMERICAN STANDARD | 4A6L6036A1 | 4TXCD008DS3 | S8X2D120M5PTC | 36000 | 32800 | 15.2 | 12 | 8.1 | 2.15 | 65 | 50 | 211218282
AMERICAN STANDARD | 4A6L6036A1 | 4TXCD008DS3 | S8X2D120M5PSC | 36000 | 32800 | 15.2 | 12 | 8.1 | 2.15 | 65 | 50 | 211218281
AMERICAN STANDARD | 4A6L6036A1 | 4TXCD008DS3 | S8X1D120M5PTC | 36000 | 32800 | 15.2 | 12 | 8.1 | 2.15 | 65 | 50 | 211218280
AMERICAN STANDARD | 4A6L6036A1 | 4TXCC009DS3 | *UD2C080A9V4 | 37600 | 33400 | 15.2 | 12 | 8.1 | 2.12 | 65 | 50 | 211218274
AMERICAN STANDARD | 4A6L6036A1 | TAMXB0B30V31 |  | 35600 | 33200 | 15.2 | 12 | 8.1 | 2.19 | 66 | 51 | 211218284
AMERICAN STANDARD | 4A6L6036A1 | 4TXCD008DS3 | S9X1D120U5PSB | 37200 | 33400 | 15.2 | 12 | 8.1 | 2.16 | 65 | 50 | 211218283
TRANE | 4TWV8X48A1 | 4TXCC009DS3 | S9V2C100U4VSB+RP | 46500 | 43000 | 18 | 11.7 | 8.5 | 1.8 | 86 | 67 | 214638957
AMERICAN STANDARD | 4A6V8X48A1 | 4TXCC009DS3 | S9V2C100U4VSB+RP | 46500 | 43000 | 18 | 11.7 | 8.5 | 1.8 | 86 | 67 | 214638958
TRANE | 4TWV8X48A1 | 4TXCD010DS3 | S9V2C100U4VSB+RP | 45000 | 42000 | 18 | 11.7 | 8.5 | 1.8 | 85 | 66 | 214638961
AMERICAN STANDARD | 4A6V8X48A1 | 4TXCD010DS3 | S9V2C100U4VSB+RP | 45000 | 42000 | 18 | 11.7 | 8.5 | 1.8 | 85 | 66 | 214638962
TRANE | 4TWL9024A1 | 4PX*BD30BS3 | S9V2B080D4PSC+RP | 23600 | 21800 | 17.5 | 12 | 8.7 | 2.2 | 65 | 50 | 214638969
AMERICAN STANDARD | 4A6L9024A1 | 4PX*BD30BS3 | S9V2B080D4PSC+RP | 23600 | 21800 | 17.5 | 12 | 8.7 | 2.2 | 65 | 50 | 214638970
TRANE | 4TWL9024A1 | 4PX*BD30BS3 | S9V2B060D3PSC+RP | 23400 | 21800 | 17.5 | 12 | 8.7 | 2.2 | 65 | 50 | 214638971
AMERICAN STANDARD | 4A6L9024A1 | 4PX*BD30BS3 | S9V2B060D3PSC+RP | 23400 | 21800 | 17.5 | 12 | 8.7 | 2.2 | 65 | 50 | 214638972
TRANE | 4TWL9024A1 | 4PX*BD30BS3 | S9V2B040D3PSC+RP | 23600 | 22000 | 17.5 | 12 | 8.7 | 2.2 | 65 | 50 | 214638973
AMERICAN STANDARD | 4A6L9024A1 | 4PX*BD30BS3 | S9V2B040D3PSC+RP | 23600 | 22000 | 17.5 | 12 | 8.7 | 2.2 | 65 | 50 | 214638974
TRANE | 4TWL9024A1 | 4PX*BD30BS3 | S9V2B080D4VSB+RP | 23600 | 21800 | 17.5 | 12 | 8.7 | 2.2 | 65 | 50 | 214638975
AMERICAN STANDARD | 4A6L9024A1 | 4PX*BD30BS3 | S9V2B080D4VSB+RP | 23600 | 21800 | 17.5 | 12 | 8.7 | 2.2 | 65 | 50 | 214638976
TRANE | 4TWL9024A1 | 4PX*BD36BS3 | S9V2B060D3VSB+RP | 23800 | 20800 | 18.5 | 12.5 | 8.5 | 2.2 | 66 | 51 | 214638977
AMERICAN STANDARD | 4A6L9024A1 | 4PX*BD36BS3 | S9V2B060D3VSB+RP | 23800 | 20800 | 18.5 | 12.5 | 8.5 | 2.2 | 66 | 51 | 214638978
TRANE | 4TWL9024A1 | 4PX*BD36BS3 | S9V2B060D3PSC+RP | 23800 | 20800 | 18.5 | 12.5 | 8.5 | 2.2 | 66 | 51 | 214638979
AMERICAN STANDARD | 4A6L9024A1 | 4PX*BD36BS3 | S9V2B060D3PSC+RP | 23800 | 20800 | 18.5 | 12.5 | 8.5 | 2.2 | 66 | 51 | 214638980
TRANE | 4TWL9024A1 | 4PX*BD36BS3 | S9V2B080D4PSC+RP | 23800 | 20800 | 18.5 | 12.5 | 8.5 | 2.2 | 66 | 51 | 214638981
AMERICAN STANDARD | 4A6L9024A1 | 4PX*BD36BS3 | S9V2B080D4PSC+RP | 23800 | 20800 | 18.5 | 12.5 | 8.5 | 2.2 | 66 | 51 | 214638982
TRANE | 4TWL9024A1 | 4PX*BD36BS3+HORIZ-RT | S9V2B080U4PSC+RP | 23800 | 20800 | 18.5 | 12.5 | 8.5 | 2.2 | 66 | 51 | 214638983
AMERICAN STANDARD | 4A6L9024A1 | 4PX*BD36BS3+HORIZ-RT | S9V2B080U4PSC+RP | 23800 | 20800 | 18.5 | 12.5 | 8.5 | 2.2 | 66 | 51 | 214638984
TRANE | 4TWL9024A1 | 4PX*BD36BS3+HORIZ-RT | S9V2B040U3PSC+RP | 24000 | 20800 | 18.5 | 12 | 8.5 | 2.2 | 66 | 51 | 214638985
AMERICAN STANDARD | 4A6L6036A1 | 4TXCB006DS3 | S8X1B060M4PSC | 36600 | 33400 | 15.2 | 12 | 8.1 | 2.13 | 65 | 50 | 211218221
AMERICAN STANDARD | 4A6L6036A1 | 4TXCB006DS3 | S8X1B060M4PTC | 36600 | 33400 | 15.2 | 12 | 8.1 | 2.13 | 65 | 50 | 211218222
AMERICAN STANDARD | 4A6L6036A1 | 4TXCB006DS3 | S8X1B080M4PSC | 35800 | 32800 | 15.2 | 12 | 8.1 | 2.13 | 65 | 50 | 211218223
AMERICAN STANDARD | 4A6L6036A1 | 4TXCB006DS3 | *UD2B060ACV3 | 35600 | 32600 | 15.2 | 12 | 8.1 | 2.15 | 66 | 51 | 211218224
AMERICAN STANDARD | 4A6L6036A1 | 4TXCB006DS3 | L8X1B060U3XSA | 35600 | 32800 | 15.2 | 12 | 8.1 | 2.12 | 65 | 51 | 211218226
AMERICAN STANDARD | 4A6L6036A1 | 4TXCB006DS3 | L8X1B080U4XSA | 36400 | 33400 | 15.2 | 12 | 8.1 | 2.12 | 65 | 50 | 211218227
AMERICAN STANDARD | 4A6L6036A1 | 4TXCB006DS3 | S8X1B080M4PTC | 35800 | 32800 | 15.2 | 12 | 8.1 | 2.13 | 65 | 50 | 211218229
AMERICAN STANDARD | 4A6L6036A1 | 4TXCB006DS3 | S8X2B060M4PSC | 36600 | 33400 | 15.2 | 12 | 8.1 | 2.13 | 65 | 50 | 211218232
AMERICAN STANDARD | 4A6L6036A1 | 4TXCB006DS3 | S8X2B060M4PTC | 36600 | 33400 | 15.2 | 12 | 8.1 | 2.13 | 65 | 50 | 211218233
AMERICAN STANDARD | 4A6L6036A1 | 4TXCB006DS3 | S8X2B080M4PSC | 35800 | 32800 | 15.2 | 12 | 8.1 | 2.13 | 65 | 50 | 211218234
AMERICAN STANDARD | 4A6L6036A1 | 4TXCB006DS3 | S8X2B080M4PTC | 35800 | 32800 | 15.2 | 12 | 8.1 | 2.13 | 65 | 50 | 211218235
AMERICAN STANDARD | 4A6L6036A1 | 4TXCC005DS3 | *UD2C100ACV5 | 35600 | 32200 | 15.2 | 12 | 8.1 | 2.12 | 66 | 52 | 211218238
AMERICAN STANDARD | 4A6L6036A1 | 4TXCC007DS3 | *UD2C080ACV4 | 36400 | 33200 | 15.2 | 12 | 8.1 | 2.15 | 64 | 50 | 211218243
AMERICAN STANDARD | 4A6L6036A1 | 4TXCC007DS3 | S8X2C080M5PTC | 37000 | 33600 | 15.2 | 12 | 8.1 | 2.15 | 65 | 50 | 211218244
AMERICAN STANDARD | 4A6L6036A1 | 4TXCC007DS3 | S8X2C080M5PSC | 37000 | 33600 | 15.2 | 12 | 8.1 | 2.15 | 65 | 50 | 211218245
AMERICAN STANDARD | 4A6L6036A1 | 4TXCC007DS3 | S8X1C080M5PTC | 37000 | 33600 | 15.2 | 12 | 8.1 | 2.15 | 65 | 50 | 211218246
AMERICAN STANDARD | 4A6L6036A1 | 4TXCC007DS3 | S8X1C080M5PSC | 37000 | 33600 | 15.2 | 12 | 8.1 | 2.15 | 65 | 50 | 211218247
AMERICAN STANDARD | 4A6L6036A1 | 4TXCC007DS3 | *UD2C100ACV5 | 36600 | 33200 | 15.2 | 12 | 8.1 | 2.16 | 65 | 50 | 211218250
AMERICAN STANDARD | 4A6L6036A1 | 4TXCC009DS3 | S9X2C080U5PSB | 37800 | 33400 | 15.2 | 12 | 8.1 | 2.12 | 65 | 50 | 211218251
AMERICAN STANDARD | 4A6L6036A1 | 4TXCC009DS3 | S9X1C080U5PSB | 37800 | 33400 | 15.2 | 12 | 8.1 | 2.12 | 65 | 50 | 211218252
AMERICAN STANDARD | 4A6L6036A1 | 4TXCC009DS3 | S8X2C100M5PTC | 37800 | 33600 | 15.2 | 12 | 8.1 | 2.11 | 65 | 50 | 211218253
AMERICAN STANDARD | 4A6L6036A1 | 4TXCC009DS3 | S8X2C100M5PSC | 37800 | 33600 | 15.2 | 12 | 8.1 | 2.11 | 65 | 50 | 211218254
AMERICAN STANDARD | 4A6L6036A1 | 4TXCC009DS3 | S8X2C080M5PTC | 37600 | 33200 | 15.2 | 12 | 8.1 | 2.13 | 65 | 50 | 211218255
AMERICAN STANDARD | 4A6L6036A1 | 4TXCC009DS3 | S8X2C080M5PSC | 37600 | 33200 | 15.2 | 12 | 8.1 | 2.13 | 65 | 50 | 211218256
AMERICAN STANDARD | 4A6L6036A1 | 4TXCC009DS3 | S8X1C100M5PTC | 37800 | 33600 | 15.2 | 12 | 8.1 | 2.11 | 65 | 50 | 211218257
AMERICAN STANDARD | 4A6L6036A1 | 4TXCC009DS3 | S8X1C100M5PSC | 37800 | 33600 | 15.2 | 12 | 8.1 | 2.11 | 65 | 50 | 211218258
AMERICAN STANDARD | 4A6L6036A1 | 4TXCC009DS3 | S8X1C080M5PTC | 37600 | 33200 | 15.2 | 12 | 8.1 | 2.13 | 65 | 50 | 211218259
AMERICAN STANDARD | 4A6L6036A1 | 4TXCC009DS3 | S8X1C080M5PSC | 37600 | 33200 | 15.2 | 12 | 8.1 | 2.13 | 65 | 50 | 211218260
AMERICAN STANDARD | 4A6L6036A1 | 4TXCC009DS3 | S8V2C100M5PDA | 36800 | 32800 | 15.2 | 12 | 8.1 | 2.14 | 65 | 50 | 211218261
AMERICAN STANDARD | 4A6L6036A1 | 4TXCC009DS3 | S8V2C100M5PCA | 36800 | 32800 | 15.2 | 12 | 8.1 | 2.14 | 65 | 50 | 211218262
AMERICAN STANDARD | 4A6L6036A1 | 4TXCC009DS3 | S8V2C080M5PDA | 37000 | 33000 | 15.2 | 12 | 8.1 | 2.14 | 65 | 50 | 211218263
AMERICAN STANDARD | 4A6L6036A1 | 4TXCC009DS3 | S8V2C080M5PCA | 37000 | 33000 | 15.2 | 12 | 8.1 | 2.14 | 65 | 50 | 211218264
AMERICAN STANDARD | 4A6L6036A1 | 4TXCC009DS3 | L8V1C100U5VSA | 37800 | 33200 | 15.2 | 12 | 8.1 | 2.14 | 65 | 50 | 211218268
AMERICAN STANDARD | 4A6L6036A1 | 4TXCC009DS3 | *UHMC100ACV4 | 37400 | 33000 | 15.2 | 12 | 8.1 | 2.16 | 65 | 50 | 211218269
AMERICAN STANDARD | 4A6L6036A1 | 4TXCC009DS3 | *UD2C100B9V5 | 37400 | 33400 | 15.2 | 12 | 8.1 | 2.12 | 65 | 50 | 211218270
AMERICAN STANDARD | 4A6L6036A1 | 4TXCC009DS3 | *UD2C100ACV5 | 37800 | 33200 | 15.2 | 12 | 8.1 | 2.14 | 65 | 50 | 211218271
AMERICAN STANDARD | 4A6L6036A1 | 4TXCC009DS3 | *UD2C100A9V5 | 37600 | 33400 | 15.2 | 12 | 8.1 | 2.1 | 65 | 50 | 211218272
AMERICAN STANDARD | 4A6L6036A1 | 4TXCC009DS3 | *UD2C080B9V4 | 37400 | 33400 | 15.2 | 12 | 8.1 | 2.11 | 65 | 50 | 211218273
AMERICAN STANDARD | 4A6L9036A1 | 4PX*CU60BS3 | S9V2C100U5PSC+RP | 37800 | 34000 | 17.5 | 12 | 8.7 | 2.3 | 68 | 54 | 214639194
TRANE | 4TWL9036A1 | 4PX*CU60BS3 | S9V2C100U5PSC+RP | 37800 | 34000 | 17.5 | 12 | 8.7 | 2.3 | 68 | 54 | 214639193
AMERICAN STANDARD | 4A6L9036A1 | 4PX*CU60BS3 | S9V2C100U4VSB+RP | 37800 | 34000 | 17.5 | 12 | 8.7 | 2.3 | 68 | 53 | 214639192
TRANE | 4TWL9036A1 | 4PX*CU60BS3 | S9V2C100U4VSB+RP | 37800 | 34000 | 17.5 | 12 | 8.7 | 2.3 | 68 | 53 | 214639191
AMERICAN STANDARD | 4A6L9036A1 | 4PX*CU60BS3 | S9V2C080U5PSC+RP | 37800 | 34000 | 17.5 | 12 | 8.7 | 2.3 | 68 | 54 | 214639190
TRANE | 4TWL9036A1 | 4PX*CU60BS3 | S9V2C080U5PSC+RP | 37800 | 34000 | 17.5 | 12 | 8.7 | 2.3 | 68 | 54 | 214639189
AMERICAN STANDARD | 4A6L9036A1 | 4PX*CU48BS3 | S9V2C100U5PSC+RP | 37200 | 34400 | 17 | 11.7 | 9 | 2.3 | 68 | 53 | 214639186
TRANE | 4TWL9036A1 | 4PX*CU48BS3 | S9V2C100U5PSC+RP | 37200 | 34400 | 17 | 11.7 | 9 | 2.3 | 68 | 53 | 214639185
AMERICAN STANDARD | 4A6L9036A1 | 4PX*CU48BS3 | S9V2C080U5PSC+RP | 37200 | 34400 | 17.5 | 11.7 | 8.7 | 2.3 | 68 | 53 | 214639182
TRANE | 4TWL9036A1 | 4PX*CU48BS3 | S9V2C080U5PSC+RP | 37200 | 34400 | 17.5 | 11.7 | 8.7 | 2.3 | 68 | 53 | 214639181
AMERICAN STANDARD | 4A6L9036A1 | 4PX*CU42BS3 | S9V2C080U5PSC+RP | 37200 | 35000 | 17 | 11.7 | 8.7 | 2.3 | 67 | 53 | 214639178
TRANE | 4TWL9036A1 | 4PX*CU42BS3 | S9V2C080U5PSC+RP | 37200 | 35000 | 17 | 11.7 | 8.7 | 2.3 | 67 | 53 | 214639177
AMERICAN STANDARD | 4A6L9036A1 | 4PX*CU42BS3 | S9V2C100U5PSC+RP | 37200 | 35000 | 16.5 | 11.7 | 8.7 | 2.3 | 67 | 53 | 214639174
TRANE | 4TWL9036A1 | 4PX*CU42BS3 | S9V2C100U5PSC+RP | 37200 | 35000 | 16.5 | 11.7 | 8.7 | 2.3 | 67 | 53 | 214639173
AMERICAN STANDARD | 4A6L9036A1 | 4PX*CD60BS3+HORIZ-RT | S9V2C100U5PSC+RP | 37800 | 34000 | 17.5 | 12 | 8.7 | 2.2 | 68 | 54 | 214639166
TRANE | 4TWL9036A1 | 4PX*CD60BS3+HORIZ-RT | S9V2C100U5PSC+RP | 37800 | 34000 | 17.5 | 12 | 8.7 | 2.2 | 68 | 54 | 214639165
AMERICAN STANDARD | 4A6L9036A1 | 4PX*CD60BS3+HORIZ-RT | S9V2C080U5PSC+RP | 37800 | 34000 | 17.5 | 12 | 8.7 | 2.2 | 68 | 54 | 214639164
TRANE | 4TWL9036A1 | 4PX*CD60BS3+HORIZ-RT | S9V2C080U5PSC+RP | 37800 | 34000 | 17.5 | 12 | 8.7 | 2.2 | 68 | 54 | 214639163
AMERICAN STANDARD | 4A6L9036A1 | 4PX*CD60BS3 | S9V2C100D5PSC+RP | 37800 | 34000 | 17.5 | 12 | 8.7 | 2.2 | 68 | 53 | 214639162
TRANE | 4TWL9036A1 | 4PX*CD60BS3 | S9V2C100D5PSC+RP | 37800 | 34000 | 17.5 | 12 | 8.7 | 2.2 | 68 | 53 | 214639161
AMERICAN STANDARD | 4A6L9036A1 | 4PX*CD60BS3 | S9V2C100D4VSB+RP | 37800 | 34000 | 17.5 | 12 | 8.7 | 2.2 | 68 | 54 | 214639160
TRANE | 4TWL9036A1 | 4PX*CD60BS3 | S9V2C100D4VSB+RP | 37800 | 34000 | 17.5 | 12 | 8.7 | 2.2 | 68 | 54 | 214639159
AMERICAN STANDARD | 4A6L9036A1 | 4PX*CD42BS3+HORIZ-RT | S9V2C100U4VSB+RP | 37400 | 34800 | 17 | 11.7 | 8.2 | 2.1 | 68 | 53 | 214639158
TRANE | 4TWL9036A1 | 4PX*CD42BS3+HORIZ-RT | S9V2C100U4VSB+RP | 37400 | 34800 | 17 | 11.7 | 8.2 | 2.1 | 68 | 53 | 214639157
AMERICAN STANDARD | 4A6L9036A1 | 4PX*CD42BS3+HORIZ-RT | S9V2C080U5PSC+RP | 37600 | 35000 | 17 | 11.7 | 8.2 | 2.1 | 67 | 53 | 214639156
TRANE | 4TWL9036A1 | 4PX*CD42BS3+HORIZ-RT | S9V2C080U5PSC+RP | 37600 | 35000 | 17 | 11.7 | 8.2 | 2.1 | 67 | 53 | 214639155
AMERICAN STANDARD | 4A6L9036A1 | 4PX*CD42BS3 | S9V2C100D5PSC+RP | 37400 | 34800 | 17 | 11.7 | 8.2 | 2.1 | 68 | 53 | 214639154
TRANE | 4TWL9036A1 | 4PX*CD42BS3 | S9V2C100D5PSC+RP | 37400 | 34800 | 17 | 11.7 | 8.2 | 2.1 | 68 | 53 | 214639153
AMERICAN STANDARD | 4A6L9036A1 | 4PX*CD42BS3 | S9V2C100D4VSB+RP | 37400 | 34800 | 17 | 11.7 | 8.2 | 2.1 | 68 | 53 | 214639152
TRANE | 4TWL9036A1 | 4PX*CD42BS3 | S9V2C100D4VSB+RP | 37400 | 34800 | 17 | 11.7 | 8.2 | 2.1 | 68 | 53 | 214639151
TRANE | 5TWR5036A1 | 5TXCD010AS3+TSTAT | S9V2D120U5VSB | 34000 | 30800 | 16 | 12 | 8.1 | 2.4 | 69 | 55 | 214078777
AMERICAN STANDARD | 5A6H5036A1 | 5TXCD010AS3+TSTAT | S9X1D120U5PSB | 34600 | 31200 | 15.2 | 12 | 8.1 | 2.4 | 68 | 54 | 214078776
TRANE | 5TWR5036A1 | 5TXCD010AS3+TSTAT | S9X1D120U5PSB | 34600 | 31200 | 15.2 | 12 | 8.1 | 2.4 | 68 | 54 | 214078775
AMERICAN STANDARD | 5A6H5036A1 | 5TXCC007AS3+TSTAT | S8V2C080M5PDB | 34000 | 31400 | 16 | 12 | 8.1 | 2.3 | 69 | 55 | 214078774
TRANE | 5TWR5036A1 | 5TXCC007AS3+TSTAT | S8V2C080M5PDB | 34000 | 31400 | 16 | 12 | 8.1 | 2.3 | 69 | 55 | 214078773
AMERICAN STANDARD | 5A6H5036A1 | 5TXCC007AS3+TSTAT | S9V2C100U5PSB | 34200 | 31400 | 16 | 12 | 8.1 | 2.3 | 68 | 54 | 214078772
TRANE | 5TWR5036A1 | 5TXCC007AS3+TSTAT | S9V2C100U5PSB | 34200 | 31400 | 16 | 12 | 8.1 | 2.3 | 68 | 54 | 214078771
AMERICAN STANDARD | 5A6H5036A1 | 5TXCC007AS3+TSTAT | S9V2C100U4VSB | 34000 | 31600 | 16 | 12 | 8.1 | 2.3 | 70 | 56 | 214078770
TRANE | 5TWR5036A1 | 5TXCC007AS3+TSTAT | S9V2C100U4VSB | 34000 | 31600 | 16 | 12 | 8.1 | 2.3 | 70 | 56 | 214078769
AMERICAN STANDARD | 5A6H5036A1 | 5TXCC007AS3+TSTAT | S9V2C100U4VSA | 33400 | 31000 | 16 | 12 | 8.1 | 2.3 | 69 | 55 | 214078768
TRANE | 5TWR5036A1 | 5TXCC007AS3+TSTAT | S9V2C100U4VSA | 33400 | 31000 | 16 | 12 | 8.1 | 2.3 | 69 | 55 | 214078767
AMERICAN STANDARD | 5A6H5036A1 | 5TXCC007AS3+TSTAT | S9V2C080U5PSC | 34200 | 31400 | 16 | 12 | 8.1 | 2.3 | 68 | 55 | 214078766
TRANE | 5TWR5036A1 | 5TXCC007AS3+TSTAT | S9V2C080U5PSC | 34200 | 31400 | 16 | 12 | 8.1 | 2.3 | 68 | 55 | 214078765
AMERICAN STANDARD | 5A6H5036A1 | 5TXCC007AS3+TSTAT | S9V2C080U5PSB | 34200 | 31400 | 16 | 12 | 8.1 | 2.3 | 68 | 55 | 214078764
TRANE | 5TWR5036A1 | 5TXCC007AS3+TSTAT | S9V2C080U5PSB | 34200 | 31400 | 16 | 12 | 8.1 | 2.3 | 68 | 55 | 214078763
AMERICAN STANDARD | 5A6H5036A1 | 5TXCC007AS3+TSTAT | S8X2C100M5PTC | 33600 | 31000 | 15.2 | 12 | 8.1 | 2.3 | 68 | 55 | 214078762
TRANE | 5TWR5036A1 | 5TXCC007AS3+TSTAT | S8X2C100M5PTC | 33600 | 31000 | 15.2 | 12 | 8.1 | 2.3 | 68 | 55 | 214078761
AMERICAN STANDARD | 5A6H5036A1 | 5TXCC007AS3+TSTAT | S8X2C100M5PSC | 33600 | 31000 | 15.2 | 12 | 8.1 | 2.3 | 68 | 55 | 214078760
TRANE | 5TWR5036A1 | 5TXCC007AS3+TSTAT | S8X2C100M5PSC | 33600 | 31000 | 15.2 | 12 | 8.1 | 2.3 | 68 | 55 | 214078759
AMERICAN STANDARD | 5A6H5036A1 | 5TXCC007AS3+TSTAT | S8X2C080M5PTC | 34000 | 31400 | 15.2 | 12 | 8.1 | 2.3 | 68 | 55 | 214078758
TRANE | 5TWR5036A1 | 5TXCC007AS3+TSTAT | S8X2C080M5PTC | 34000 | 31400 | 15.2 | 12 | 8.1 | 2.3 | 68 | 55 | 214078757
AMERICAN STANDARD | 5A6H5036A1 | 5TXCC007AS3+TSTAT | S8X2C080M5PSC | 34000 | 31400 | 15.2 | 12 | 8.1 | 2.3 | 68 | 55 | 214078756
TRANE | 5TWR5036A1 | 5TXCC007AS3+TSTAT | S8X2C080M5PSC | 34000 | 31400 | 15.2 | 12 | 8.1 | 2.3 | 68 | 55 | 214078755
AMERICAN STANDARD | 5A6H5036A1 | 5TXCC007AS3+TSTAT | S8X1C100M5PTC | 33600 | 31000 | 15.2 | 12 | 8.1 | 2.3 | 68 | 55 | 214078754
TRANE | 5TWR5036A1 | 5TXCC007AS3+TSTAT | S8X1C100M5PTC | 33600 | 31000 | 15.2 | 12 | 8.1 | 2.3 | 68 | 55 | 214078753
AMERICAN STANDARD | 5A6H5036A1 | 5TXCC007AS3+TSTAT | S8X1C100M5PSC | 33600 | 31000 | 15.2 | 12 | 8.1 | 2.3 | 68 | 55 | 214078752
TRANE | 5TWR5036A1 | 5TXCC007AS3+TSTAT | S8X1C100M5PSC | 33600 | 31000 | 15.2 | 12 | 8.1 | 2.3 | 68 | 55 | 214078751
AMERICAN STANDARD | 5A6H5036A1 | 5TXCC007AS3+TSTAT | S8X1C080M5PTC | 34000 | 31400 | 15.2 | 12 | 8.1 | 2.3 | 68 | 55 | 214078750
TRANE | 5TWR5036A1 | 5TXCC007AS3+TSTAT | S8X1C080M5PTC | 34000 | 31400 | 15.2 | 12 | 8.1 | 2.3 | 68 | 55 | 214078749
AMERICAN STANDARD | 5A6H5036A1 | 5TXCC007AS3+TSTAT | S8X1C080M5PSC | 34000 | 31400 | 15.2 | 12 | 8.1 | 2.3 | 68 | 55 | 214078748
TRANE | 5TWR5036A1 | 5TXCC007AS3+TSTAT | S8X1C080M5PSC | 34000 | 31400 | 15.2 | 12 | 8.1 | 2.3 | 68 | 55 | 214078747
AMERICAN STANDARD | 5A6H5036A1 | 5TXCC007AS3+TSTAT | S8V2C100M5PDB | 34000 | 31400 | 16 | 12 | 8.1 | 2.3 | 69 | 55 | 214078746
TRANE | 5TWR5036A1 | 5TXCC007AS3+TSTAT | S8V2C100M5PDB | 34000 | 31400 | 16 | 12 | 8.1 | 2.3 | 69 | 55 | 214078745
AMERICAN STANDARD | 5A6H5036A1 | 5TXCC007AS3+TSTAT | S8V2C100M5PDA | 34000 | 31400 | 15.2 | 12 | 8.1 | 2.3 | 69 | 55 | 214078744
TRANE | 5TWR5036A1 | 5TXCC007AS3+TSTAT | S8V2C100M5PDA | 34000 | 31400 | 15.2 | 12 | 8.1 | 2.3 | 69 | 55 | 214078743
AMERICAN STANDARD | 5A6H5036A1 | 5TXCC007AS3+TSTAT | S8V2C100M5PCB | 34000 | 31400 | 16 | 12 | 8.1 | 2.3 | 69 | 55 | 214078742
TRANE | 5TWR5036A1 | 5TXCC007AS3+TSTAT | S8V2C100M5PCB | 34000 | 31400 | 16 | 12 | 8.1 | 2.3 | 69 | 55 | 214078741
AMERICAN STANDARD | 5A6H5036A1 | 5TXCC007AS3+TSTAT | S9X1C100U5PSB | 34000 | 31400 | 15.2 | 12 | 8.1 | 2.3 | 68 | 55 | 214078740
TRANE | 5TWR5036A1 | 5TXCC007AS3+TSTAT | S9X1C100U5PSB | 34000 | 31400 | 15.2 | 12 | 8.1 | 2.3 | 68 | 55 | 214078739
AMERICAN STANDARD | 5A6H5036A1 | 5TXCC007AS3+TSTAT | S9X1C080U5PSB | 34000 | 31200 | 16 | 12 | 8.1 | 2.3 | 69 | 55 | 214078738
TRANE | 5TWR5036A1 | 5TXCC007AS3+TSTAT | S9X1C080U5PSB | 34000 | 31200 | 16 | 12 | 8.1 | 2.3 | 69 | 55 | 214078737
AMERICAN STANDARD | 5A6H5036A1 | 5TXCC007AS3+TSTAT | S9X2C080U5PSB | 34000 | 31200 | 16 | 12 | 8.1 | 2.3 | 69 | 55 | 214078736
TRANE | 5TWR5036A1 | 5TXCC007AS3+TSTAT | S9X2C080U5PSB | 34000 | 31200 | 16 | 12 | 8.1 | 2.3 | 69 | 55 | 214078735
AMERICAN STANDARD | 5A6H5036A1 | 5TXCC007AS3+TSTAT | S9X2C100U5PSB | 34000 | 31400 | 15.2 | 12 | 8.1 | 2.3 | 68 | 55 | 214078734
TRANE | 5TWR5036A1 | 5TXCC007AS3+TSTAT | S9X2C100U5PSB | 34000 | 31400 | 15.2 | 12 | 8.1 | 2.3 | 68 | 55 | 214078733
AMERICAN STANDARD | 5A6H5036A1 | 5TXCC007AS3+TSTAT | *UHMC100ACV4 | 34200 | 31400 | 16 | 12 | 8.1 | 2.3 | 68 | 54 | 214078732
TRANE | 5TWR5036A1 | 5TXCC007AS3+TSTAT | *UHMC100ACV4 | 34200 | 31400 | 16 | 12 | 8.1 | 2.3 | 68 | 54 | 214078731
AMERICAN STANDARD | 5A6H5036A1 | 5TXCC007AS3+TSTAT | *UHMC100CCV4 | 34200 | 31400 | 16 | 12 | 8.1 | 2.3 | 68 | 54 | 214078730
TRANE | 5TWR5036A1 | 5TXCC007AS3+TSTAT | *UHMC100CCV4 | 34200 | 31400 | 16 | 12 | 8.1 | 2.3 | 68 | 54 | 214078729
AMERICAN STANDARD | 5A6H5036A1 | 5TXCC007AS3+TSTAT | L8V1C100U5VSB | 34200 | 31200 | 16 | 12 | 8.1 | 2.3 | 69 | 55 | 214078728
TRANE | 5TWR5036A1 | 5TXCC007AS3+TSTAT | L8V1C100U5VSB | 34200 | 31200 | 16 | 12 | 8.1 | 2.3 | 69 | 55 | 214078727
AMERICAN STANDARD | 5A6H5036A1 | 5TXCC007AS3+TSTAT+P0V0C000M50SC |  | 34400 | 31400 | 16 | 12 | 8.1 | 2.3 | 68 | 54 | 214078724
TRANE | 5TWR5036A1 | 5TXCC007AS3+TSTAT+P0V0C000M50SC |  | 34400 | 31400 | 16 | 12 | 8.1 | 2.3 | 68 | 54 | 214078723
AMERICAN STANDARD | 5A6H5036A1 | 5TXCC007AS3+TSTAT+P0V0C000M50SD |  | 34400 | 31400 | 16 | 12 | 8.1 | 2.3 | 68 | 54 | 214078722
TRANE | 5TWR5036A1 | 5TXCC007AS3+TSTAT+P0V0C000M50SD |  | 34400 | 31400 | 16 | 12 | 8.1 | 2.3 | 68 | 54 | 214078721
AMERICAN STANDARD | 5A6H5036A1 | 5TXCC007AS3+TSTAT | S8V2C080M5PCA | 34000 | 31400 | 15.2 | 12 | 8.1 | 2.3 | 69 | 55 | 214078720
TRANE | 5TWR5036A1 | 5TXCC007AS3+TSTAT | S8V2C080M5PCA | 34000 | 31400 | 15.2 | 12 | 8.1 | 2.3 | 69 | 55 | 214078719
AMERICAN STANDARD | 5A6H5036A1 | 5TXCC007AS3+TSTAT | S8V2C080M5PCB | 34000 | 31400 | 16 | 12 | 8.1 | 2.3 | 69 | 55 | 214078718
TRANE | 5TWR5036A1 | 5TXCC007AS3+TSTAT | S8V2C080M5PCB | 34000 | 31400 | 16 | 12 | 8.1 | 2.3 | 69 | 55 | 214078717
AMERICAN STANDARD | 5A6H5036A1 | 5TXCC007AS3+TSTAT | S8V2C080M5PDA | 34000 | 31400 | 15.2 | 12 | 8.1 | 2.3 | 69 | 55 | 214078716
TRANE | 5TWR5036A1 | 5TXCC007AS3+TSTAT | S8V2C080M5PDA | 34000 | 31400 | 15.2 | 12 | 8.1 | 2.3 | 69 | 55 | 214078715
AMERICAN STANDARD | 5A6H5036A1 | 5TXCC007AS3+TSTAT | S9V2C100U5PSC | 34200 | 31400 | 16 | 12 | 8.1 | 2.3 | 68 | 54 | 214078714
TRANE | 5TWR5036A1 | 5TXCC007AS3+TSTAT | S9V2C100U5PSC | 34200 | 31400 | 16 | 12 | 8.1 | 2.3 | 68 | 54 | 214078713
AMERICAN STANDARD | 5A6H5036A1 | 5TXCC007AS3+TSTAT | S8V2C100M5PCA | 34000 | 31400 | 15.2 | 12 | 8.1 | 2.3 | 69 | 55 | 214078712
TRANE | 5TWR5036A1 | 5TXCC007AS3+TSTAT | S8V2C100M5PCA | 34000 | 31400 | 15.2 | 12 | 8.1 | 2.3 | 69 | 55 | 214078711
AMERICAN STANDARD | 5A6H5036A1 | 5TXCB006AS3+TSTAT | S8X1B060M4PSC | 33800 | 31400 | 15.2 | 12 | 8.1 | 2.3 | 68 | 55 | 214078710
TRANE | 5TWR5036A1 | 5TXCB006AS3+TSTAT | S8X1B060M4PSC | 33800 | 31400 | 15.2 | 12 | 8.1 | 2.3 | 68 | 55 | 214078709
AMERICAN STANDARD | 5A6H5036A1 | 5TXCB006AS3+TSTAT | S9X2B060U4PSB | 33800 | 31400 | 15.2 | 12 | 8.1 | 2.3 | 69 | 55 | 214078708
TRANE | 5TWR5036A1 | 5TXCB006AS3+TSTAT | S9X2B060U4PSB | 33800 | 31400 | 15.2 | 12 | 8.1 | 2.3 | 69 | 55 | 214078707
AMERICAN STANDARD | 5A6H5036A1 | 5TXCB006AS3+TSTAT | S9X2B040U3PSB | 33600 | 31200 | 15.2 | 12 | 8.1 | 2.3 | 69 | 55 | 214078706
TRANE | 5TWR5036A1 | 5TXCB006AS3+TSTAT | S9X2B040U3PSB | 33600 | 31200 | 15.2 | 12 | 8.1 | 2.3 | 69 | 55 | 214078705
AMERICAN STANDARD | 5A6H5036A1 | 5TXCB006AS3+TSTAT | S8X1A040M3PTC | 32400 | 30400 | 15.2 | 11.7 | 8.1 | 2.2 | 70 | 56 | 214078704
TRANE | 5TWR5036A1 | 5TXCB006AS3+TSTAT | S8X1A040M3PTC | 32400 | 30400 | 15.2 | 11.7 | 8.1 | 2.2 | 70 | 56 | 214078703
AMERICAN STANDARD | 5A6H5036A1 | 5TXCB006AS3+TSTAT | S8X1A040M3PSC | 32400 | 30400 | 15.2 | 11.7 | 8.1 | 2.2 | 70 | 56 | 214078702
TRANE | 5TWR5036A1 | 5TXCB006AS3+TSTAT | S8X1A040M3PSC | 32400 | 30400 | 15.2 | 11.7 | 8.1 | 2.2 | 70 | 56 | 214078701
AMERICAN STANDARD | 5A6H5036A1 | 5TXCB006AS3+TSTAT | S9X1B080U4PSB | 34000 | 31400 | 15.2 | 12 | 8.1 | 2.3 | 69 | 55 | 214078700
TRANE | 5TWR5036A1 | 5TXCB006AS3+TSTAT | S9X1B080U4PSB | 34000 | 31400 | 15.2 | 12 | 8.1 | 2.3 | 69 | 55 | 214078699
AMERICAN STANDARD | 5A6H5036A1 | 5TXCB006AS3+TSTAT | S9X1B060U4PSB | 33800 | 31400 | 15.2 | 12 | 8.1 | 2.3 | 69 | 55 | 214078698
AMERICAN STANDARD | 4A6L6036A1 | TEM8B0C60V51+TDR |  | 37800 | 33200 | 15.2 | 12 | 8.1 | 2.2 | 64 | 49 | 211218290
AMERICAN STANDARD | 4A6L6036A1 | TEM6B0C60H51+TDR |  | 37400 | 33000 | 15.2 | 12 | 8.1 | 2.2 | 65 | 50 | 211218289
AMERICAN STANDARD | 4A6L6036A1 | TEM6A0C48H41+TDR |  | 37800 | 33200 | 15.2 | 12 | 8.1 | 2.19 | 65 | 50 | 211218288
AMERICAN STANDARD | 4A6L6036A1 | TEM4A0C43M41+TDR |  | 35800 | 33200 | 15.2 | 12 | 8.1 | 2.18 | 65 | 50 | 211218287
AMERICAN STANDARD | 4A6L6036A1 | TEM4A0C42S41+TDR |  | 37400 | 34600 | 15.2 | 12 | 8.1 | 2.15 | 64 | 49 | 211218286
AMERICAN STANDARD | 4A6L6036A1 | TAMXB0C36V31 |  | 36400 | 33000 | 15.2 | 12 | 8.1 | 2.16 | 65 | 50 | 211218285
AMERICAN STANDARD | 4A6L9024A1 | 4TXCB003DS3 | S9V2B080U4PSC+RP | 23800 | 21800 | 17.5 | 12 | 8.7 | 2.3 | 65 | 51 | 214639048
TRANE | 4TWL9024A1 | 4TXCB003DS3 | S9V2B080U4PSC+RP | 23800 | 21800 | 17.5 | 12 | 8.7 | 2.3 | 65 | 51 | 214639047
AMERICAN STANDARD | 4A6L9024A1 | 4TXCB003DS3 | S9V2B060U4PSC+RP | 23800 | 21800 | 17.5 | 12 | 8.7 | 2.3 | 65 | 51 | 214639046
TRANE | 4TWL9024A1 | 4TXCB003DS3 | S9V2B060U4PSC+RP | 23800 | 21800 | 17.5 | 12 | 8.7 | 2.3 | 65 | 51 | 214639045
AMERICAN STANDARD | 4A6L9024A1 | 4TXCB003DS3 | S9V2B060U3VSB+RP | 23800 | 21800 | 17.5 | 12 | 8.7 | 2.3 | 65 | 51 | 214639044
TRANE | 4TWL9024A1 | 4TXCB003DS3 | S9V2B060U3VSB+RP | 23800 | 21800 | 17.5 | 12 | 8.7 | 2.3 | 65 | 51 | 214639043
AMERICAN STANDARD | 4A6L9024A1 | 4TXCB003DS3 | S9V2B040U3VSB+RP | 23800 | 21800 | 17.5 | 12 | 8.7 | 2.2 | 66 | 51 | 214639042
TRANE | 4TWL9024A1 | 4TXCB003DS3 | S9V2B040U3VSB+RP | 23800 | 21800 | 17.5 | 12 | 8.7 | 2.2 | 66 | 51 | 214639041
AMERICAN STANDARD | 4A6L9024A1 | 4TXCB003DS3 | S9V2B080U4VSB+RP | 23800 | 21800 | 17.5 | 12 | 8.7 | 2.3 | 65 | 51 | 214639040
TRANE | 4TWL9024A1 | 4TXCB003DS3 | S9V2B080U4VSB+RP | 23800 | 21800 | 17.5 | 12 | 8.7 | 2.3 | 65 | 51 | 214639039
AMERICAN STANDARD | 4A6L9024A1 | 4TXCB003DS3 | S9V2B040U3PSC+RP | 23800 | 21800 | 17.5 | 12 | 8.7 | 2.2 | 66 | 51 | 214639036
TRANE | 4TWL9024A1 | 4TXCB003DS3 | S9V2B040U3PSC+RP | 23800 | 21800 | 17.5 | 12 | 8.7 | 2.2 | 66 | 51 | 214639035
AMERICAN STANDARD | 4A6L9024A1 | 4PX*BU42BS3 | S9V2B080U4PSC+RP | 24400 | 21000 | 18 | 12.5 | 8.7 | 2.3 | 66 | 51 | 214639030
TRANE | 4TWL9024A1 | 4PX*BU42BS3 | S9V2B080U4PSC+RP | 24400 | 21000 | 18 | 12.5 | 8.7 | 2.3 | 66 | 51 | 214639029
AMERICAN STANDARD | 4A6L9024A1 | 4PX*BU42BS3 | S9V2B080U4VSB+RP | 24400 | 21000 | 18 | 12.5 | 8.7 | 2.3 | 66 | 51 | 214639028
TRANE | 4TWL9024A1 | 4PX*BU42BS3 | S9V2B080U4VSB+RP | 24400 | 21000 | 18 | 12.5 | 8.7 | 2.3 | 66 | 51 | 214639027
AMERICAN STANDARD | 4A6L9024A1 | 4PX*BU30BS3 | S9V2B040U3PSC+RP | 23800 | 21800 | 17.5 | 12 | 8.7 | 2.3 | 66 | 51 | 214639020
TRANE | 4TWL9024A1 | 4PX*BU30BS3 | S9V2B040U3PSC+RP | 23800 | 21800 | 17.5 | 12 | 8.7 | 2.3 | 66 | 51 | 214639019
AMERICAN STANDARD | 4A6L9024A1 | 4PX*BU30BS3 | S9V2B040U3VSB+RP | 23800 | 21800 | 17.5 | 12 | 8.7 | 2.3 | 66 | 51 | 214639018
TRANE | 4TWL9024A1 | 4PX*BU30BS3 | S9V2B040U3VSB+RP | 23800 | 21800 | 17.5 | 12 | 8.7 | 2.3 | 66 | 51 | 214639017
AMERICAN STANDARD | 4A6L9024A1 | 4PX*BU30BS3 | S9V2B060U3VSB+RP | 23800 | 21800 | 17.5 | 12 | 8.7 | 2.3 | 65 | 50 | 214639016
TRANE | 4TWL9024A1 | 4PX*BU30BS3 | S9V2B060U3VSB+RP | 23800 | 21800 | 17.5 | 12 | 8.7 | 2.3 | 65 | 50 | 214639015
AMERICAN STANDARD | 4A6L9024A1 | 4PX*BU30BS3 | S9V2B060U4PSC+RP | 23800 | 21800 | 17.5 | 12 | 8.7 | 2.3 | 65 | 51 | 214639014
TRANE | 4TWL9024A1 | 4PX*BU30BS3 | S9V2B060U4PSC+RP | 23800 | 21800 | 17.5 | 12 | 8.7 | 2.3 | 65 | 51 | 214639013
AMERICAN STANDARD | 4A6L9024A1 | 4PX*BU30BS3 | S9V2B080U4PSC+RP | 23800 | 21800 | 17.5 | 12 | 8.7 | 2.3 | 65 | 50 | 214639012
TRANE | 4TWL9024A1 | 4PX*BU30BS3 | S9V2B080U4PSC+RP | 23800 | 21800 | 17.5 | 12 | 8.7 | 2.3 | 65 | 50 | 214639011
AMERICAN STANDARD | 4A6L9024A1 | 4PX*BU30BS3 | S9V2B080U4VSB+RP | 23800 | 21800 | 17.5 | 12 | 8.7 | 2.3 | 65 | 51 | 214639008
TRANE | 4TWL9024A1 | 4PX*BU30BS3 | S9V2B080U4VSB+RP | 23800 | 21800 | 17.5 | 12 | 8.7 | 2.3 | 65 | 51 | 214639007
AMERICAN STANDARD | 4A6L9024A1 | 4PX*BU24BS3 | S9V2B040U3PSC+RP | 23200 | 22400 | 17 | 11.7 | 8.2 | 2 | 64 | 49 | 214639004
TRANE | 4TWL9024A1 | 4PX*BU24BS3 | S9V2B040U3PSC+RP | 23200 | 22400 | 17 | 11.7 | 8.2 | 2 | 64 | 49 | 214639003
AMERICAN STANDARD | 4A6L9024A1 | 4PX*BU24BS3 | S9V2B040U3VSB+RP | 23200 | 22400 | 17 | 11.7 | 8.2 | 2 | 64 | 49 | 214639002
TRANE | 4TWL9024A1 | 4PX*BU24BS3 | S9V2B040U3VSB+RP | 23200 | 22400 | 17 | 11.7 | 8.2 | 2 | 64 | 49 | 214639001
AMERICAN STANDARD | 4A6L9024A1 | 4PX*BU24BS3 | S9V2B060U3VSB+RP | 23200 | 22200 | 17 | 11.7 | 8.2 | 2 | 65 | 50 | 214639000
TRANE | 4TWL9024A1 | 4PX*BU24BS3 | S9V2B060U3VSB+RP | 23200 | 22200 | 17 | 11.7 | 8.2 | 2 | 65 | 50 | 214638999
AMERICAN STANDARD | 4A6L9024A1 | 4PX*BD36BS3+HORIZ-RT | S9V2B060U3VSB+RP | 24000 | 20800 | 18.5 | 12.5 | 8.5 | 2.2 | 66 | 51 | 214638994
TRANE | 4TWL9024A1 | 4PX*BD36BS3+HORIZ-RT | S9V2B060U3VSB+RP | 24000 | 20800 | 18.5 | 12.5 | 8.5 | 2.2 | 66 | 51 | 214638993
AMERICAN STANDARD | 4A6L9024A1 | 4PX*BD36BS3+HORIZ-RT | S9V2B060U4PSC+RP | 24000 | 20800 | 18.5 | 12.5 | 8.5 | 2.2 | 66 | 51 | 214638992
TRANE | 4TWL9024A1 | 4PX*BD36BS3+HORIZ-RT | S9V2B060U4PSC+RP | 24000 | 20800 | 18.5 | 12.5 | 8.5 | 2.2 | 66 | 51 | 214638991
AMERICAN STANDARD | 4A6L9024A1 | 4PX*BD36BS3+HORIZ-RT | S9V2B040U3VSB+RP | 24000 | 20800 | 18.5 | 12 | 8.5 | 2.2 | 66 | 51 | 214638990
TRANE | 4TWL9024A1 | 4PX*BD36BS3+HORIZ-RT | S9V2B040U3VSB+RP | 24000 | 20800 | 18.5 | 12 | 8.5 | 2.2 | 66 | 51 | 214638989
AMERICAN STANDARD | 4A6L9024A1 | 4PX*BD36BS3+HORIZ-RT | S9V2B080U4VSB+RP | 23800 | 20800 | 18.5 | 12.5 | 8.5 | 2.2 | 66 | 51 | 214638988
TRANE | 4TWL9024A1 | 4PX*BD36BS3+HORIZ-RT | S9V2B080U4VSB+RP | 23800 | 20800 | 18.5 | 12.5 | 8.5 | 2.2 | 66 | 51 | 214638987
AMERICAN STANDARD | 4A6L9024A1 | 4PX*BD36BS3+HORIZ-RT | S9V2B040U3PSC+RP | 24000 | 20800 | 18.5 | 12 | 8.5 | 2.2 | 66 | 51 | 214638986
TRANE | 4TWX8024A1 | 4PX*BD42BS3+HORIZ-RT | S8V2B080M4PCA | 25600 | 23800 | 16 | 12 | 8.1 | 1.97 | 63 | 47 | 211217325
TRANE | 4TWX6048H1 | TEM8B0C60V51+TDR |  | 47000 | 44500 | 15.2 | 12 | 8.1 | 2.24 | 65 | 49 | 211217260
TRANE | 4TWX6048H1 | TEM8A0D60V51+TDR |  | 44000 | 44000 | 15.2 | 12 | 8.1 | 2.21 | 65 | 50 | 211217259
TRANE | 4TWX6048H1 | TEM8A0D48V41+TDR |  | 45000 | 44500 | 15.2 | 12 | 8.1 | 2.25 | 65 | 50 | 211217258
TRANE | 5TWR5042A1 | 5TXCB006AS3+TSTAT | S9V2B060U4PSC | 39000 | 39500 | 15.2 | 12 | 8.1 | 2.1 | 65 | 49 | 214078857
AMERICAN STANDARD | 5A6H5042A1 | 5TXCB006AS3+TSTAT | S9V2B060U4PSB | 39000 | 39500 | 15.2 | 12 | 8.1 | 2.1 | 65 | 49 | 214078856
TRANE | 5TWR5042A1 | 5TXCB006AS3+TSTAT | S9V2B060U4PSB | 39000 | 39500 | 15.2 | 12 | 8.1 | 2.1 | 65 | 49 | 214078855
AMERICAN STANDARD | 5A6H5042A1 | 5TXCB006AS3+TSTAT | S8X2B080M4PTC | 39500 | 39000 | 15.2 | 12 | 8.1 | 2.1 | 65 | 49 | 214078854
TRANE | 5TWR5042A1 | 5TXCB006AS3+TSTAT | S8X2B080M4PTC | 39500 | 39000 | 15.2 | 12 | 8.1 | 2.1 | 65 | 49 | 214078853
AMERICAN STANDARD | 5A6H5042A1 | 5TXCB006AS3+TSTAT | S8X2B080M4PSC | 39500 | 39000 | 15.2 | 12 | 8.1 | 2.1 | 65 | 49 | 214078852
TRANE | 5TWR5042A1 | 5TXCB006AS3+TSTAT | S8X2B080M4PSC | 39500 | 39000 | 15.2 | 12 | 8.1 | 2.1 | 65 | 49 | 214078851
AMERICAN STANDARD | 5A6H5042A1 | 5TXCB006AS3+TSTAT | S8X1B080M4PTC | 39500 | 39000 | 15.2 | 12 | 8.1 | 2.1 | 65 | 49 | 214078846
TRANE | 5TWR5042A1 | 5TXCB006AS3+TSTAT | S8X1B080M4PTC | 39500 | 39000 | 15.2 | 12 | 8.1 | 2.1 | 65 | 49 | 214078845
AMERICAN STANDARD | 5A6H5042A1 | 5TXCB006AS3+TSTAT | S8X1B080M4PSC | 39500 | 39000 | 15.2 | 12 | 8.1 | 2.1 | 65 | 49 | 214078844
TRANE | 5TWR5042A1 | 5TXCB006AS3+TSTAT | S8X1B080M4PSC | 39500 | 39000 | 15.2 | 12 | 8.1 | 2.1 | 65 | 49 | 214078843
AMERICAN STANDARD | 5A6H5042A1 | 5TXCB006AS3+TSTAT | S8V2B080M4PDA | 39500 | 39500 | 15.2 | 12 | 8.1 | 2.1 | 65 | 49 | 214078836
TRANE | 5TWR5042A1 | 5TXCB006AS3+TSTAT | S8V2B080M4PDA | 39500 | 39500 | 15.2 | 12 | 8.1 | 2.1 | 65 | 49 | 214078835
AMERICAN STANDARD | 5A6H5042A1 | 5TXCB006AS3+TSTAT | S8V2B080M4PCA | 39500 | 39500 | 15.2 | 12 | 8.1 | 2.1 | 65 | 49 | 214078834
TRANE | 5TWR5042A1 | 5TXCB006AS3+TSTAT | S8V2B080M4PCA | 39500 | 39500 | 15.2 | 12 | 8.1 | 2.1 | 65 | 49 | 214078833
AMERICAN STANDARD | 5A6H5042A1 | 5TXCB006AS3+TSTAT | S8V2B060M4PDA | 39500 | 39500 | 15.2 | 12 | 8.1 | 2.1 | 65 | 49 | 214078828
TRANE | 5TWR5042A1 | 5TXCB006AS3+TSTAT | S8V2B060M4PDA | 39500 | 39500 | 15.2 | 12 | 8.1 | 2.1 | 65 | 49 | 214078827
AMERICAN STANDARD | 5A6H5042A1 | 5TXCB006AS3+TSTAT | S8V2B060M4PCA | 39500 | 39500 | 15.2 | 12 | 8.1 | 2.1 | 65 | 49 | 214078824
TRANE | 5TWR5042A1 | 5TXCB006AS3+TSTAT | S8V2B060M4PCA | 39500 | 39500 | 15.2 | 12 | 8.1 | 2.1 | 65 | 49 | 214078823
AMERICAN STANDARD | 5A6H5042A1 | 5TXCB006AS3+TSTAT+P0V0B000M40SD |  | 40000 | 39500 | 15.2 | 12 | 8.1 | 2.1 | 65 | 49 | 214078822
TRANE | 5TWR5042A1 | 5TXCB006AS3+TSTAT+P0V0B000M40SD |  | 40000 | 39500 | 15.2 | 12 | 8.1 | 2.1 | 65 | 49 | 214078821
AMERICAN STANDARD | 5A6H5042A1 | 5TXCB006AS3+TSTAT | S9X2B080U4PSB | 39000 | 39000 | 15.2 | 12 | 8.1 | 2.1 | 65 | 49 | 214078816
TRANE | 5TWR5042A1 | 5TXCB006AS3+TSTAT | S9X2B080U4PSB | 39000 | 39000 | 15.2 | 12 | 8.1 | 2.1 | 65 | 49 | 214078815
AMERICAN STANDARD | 5A6H5042A1 | 5TXCB006AS3+TSTAT | S9X2B060U4PSB | 38000 | 39000 | 15.2 | 12 | 8.1 | 2.1 | 65 | 49 | 214078814
TRANE | 5TWR5042A1 | 5TXCB006AS3+TSTAT | S9X2B060U4PSB | 38000 | 39000 | 15.2 | 12 | 8.1 | 2.1 | 65 | 49 | 214078813
AMERICAN STANDARD | 5A6H5042A1 | 5TEM6D07AV51+TDR+TSTAT |  | 40500 | 40000 | 16 | 12 | 8.5 | 2.2 | 65 | 49 | 214078812
TRANE | 5TWR5042A1 | 5TEM6D07AV51+TDR+TSTAT |  | 40500 | 40000 | 16 | 12 | 8.5 | 2.2 | 65 | 49 | 214078811
AMERICAN STANDARD | 5A6H5042A1 | 5TEM6D06AV41+TDR+TSTAT |  | 39500 | 40000 | 16 | 12 | 8.5 | 2.2 | 65 | 49 | 214078810
TRANE | 5TWR5042A1 | 5TEM6D06AV41+TDR+TSTAT |  | 39500 | 40000 | 16 | 12 | 8.5 | 2.2 | 65 | 49 | 214078809
AMERICAN STANDARD | 5A6H5042A1 | 5TEM6D04AV31+TDR+TSTAT |  | 39000 | 39500 | 16 | 12 | 8.5 | 2.2 | 64 | 48 | 214078808
TRANE | 5TWR5042A1 | 5TEM6D04AV31+TDR+TSTAT |  | 39000 | 39500 | 16 | 12 | 8.5 | 2.2 | 64 | 48 | 214078807
AMERICAN STANDARD | 5A6H5036A1 | 5TXCD010AS3+TSTAT | S8V2D120M5PDB | 34200 | 31000 | 16 | 12 | 8.1 | 2.3 | 68 | 55 | 214078806
TRANE | 5TWR5036A1 | 5TXCD010AS3+TSTAT | S8V2D120M5PDB | 34200 | 31000 | 16 | 12 | 8.1 | 2.3 | 68 | 55 | 214078805
AMERICAN STANDARD | 5A6H5036A1 | 5TXCD010AS3+TSTAT | S8X2D120M5PSC | 34400 | 31200 | 16 | 12 | 8.1 | 2.3 | 69 | 55 | 214078804
TRANE | 5TWR5036A1 | 5TXCD010AS3+TSTAT | S8X2D120M5PSC | 34400 | 31200 | 16 | 12 | 8.1 | 2.3 | 69 | 55 | 214078803
AMERICAN STANDARD | 5A6H5036A1 | 5TXCD010AS3+TSTAT | S9X2D120U5PSB | 34600 | 31200 | 15.2 | 12 | 8.1 | 2.4 | 68 | 54 | 214078802
TRANE | 5TWR5036A1 | 5TXCD010AS3+TSTAT | S9X2D120U5PSB | 34600 | 31200 | 15.2 | 12 | 8.1 | 2.4 | 68 | 54 | 214078801
AMERICAN STANDARD | 5A6H5036A1 | 5TXCD010AS3+TSTAT | S8X1D120M5PSC | 34400 | 31200 | 16 | 12 | 8.1 | 2.3 | 69 | 55 | 214078800
TRANE | 5TWR5036A1 | 5TXCD010AS3+TSTAT | S8X1D120M5PSC | 34400 | 31200 | 16 | 12 | 8.1 | 2.3 | 69 | 55 | 214078799
AMERICAN STANDARD | 5A6H5036A1 | 5TXCD010AS3+TSTAT | S8X1D120M5PTC | 34400 | 31200 | 16 | 12 | 8.1 | 2.3 | 69 | 55 | 214078798
TRANE | 5TWR5036A1 | 5TXCD010AS3+TSTAT | S8X1D120M5PTC | 34400 | 31200 | 16 | 12 | 8.1 | 2.3 | 69 | 55 | 214078797
AMERICAN STANDARD | 5A6H5036A1 | 5TXCD010AS3+TSTAT | *UHMD120ACV5 | 34600 | 31200 | 16 | 12 | 8.1 | 2.3 | 68 | 54 | 214078796
TRANE | 5TWR5036A1 | 5TXCD010AS3+TSTAT | *UHMD120ACV5 | 34600 | 31200 | 16 | 12 | 8.1 | 2.3 | 68 | 54 | 214078795
AMERICAN STANDARD | 5A6H5036A1 | 5TXCD010AS3+TSTAT | *UHMD120CCV5 | 34600 | 31200 | 16 | 12 | 8.1 | 2.3 | 68 | 54 | 214078794
TRANE | 5TWR5036A1 | 5TXCD010AS3+TSTAT | *UHMD120CCV5 | 34600 | 31200 | 16 | 12 | 8.1 | 2.3 | 68 | 54 | 214078793
AMERICAN STANDARD | 5A6H5036A1 | 5TXCD010AS3+TSTAT | S8V2D120M5PCA | 34200 | 31000 | 16 | 12 | 8.1 | 2.3 | 68 | 55 | 214078792
TRANE | 5TWR5036A1 | 5TXCD010AS3+TSTAT | S8V2D120M5PCA | 34200 | 31000 | 16 | 12 | 8.1 | 2.3 | 68 | 55 | 214078791
AMERICAN STANDARD | 5A6H5036A1 | 5TXCD010AS3+TSTAT | S8V2D120M5PCB | 34200 | 31000 | 16 | 12 | 8.1 | 2.3 | 68 | 55 | 214078790
TRANE | 5TWR5036A1 | 5TXCD010AS3+TSTAT | S8V2D120M5PCB | 34200 | 31000 | 16 | 12 | 8.1 | 2.3 | 68 | 55 | 214078789
AMERICAN STANDARD | 5A6H5036A1 | 5TXCD010AS3+TSTAT | S8V2D120M5PDA | 34200 | 31000 | 16 | 12 | 8.1 | 2.3 | 68 | 55 | 214078788
TRANE | 5TWR5036A1 | 5TXCD010AS3+TSTAT | S8V2D120M5PDA | 34200 | 31000 | 16 | 12 | 8.1 | 2.3 | 68 | 55 | 214078787
AMERICAN STANDARD | 5A6H5036A1 | 5TXCD010AS3+TSTAT | S8X2D120M5PTC | 34400 | 31200 | 16 | 12 | 8.1 | 2.3 | 69 | 55 | 214078786
TRANE | 5TWR5036A1 | 5TXCD010AS3+TSTAT | S8X2D120M5PTC | 34400 | 31200 | 16 | 12 | 8.1 | 2.3 | 69 | 55 | 214078785
AMERICAN STANDARD | 5A6H5036A1 | 5TXCD010AS3+TSTAT | S9V2D120U5PSB | 34000 | 30800 | 16 | 12 | 8.1 | 2.4 | 69 | 55 | 214078784
TRANE | 5TWR5036A1 | 5TXCD010AS3+TSTAT | S9V2D120U5PSB | 34000 | 30800 | 16 | 12 | 8.1 | 2.4 | 69 | 55 | 214078783
AMERICAN STANDARD | 5A6H5036A1 | 5TXCD010AS3+TSTAT | S9V2D120U5PSC | 34800 | 31200 | 16 | 12 | 8.1 | 2.4 | 68 | 54 | 214078782
TRANE | 5TWR5036A1 | 5TXCD010AS3+TSTAT | S9V2D120U5PSC | 34800 | 31200 | 16 | 12 | 8.1 | 2.4 | 68 | 54 | 214078781
AMERICAN STANDARD | 5A6H5036A1 | 5TXCD010AS3+TSTAT | S9V2D120U5VSA | 34800 | 31400 | 16 | 12 | 8.1 | 2.3 | 69 | 55 | 214078780
TRANE | 5TWR5036A1 | 5TXCD010AS3+TSTAT | S9V2D120U5VSA | 34800 | 31400 | 16 | 12 | 8.1 | 2.3 | 69 | 55 | 214078779
AMERICAN STANDARD | 5A6H5036A1 | 5TXCD010AS3+TSTAT | S9V2D120U5VSB | 34000 | 30800 | 16 | 12 | 8.1 | 2.4 | 69 | 55 | 214078778
AMERISTAR | A4HP5030D1 | A4AH6V30A1B3+TSTAT |  | 29000 | 27600 | 15.2 | 12 | 8.1 | 2.1 | 66 | 51 | 212913927
RUNTRU | A4HP5030D1 | A4AH6V30A1B3+TSTAT |  | 29000 | 27600 | 15.2 | 12 | 8.1 | 2.1 | 66 | 51 | 212913926
AMERICAN STANDARD | 4A6L6036A1 | 4TXCC007DS3 | L8V1C100U5VSA | 37000 | 33400 | 15.2 | 12 | 8.1 | 2.1 | 64 | 50 | 207251999
AMERICAN STANDARD | 4A6L6036A1 | 4PX*CU48BS3 | L8V1C100U5VSA | 37000 | 33400 | 15.2 | 12 | 8.1 | 2.1 | 64 | 50 | 207251997
AMERICAN STANDARD | 4A6L6036A1 | 4PX*CU42BS3 | L8V1C100U5VSA | 37000 | 34200 | 15.2 | 12 | 8.1 | 2.1 | 64 | 49 | 207251996
AMERICAN STANDARD | 4A6L6036A1 | 4PX*CD36BS3+HORIZ-RT | L8V1C100U5VSA | 35400 | 33800 | 15.2 | 12 | 8.1 | 2 | 64 | 50 | 207251993
TRANE | 4TWX8036C1 | TEM8A0D60V51+TDR |  | 36000 | 33800 | 16 | 12 | 8.1 | 2.09 | 64 | 49 | 211217467
TRANE | 4TWX8036C1 | TEM8A0D48V41+TDR |  | 36400 | 34000 | 16 | 12 | 8.1 | 2.11 | 64 | 49 | 211217466
TRANE | 4TWX8036C1 | TEM6A0D48H41+TDR |  | 36600 | 34600 | 16 | 12 | 8.1 | 2.11 | 63 | 47 | 211217464
TRANE | 4TWL6036A1 | 4TXCC007DS3 | L8V1C100U5VSA | 37000 | 33400 | 15.2 | 12 | 8.1 | 2.1 | 65 | 50 | 207251935
TRANE | 4TWL6036A1 | 4PX*CU48BS3 | L8V1C100U5VSA | 37000 | 33400 | 15.2 | 12 | 8.1 | 2.1 | 65 | 50 | 207251933
TRANE | 4TWL6036A1 | 4PX*CU42BS3 | L8V1C100U5VSA | 37000 | 34200 | 15.2 | 12 | 8.1 | 2.1 | 64 | 49 | 207251932
TRANE | 4TWL6036A1 | 4PX*CD36BS3+HORIZ-RT | L8V1C100U5VSA | 35400 | 33800 | 15.2 | 12 | 8.1 | 2 | 65 | 50 | 207251929
TRANE | 5TWR5048A1 | 5TXCD010AS3+TSTAT | *UHMD120ACV5 | 44000 | 43000 | 15.2 | 12 | 8.1 | 2.2 | 67 | 51 | 214079097
AMERICAN STANDARD | 5A6H5048A1 | 5TXCD010AS3+TSTAT | *UHMC100CCV4 | 43500 | 42000 | 15.2 | 11.7 | 8.1 | 2 | 68 | 52 | 214079096
TRANE | 5TWR5048A1 | 5TXCD010AS3+TSTAT | *UHMC100CCV4 | 43500 | 42000 | 15.2 | 11.7 | 8.1 | 2 | 68 | 52 | 214079095
AMERICAN STANDARD | 5A6H5048A1 | 5TXCD010AS3+TSTAT | *UHMC100ACV4 | 43500 | 42000 | 15.2 | 11.7 | 8.1 | 2 | 68 | 52 | 214079094
TRANE | 5TWR5048A1 | 5TXCD010AS3+TSTAT | *UHMC100ACV4 | 43500 | 42000 | 15.2 | 11.7 | 8.1 | 2 | 68 | 52 | 214079093
AMERICAN STANDARD | 5A6H5048A1 | 5TXCD010AS3+TSTAT | S9X2D120U5PSB | 45500 | 43500 | 15.2 | 12 | 8.1 | 2.2 | 66 | 51 | 214079092
TRANE | 5TWR5048A1 | 5TXCD010AS3+TSTAT | S9X2D120U5PSB | 45500 | 43500 | 15.2 | 12 | 8.1 | 2.2 | 66 | 51 | 214079091
AMERICAN STANDARD | 5A6H5048A1 | 5TXCD010AS3+TSTAT | S9X2C100U5PSB | 43500 | 42000 | 15.2 | 11.7 | 8.1 | 2.1 | 67 | 51 | 214079090
TRANE | 5TWR5048A1 | 5TXCD010AS3+TSTAT | S9X2C100U5PSB | 43500 | 42000 | 15.2 | 11.7 | 8.1 | 2.1 | 67 | 51 | 214079089
AMERICAN STANDARD | 5A6H5048A1 | 5TXCD010AS3+TSTAT | S9X1D120U5PSB | 45500 | 43500 | 15.2 | 12 | 8.1 | 2.2 | 66 | 51 | 214079088
TRANE | 5TWR5048A1 | 5TXCD010AS3+TSTAT | S9X1D120U5PSB | 45500 | 43500 | 15.2 | 12 | 8.1 | 2.2 | 66 | 51 | 214079087
AMERICAN STANDARD | 5A6H5048A1 | 5TXCD010AS3+TSTAT | S9X1C100U5PSB | 43500 | 42000 | 15.2 | 11.7 | 8.1 | 2.1 | 67 | 51 | 214079086
TRANE | 5TWR5048A1 | 5TXCD010AS3+TSTAT | S9X1C100U5PSB | 43500 | 42000 | 15.2 | 11.7 | 8.1 | 2.1 | 67 | 51 | 214079085
AMERICAN STANDARD | 5A6H5048A1 | 5TXCD010AS3+TSTAT | S9V2D120U5VSB | 44500 | 43000 | 16 | 12 | 8.1 | 2.2 | 67 | 51 | 214079084
TRANE | 5TWR5048A1 | 5TXCD010AS3+TSTAT | S9V2D120U5VSB | 44500 | 43000 | 16 | 12 | 8.1 | 2.2 | 67 | 51 | 214079083
AMERICAN STANDARD | 5A6H5048A1 | 5TXCD010AS3+TSTAT | S9V2D120U5VSA | 45500 | 43500 | 16 | 12 | 8.1 | 2.2 | 66 | 51 | 214079082
TRANE | 5TWR5048A1 | 5TXCD010AS3+TSTAT | S9V2D120U5VSA | 45500 | 43500 | 16 | 12 | 8.1 | 2.2 | 66 | 51 | 214079081
AMERICAN STANDARD | 5A6H5048A1 | 5TXCD010AS3+TSTAT | S9V2D120U5PSC | 45500 | 43500 | 16 | 12 | 8.1 | 2.2 | 66 | 51 | 214079080
TRANE | 5TWR5048A1 | 5TXCD010AS3+TSTAT | S9V2D120U5PSC | 45500 | 43500 | 16 | 12 | 8.1 | 2.2 | 66 | 51 | 214079079
AMERICAN STANDARD | 5A6H5048A1 | 5TXCD010AS3+TSTAT | S9V2D120U5PSB | 45500 | 43500 | 16 | 12 | 8.1 | 2.2 | 66 | 51 | 214079078
TRANE | 5TWR5048A1 | 5TXCD010AS3+TSTAT | S9V2D120U5PSB | 45500 | 43500 | 16 | 12 | 8.1 | 2.2 | 66 | 51 | 214079077
AMERICAN STANDARD | 5A6H5048A1 | 5TXCD010AS3+TSTAT | S9V2C100U5PSC | 43500 | 42000 | 15.2 | 12 | 8.1 | 2.1 | 66 | 51 | 214079076
TRANE | 5TWR5048A1 | 5TXCD010AS3+TSTAT | S9V2C100U5PSC | 43500 | 42000 | 15.2 | 12 | 8.1 | 2.1 | 66 | 51 | 214079075
AMERICAN STANDARD | 5A6H5048A1 | 5TXCD010AS3+TSTAT | S9V2C100U5PSB | 43500 | 42000 | 15.2 | 12 | 8.1 | 2.1 | 66 | 51 | 214079074
TRANE | 5TWR5048A1 | 5TXCD010AS3+TSTAT | S9V2C100U5PSB | 43500 | 42000 | 15.2 | 12 | 8.1 | 2.1 | 66 | 51 | 214079073
AMERICAN STANDARD | 5A6H5048A1 | 5TXCD010AS3+TSTAT | S9V2C100U4VSB | 44000 | 42000 | 15.2 | 11.7 | 8.1 | 2.1 | 67 | 52 | 214079072
TRANE | 5TWR5048A1 | 5TXCD010AS3+TSTAT | S9V2C100U4VSB | 44000 | 42000 | 15.2 | 11.7 | 8.1 | 2.1 | 67 | 52 | 214079071
AMERICAN STANDARD | 5A6H5048A1 | 5TXCD010AS3+TSTAT | S9V2C100U4VSA | 44000 | 42000 | 15.2 | 11.7 | 8.1 | 2.1 | 67 | 52 | 214079070
TRANE | 5TWR5048A1 | 5TXCD010AS3+TSTAT | S9V2C100U4VSA | 44000 | 42000 | 15.2 | 11.7 | 8.1 | 2.1 | 67 | 52 | 214079069
AMERICAN STANDARD | 5A6H5048A1 | 5TXCD010AS3+TSTAT | S9V2C080U5PSC | 43500 | 42000 | 15.2 | 11.7 | 8.1 | 2.1 | 66 | 51 | 214079068
TRANE | 5TWR5048A1 | 5TXCD010AS3+TSTAT | S9V2C080U5PSC | 43500 | 42000 | 15.2 | 11.7 | 8.1 | 2.1 | 66 | 51 | 214079067
AMERICAN STANDARD | 5A6H5048A1 | 5TXCD010AS3+TSTAT | S9V2C080U5PSB | 43500 | 42000 | 15.2 | 11.7 | 8.1 | 2.1 | 66 | 51 | 214079066
TRANE | 5TWR5048A1 | 5TXCD010AS3+TSTAT | S9V2C080U5PSB | 43500 | 42000 | 15.2 | 11.7 | 8.1 | 2.1 | 66 | 51 | 214079065
AMERICAN STANDARD | 5A6H5048A1 | 5TXCD010AS3+TSTAT | S8X2D120M5PTC | 45500 | 43500 | 16 | 12 | 8.1 | 2.1 | 66 | 51 | 214079064
TRANE | 5TWR5048A1 | 5TXCD010AS3+TSTAT | S8X2D120M5PTC | 45500 | 43500 | 16 | 12 | 8.1 | 2.1 | 66 | 51 | 214079063
AMERICAN STANDARD | 5A6H5048A1 | 5TXCD010AS3+TSTAT | S8X2D120M5PSC | 45500 | 43500 | 16 | 12 | 8.1 | 2.1 | 66 | 51 | 214079062
TRANE | 5TWR5048A1 | 5TXCD010AS3+TSTAT | S8X2D120M5PSC | 45500 | 43500 | 16 | 12 | 8.1 | 2.1 | 66 | 51 | 214079061
AMERICAN STANDARD | 5A6H5048A1 | 5TXCD010AS3+TSTAT | S8X1D120M5PTC | 45500 | 43500 | 16 | 12 | 8.1 | 2.1 | 66 | 51 | 214079052
TRANE | 5TWR5048A1 | 5TXCD010AS3+TSTAT | S8X1D120M5PTC | 45500 | 43500 | 16 | 12 | 8.1 | 2.1 | 66 | 51 | 214079051
AMERICAN STANDARD | 5A6H5048A1 | 5TXCD010AS3+TSTAT | S8X1D120M5PSC | 45500 | 43500 | 16 | 12 | 8.1 | 2.1 | 66 | 51 | 214079050
TRANE | 5TWR5048A1 | 5TXCD010AS3+TSTAT | S8X1D120M5PSC | 45500 | 43500 | 16 | 12 | 8.1 | 2.1 | 66 | 51 | 214079049
AMERICAN STANDARD | 5A6H5048A1 | 5TXCC007AS3+TSTAT | S9V2C100U4VSB | 43500 | 44000 | 15.2 | 11.7 | 8.1 | 2 | 67 | 51 | 214079038
TRANE | 5TWR5048A1 | 5TXCC007AS3+TSTAT | S9V2C100U4VSB | 43500 | 44000 | 15.2 | 11.7 | 8.1 | 2 | 67 | 51 | 214079037
AMERICAN STANDARD | 5A6H5048A1 | 5TXCC007AS3+TSTAT | S9V2C100U5PSB | 44000 | 44000 | 15.2 | 11.7 | 8.1 | 2 | 67 | 51 | 214079028
TRANE | 5TWR5048A1 | 5TXCC007AS3+TSTAT | S9V2C100U5PSB | 44000 | 44000 | 15.2 | 11.7 | 8.1 | 2 | 67 | 51 | 214079027
AMERICAN STANDARD | 5A6H5048A1 | 5TXCC007AS3+TSTAT | S9V2C100U5PSC | 44000 | 44000 | 15.2 | 11.7 | 8.1 | 2 | 67 | 51 | 214079026
TRANE | 5TWR5048A1 | 5TXCC007AS3+TSTAT | S9V2C100U5PSC | 44000 | 44000 | 15.2 | 11.7 | 8.1 | 2 | 67 | 51 | 214079025
AMERICAN STANDARD | 5A6H5048A1 | 5TXCC007AS3+TSTAT | S9X1C100U5PSB | 43500 | 44000 | 15.2 | 11.7 | 8.1 | 2 | 66 | 51 | 214079024
TRANE | 5TWR5048A1 | 5TXCC007AS3+TSTAT | S9X1C100U5PSB | 43500 | 44000 | 15.2 | 11.7 | 8.1 | 2 | 66 | 51 | 214079023
AMERICAN STANDARD | 5A6H5048A1 | 5TXCC007AS3+TSTAT | S9X2C100U5PSB | 43500 | 44000 | 15.2 | 11.7 | 8.1 | 2 | 66 | 51 | 214079022
TRANE | 5TWR5048A1 | 5TXCC007AS3+TSTAT | S9X2C100U5PSB | 43500 | 44000 | 15.2 | 11.7 | 8.1 | 2 | 66 | 51 | 214079021
TRANE | 4TWV0X24A1 | 4PX*BU36BS3 | S9V2B080U4PSC+RP | 23800 | 20800 | 19 | 12.7 | 8.5 | 1.8 | 81 | 62 | 214639417
AMERICAN STANDARD | 4A6V0X24A1 | 4PX*BU36BS3 | S9V2B060U4PSC+RP | 24000 | 20800 | 18.5 | 12.7 | 8.5 | 1.8 | 81 | 62 | 214639416
TRANE | 4TWV0X24A1 | 4PX*BU36BS3 | S9V2B060U4PSC+RP | 24000 | 20800 | 18.5 | 12.7 | 8.5 | 1.8 | 81 | 62 | 214639415
TRANE | 5TWR5042A1 | 5TXCD010AS3+TSTAT | S9V2D120D5PSB | 37600 | 38000 | 15.2 | 11.7 | 8.1 | 2.1 | 65 | 50 | 214078937
AMERICAN STANDARD | 5A6H5042A1 | 5TXCC007AS3+TSTAT | *UHMC100ACV4 | 40000 | 39500 | 15.2 | 12 | 8.1 | 2.1 | 64 | 49 | 214078936
TRANE | 5TWR5042A1 | 5TXCC007AS3+TSTAT | *UHMC100ACV4 | 40000 | 39500 | 15.2 | 12 | 8.1 | 2.1 | 64 | 49 | 214078935
AMERICAN STANDARD | 5A6H5042A1 | 5TXCC007AS3+TSTAT | *UHMC100CCV4 | 40000 | 39500 | 15.2 | 12 | 8.1 | 2.1 | 64 | 49 | 214078934
TRANE | 5TWR5042A1 | 5TXCC007AS3+TSTAT | *UHMC100CCV4 | 40000 | 39500 | 15.2 | 12 | 8.1 | 2.1 | 64 | 49 | 214078933
AMERICAN STANDARD | 5A6H5042A1 | 5TXCC007AS3+TSTAT | L8V1C100U5VSB | 40000 | 40000 | 16 | 12 | 8.1 | 2.1 | 64 | 48 | 214078932
TRANE | 5TWR5042A1 | 5TXCC007AS3+TSTAT | L8V1C100U5VSB | 40000 | 40000 | 16 | 12 | 8.1 | 2.1 | 64 | 48 | 214078931
AMERICAN STANDARD | 5A6H5042A1 | 5TXCC007AS3+TSTAT+P0V0C000M50SC |  | 40500 | 40000 | 16 | 12 | 8.1 | 2.1 | 64 | 48 | 214078928
TRANE | 5TWR5042A1 | 5TXCC007AS3+TSTAT+P0V0C000M50SC |  | 40500 | 40000 | 16 | 12 | 8.1 | 2.1 | 64 | 48 | 214078927
AMERICAN STANDARD | 5A6H5042A1 | 5TXCC007AS3+TSTAT+P0V0C000M50SD |  | 40500 | 40000 | 16 | 12 | 8.1 | 2.1 | 64 | 48 | 214078926
TRANE | 5TWR5042A1 | 5TXCC007AS3+TSTAT+P0V0C000M50SD |  | 40500 | 40000 | 16 | 12 | 8.1 | 2.1 | 64 | 48 | 214078925
AMERICAN STANDARD | 5A6H5042A1 | 5TXCC007AS3+TSTAT | S8V2C080M5PCA | 40000 | 40000 | 15.2 | 12 | 8.1 | 2.1 | 64 | 48 | 214078924
TRANE | 5TWR5042A1 | 5TXCC007AS3+TSTAT | S8V2C080M5PCA | 40000 | 40000 | 15.2 | 12 | 8.1 | 2.1 | 64 | 48 | 214078923
AMERICAN STANDARD | 5A6H5042A1 | 5TXCC007AS3+TSTAT | S8V2C080M5PCB | 40000 | 40000 | 16 | 12 | 8.1 | 2.1 | 64 | 49 | 214078922
TRANE | 5TWR5042A1 | 5TXCC007AS3+TSTAT | S8V2C080M5PCB | 40000 | 40000 | 16 | 12 | 8.1 | 2.1 | 64 | 49 | 214078921
AMERICAN STANDARD | 5A6H5042A1 | 5TXCC007AS3+TSTAT | S8V2C080M5PDA | 40000 | 40000 | 15.2 | 12 | 8.1 | 2.1 | 64 | 48 | 214078920
TRANE | 5TWR5042A1 | 5TXCC007AS3+TSTAT | S8V2C080M5PDA | 40000 | 40000 | 15.2 | 12 | 8.1 | 2.1 | 64 | 48 | 214078919
AMERICAN STANDARD | 5A6H5042A1 | 5TXCC007AS3+TSTAT | S8V2C080M5PDB | 40000 | 40000 | 16 | 12 | 8.1 | 2.1 | 64 | 49 | 214078918
TRANE | 5TWR5042A1 | 5TXCC007AS3+TSTAT | S8V2C080M5PDB | 40000 | 40000 | 16 | 12 | 8.1 | 2.1 | 64 | 49 | 214078917
AMERICAN STANDARD | 5A6H5042A1 | 5TXCC007AS3+TSTAT | S9X2C100U5PSB | 40000 | 40000 | 15.2 | 12 | 8.1 | 2.1 | 64 | 48 | 214078916
TRANE | 5TWR5042A1 | 5TXCC007AS3+TSTAT | S9X2C100U5PSB | 40000 | 40000 | 15.2 | 12 | 8.1 | 2.1 | 64 | 48 | 214078915
AMERICAN STANDARD | 5A6H5042A1 | 5TXCC007AS3+TSTAT | S9X2C080U5PSB | 39000 | 39500 | 15.2 | 12 | 8.1 | 2.1 | 65 | 49 | 214078914
TRANE | 5TWR5042A1 | 5TXCC007AS3+TSTAT | S9X2C080U5PSB | 39000 | 39500 | 15.2 | 12 | 8.1 | 2.1 | 65 | 49 | 214078913
AMERICAN STANDARD | 5A6H5042A1 | 5TXCC007AS3+TSTAT | S9X1C100U5PSB | 40000 | 40000 | 15.2 | 12 | 8.1 | 2.1 | 64 | 48 | 214078912
TRANE | 5TWR5042A1 | 5TXCC007AS3+TSTAT | S9X1C100U5PSB | 40000 | 40000 | 15.2 | 12 | 8.1 | 2.1 | 64 | 48 | 214078911
AMERICAN STANDARD | 5A6H5042A1 | 5TXCC007AS3+TSTAT | S9X1C080U5PSB | 39000 | 39500 | 15.2 | 12 | 8.1 | 2.1 | 65 | 49 | 214078910
TRANE | 5TWR5042A1 | 5TXCC007AS3+TSTAT | S9X1C080U5PSB | 39000 | 39500 | 15.2 | 12 | 8.1 | 2.1 | 65 | 49 | 214078909
AMERICAN STANDARD | 5A6H5042A1 | 5TXCC007AS3+TSTAT | S9V2C100U5PSC | 40000 | 40000 | 16 | 12 | 8.1 | 2.1 | 64 | 48 | 214078908
TRANE | 5TWR5042A1 | 5TXCC007AS3+TSTAT | S9V2C100U5PSC | 40000 | 40000 | 16 | 12 | 8.1 | 2.1 | 64 | 48 | 214078907
AMERICAN STANDARD | 5A6H5042A1 | 5TXCC007AS3+TSTAT | S9V2C100U5PSB | 40000 | 39500 | 15.2 | 12 | 8.1 | 2.1 | 64 | 49 | 214078906
TRANE | 5TWR5042A1 | 5TXCC007AS3+TSTAT | S9V2C100U5PSB | 40000 | 39500 | 15.2 | 12 | 8.1 | 2.1 | 64 | 49 | 214078905
AMERICAN STANDARD | 5A6H5042A1 | 5TXCC007AS3+TSTAT | S9V2C100U4VSB | 40000 | 40000 | 16 | 12 | 8.1 | 2.1 | 64 | 48 | 214078904
TRANE | 5TWR5042A1 | 5TXCC007AS3+TSTAT | S9V2C100U4VSB | 40000 | 40000 | 16 | 12 | 8.1 | 2.1 | 64 | 48 | 214078903
AMERICAN STANDARD | 5A6H5042A1 | 5TXCC007AS3+TSTAT | S9V2C100U4VSA | 39500 | 39500 | 16 | 12 | 8.1 | 2.1 | 65 | 49 | 214078902
TRANE | 5TWR5042A1 | 5TXCC007AS3+TSTAT | S9V2C100U4VSA | 39500 | 39500 | 16 | 12 | 8.1 | 2.1 | 65 | 49 | 214078901
AMERICAN STANDARD | 5A6H5042A1 | 5TXCC007AS3+TSTAT | S9V2C080U5PSC | 40000 | 40000 | 16 | 12 | 8.1 | 2.1 | 64 | 48 | 214078900
TRANE | 5TWR5042A1 | 5TXCC007AS3+TSTAT | S9V2C080U5PSC | 40000 | 40000 | 16 | 12 | 8.1 | 2.1 | 64 | 48 | 214078899
AMERICAN STANDARD | 5A6H5042A1 | 5TXCC007AS3+TSTAT | S9V2C080U5PSB | 40000 | 39500 | 15.2 | 12 | 8.1 | 2.1 | 64 | 49 | 214078898
TRANE | 5TWR5042A1 | 5TXCC007AS3+TSTAT | S9V2C080U5PSB | 40000 | 39500 | 15.2 | 12 | 8.1 | 2.1 | 64 | 49 | 214078897
AMERICAN STANDARD | 5A6H5042A1 | 5TXCC007AS3+TSTAT | S8X2C100M5PTC | 40000 | 40000 | 16 | 12 | 8.1 | 2.1 | 64 | 49 | 214078896
TRANE | 5TWR5042A1 | 5TXCC007AS3+TSTAT | S8X2C100M5PTC | 40000 | 40000 | 16 | 12 | 8.1 | 2.1 | 64 | 49 | 214078895
AMERICAN STANDARD | 5A6H5042A1 | 5TXCC007AS3+TSTAT | S8X2C100M5PSC | 40000 | 40000 | 16 | 12 | 8.1 | 2.1 | 64 | 49 | 214078894
TRANE | 5TWR5042A1 | 5TXCC007AS3+TSTAT | S8X2C100M5PSC | 40000 | 40000 | 16 | 12 | 8.1 | 2.1 | 64 | 49 | 214078893
AMERICAN STANDARD | 5A6H5042A1 | 5TXCC007AS3+TSTAT | S8X2C080M5PTC | 40000 | 40000 | 16 | 12 | 8.1 | 2.1 | 64 | 48 | 214078892
TRANE | 5TWR5042A1 | 5TXCC007AS3+TSTAT | S8X2C080M5PTC | 40000 | 40000 | 16 | 12 | 8.1 | 2.1 | 64 | 48 | 214078891
AMERICAN STANDARD | 5A6H5042A1 | 5TXCC007AS3+TSTAT | S8X2C080M5PSC | 40000 | 40000 | 16 | 12 | 8.1 | 2.1 | 64 | 48 | 214078890
TRANE | 5TWR5042A1 | 5TXCC007AS3+TSTAT | S8X2C080M5PSC | 40000 | 40000 | 16 | 12 | 8.1 | 2.1 | 64 | 48 | 214078889
AMERICAN STANDARD | 5A6H5042A1 | 5TXCC007AS3+TSTAT | S8X1C100M5PTC | 40000 | 40000 | 16 | 12 | 8.1 | 2.1 | 64 | 49 | 214078888
TRANE | 5TWR5042A1 | 5TXCC007AS3+TSTAT | S8X1C100M5PTC | 40000 | 40000 | 16 | 12 | 8.1 | 2.1 | 64 | 49 | 214078887
AMERICAN STANDARD | 5A6H5042A1 | 5TXCC007AS3+TSTAT | S8X1C100M5PSC | 40000 | 40000 | 16 | 12 | 8.1 | 2.1 | 64 | 49 | 214078886
TRANE | 5TWR5042A1 | 5TXCC007AS3+TSTAT | S8X1C100M5PSC | 40000 | 40000 | 16 | 12 | 8.1 | 2.1 | 64 | 49 | 214078885
AMERICAN STANDARD | 5A6H5042A1 | 5TXCC007AS3+TSTAT | S8X1C080M5PTC | 40000 | 40000 | 16 | 12 | 8.1 | 2.1 | 64 | 48 | 214078884
TRANE | 5TWR5042A1 | 5TXCC007AS3+TSTAT | S8X1C080M5PTC | 40000 | 40000 | 16 | 12 | 8.1 | 2.1 | 64 | 48 | 214078883
AMERICAN STANDARD | 5A6H5042A1 | 5TXCC007AS3+TSTAT | S8X1C080M5PSC | 40000 | 40000 | 16 | 12 | 8.1 | 2.1 | 64 | 48 | 214078882
TRANE | 5TWR5042A1 | 5TXCC007AS3+TSTAT | S8X1C080M5PSC | 40000 | 40000 | 16 | 12 | 8.1 | 2.1 | 64 | 48 | 214078881
AMERICAN STANDARD | 5A6H5042A1 | 5TXCC007AS3+TSTAT | S8V2C100M5PDB | 40000 | 40000 | 16 | 12 | 8.1 | 2.1 | 65 | 49 | 214078880
TRANE | 5TWR5042A1 | 5TXCC007AS3+TSTAT | S8V2C100M5PDB | 40000 | 40000 | 16 | 12 | 8.1 | 2.1 | 65 | 49 | 214078879
AMERICAN STANDARD | 5A6H5042A1 | 5TXCC007AS3+TSTAT | S8V2C100M5PDA | 40000 | 40000 | 15.2 | 12 | 8.1 | 2.1 | 64 | 48 | 214078878
TRANE | 5TWR5042A1 | 5TXCC007AS3+TSTAT | S8V2C100M5PDA | 40000 | 40000 | 15.2 | 12 | 8.1 | 2.1 | 64 | 48 | 214078877
AMERICAN STANDARD | 5A6H5042A1 | 5TXCC007AS3+TSTAT | S8V2C100M5PCB | 40000 | 40000 | 16 | 12 | 8.1 | 2.1 | 65 | 49 | 214078876
TRANE | 5TWR5042A1 | 5TXCC007AS3+TSTAT | S8V2C100M5PCB | 40000 | 40000 | 16 | 12 | 8.1 | 2.1 | 65 | 49 | 214078875
AMERICAN STANDARD | 5A6H5042A1 | 5TXCC007AS3+TSTAT | S8V2C100M5PCA | 40000 | 40000 | 15.2 | 12 | 8.1 | 2.1 | 64 | 48 | 214078874
TRANE | 5TWR5042A1 | 5TXCC007AS3+TSTAT | S8V2C100M5PCA | 40000 | 40000 | 15.2 | 12 | 8.1 | 2.1 | 64 | 48 | 214078873
AMERICAN STANDARD | 5A6H5042A1 | 5TXCC007AS3+TSTAT | S9V2C100D5PSC | 37400 | 38000 | 15.2 | 11.7 | 8.1 | 2.1 | 66 | 51 | 214078872
TRANE | 5TWR5042A1 | 5TXCC007AS3+TSTAT | S9V2C100D5PSC | 37400 | 38000 | 15.2 | 11.7 | 8.1 | 2.1 | 66 | 51 | 214078871
AMERICAN STANDARD | 5A6H5042A1 | 5TXCB006AS3+TSTAT | S9X1B080U4PSB | 39000 | 39000 | 15.2 | 12 | 8.1 | 2.1 | 65 | 49 | 214078870
TRANE | 5TWR5042A1 | 5TXCB006AS3+TSTAT | S9X1B080U4PSB | 39000 | 39000 | 15.2 | 12 | 8.1 | 2.1 | 65 | 49 | 214078869
AMERICAN STANDARD | 5A6H5042A1 | 5TXCB006AS3+TSTAT | S9X1B060U4PSB | 38000 | 39000 | 15.2 | 12 | 8.1 | 2.1 | 65 | 49 | 214078868
TRANE | 5TWR5042A1 | 5TXCB006AS3+TSTAT | S9X1B060U4PSB | 38000 | 39000 | 15.2 | 12 | 8.1 | 2.1 | 65 | 49 | 214078867
AMERICAN STANDARD | 5A6H5042A1 | 5TXCB006AS3+TSTAT | S9V2B080U4VSB | 39000 | 40000 | 15.2 | 12 | 8.1 | 2.1 | 65 | 49 | 214078866
TRANE | 5TWR5042A1 | 5TXCB006AS3+TSTAT | S9V2B080U4VSB | 39000 | 40000 | 15.2 | 12 | 8.1 | 2.1 | 65 | 49 | 214078865
AMERICAN STANDARD | 5A6H5042A1 | 5TXCB006AS3+TSTAT | S9V2B080U4VSA | 39000 | 40000 | 15.2 | 12 | 8.1 | 2.1 | 65 | 49 | 214078864
TRANE | 5TWR5042A1 | 5TXCB006AS3+TSTAT | S9V2B080U4VSA | 39000 | 40000 | 15.2 | 12 | 8.1 | 2.1 | 65 | 49 | 214078863
AMERICAN STANDARD | 5A6H5042A1 | 5TXCB006AS3+TSTAT | S9V2B080U4PSC | 39500 | 40000 | 15.2 | 12 | 8.1 | 2.1 | 65 | 49 | 214078862
TRANE | 5TWR5042A1 | 5TXCB006AS3+TSTAT | S9V2B080U4PSC | 39500 | 40000 | 15.2 | 12 | 8.1 | 2.1 | 65 | 49 | 214078861
AMERICAN STANDARD | 5A6H5042A1 | 5TXCB006AS3+TSTAT | S9V2B080U4PSB | 39000 | 39000 | 15.2 | 12 | 8.1 | 2.1 | 65 | 49 | 214078860
TRANE | 5TWR5042A1 | 5TXCB006AS3+TSTAT | S9V2B080U4PSB | 39000 | 39000 | 15.2 | 12 | 8.1 | 2.1 | 65 | 49 | 214078859
AMERICAN STANDARD | 5A6H5042A1 | 5TXCB006AS3+TSTAT | S9V2B060U4PSC | 39000 | 39500 | 15.2 | 12 | 8.1 | 2.1 | 65 | 49 | 214078858
AMERICAN STANDARD | 4A6L9048A1 | 4PX*CD60BS3+HORIZ-RT | S9V2C100U4VSB+RP | 48500 | 44500 | 19 | 11.7 | 8.7 | 2.2 | 71 | 58 | 214639260
TRANE | 4TWL9048A1 | 4PX*CD60BS3+HORIZ-RT | S9V2C100U4VSB+RP | 48500 | 44500 | 19 | 11.7 | 8.7 | 2.2 | 71 | 58 | 214639259
AMERICAN STANDARD | 4A6L9048A1 | 4PX*CD60BS3+HORIZ-RT | S9V2C100U5PSC+RP | 48500 | 44500 | 19 | 11.7 | 8.7 | 2.2 | 71 | 58 | 214639258
TRANE | 4TWL9048A1 | 4PX*CD60BS3+HORIZ-RT | S9V2C100U5PSC+RP | 48500 | 44500 | 19 | 11.7 | 8.7 | 2.2 | 71 | 58 | 214639257
AMERICAN STANDARD | 4A6L9048A1 | 4PX*CD60BS3 | S9V2C100D4VSB+RP | 48500 | 44500 | 19 | 11.7 | 8.7 | 2.2 | 71 | 58 | 214639256
TRANE | 4TWL9048A1 | 4PX*CD60BS3 | S9V2C100D4VSB+RP | 48500 | 44500 | 19 | 11.7 | 8.7 | 2.2 | 71 | 58 | 214639255
AMERICAN STANDARD | 4A6L9036A1 | 4TXCC009DS3 | S9V2C100U5PSC+RP | 37800 | 34000 | 17.5 | 12 | 8.7 | 2.3 | 68 | 54 | 214639244
TRANE | 4TWL9036A1 | 4TXCC009DS3 | S9V2C100U5PSC+RP | 37800 | 34000 | 17.5 | 12 | 8.7 | 2.3 | 68 | 54 | 214639243
AMERICAN STANDARD | 4A6L9036A1 | 4TXCC009DS3 | S9V2C080U5PSC+RP | 37800 | 34000 | 17.5 | 12 | 8.7 | 2.3 | 68 | 54 | 214639242
TRANE | 4TWL9036A1 | 4TXCC009DS3 | S9V2C080U5PSC+RP | 37800 | 34000 | 17.5 | 12 | 8.7 | 2.3 | 68 | 54 | 214639241
AMERICAN STANDARD | 4A6L9036A1 | 4TXCC007DS3 | S9V2C100U5PSC+RP | 37200 | 34400 | 17 | 11.7 | 9 | 2.3 | 68 | 53 | 214639238
TRANE | 4TWL9036A1 | 4TXCC007DS3 | S9V2C100U5PSC+RP | 37200 | 34400 | 17 | 11.7 | 9 | 2.3 | 68 | 53 | 214639237
AMERICAN STANDARD | 4A6L9036A1 | 4TXCC007DS3 | S9V2C100U4VSB+RP | 37200 | 34400 | 17 | 11.7 | 8.7 | 2.3 | 67 | 53 | 214639234
TRANE | 4TWL9036A1 | 4TXCC007DS3 | S9V2C100U4VSB+RP | 37200 | 34400 | 17 | 11.7 | 8.7 | 2.3 | 67 | 53 | 214639233
AMERICAN STANDARD | 4A6L9036A1 | 4TXCC007DS3 | S9V2C080U5PSC+RP | 37200 | 34400 | 17.5 | 11.7 | 8.7 | 2.3 | 68 | 53 | 214639232
TRANE | 4TWL9036A1 | 4TXCC007DS3 | S9V2C080U5PSC+RP | 37200 | 34400 | 17.5 | 11.7 | 8.7 | 2.3 | 68 | 53 | 214639231
TRANE | 4TWX8048A1 | TEM8B0C60V51+TDR |  | 47500 | 48500 | 16 | 12 | 8.1 | 2.16 | 64 | 49 | 211217505
TRANE | 4TWX8048A1 | TAMXB0C48V41 |  | 46000 | 47000 | 16 | 12 | 8.1 | 2.12 | 65 | 50 | 211217503
AIREASE | 4SHP18LX136P | 7ED24BX-0*+TDR | A97DSMV070B12 | 23600 | 24000 | 19 | 12.3 | 8.5 | 2.18 | 70 | 69 | 214731014
AIREASE | 4SHP18LX136P | 7ED24BX-0*+TDR | A96DF2E045B12 | 24000 | 24000 | 18 | 12.3 | 8.5 | 2.16 | 71 | 70 | 214731011
AIREASE | 4SHP18LX136P | 7ED24BX-0*+TDR | A93DF1E045B12 | 24000 | 24000 | 19 | 12.3 | 8.5 | 2.16 | 70 | 69 | 214731008
AC PRO | 4HP18V36P | EA(C,U)1P30A+H4TXV01 | 80G2UH070AE12 | 23800 | 24000 | 18.5 | 12.3 | 8.1 | 1.97 | 66 | 63 | 206905543
AC PRO | 4HP18V36P | E*1P23B+H4TXV01 | EFV08BCA | 22600 | 24000 | 16.5 | 12.3 | 8.1 | 1.88 | 64 | 60 | 206905486
AC PRO | 4HP18V36P | E*1P23B+H4TXV01 | 96G2UH045BV12 | 23200 | 24000 | 19 | 12.3 | 8.1 | 1.89 | 63 | 60 | 206905484
AC PRO | 4HP18V36P | E*1P23B+H4TXV01 | 96G1UH070BE12 | 23400 | 24000 | 18 | 12.3 | 8.1 | 1.9 | 64 | 61 | 206905483
ALLIED | 4HP18V36P | 7EC30BX-0*+TDR | 92G1UH070BE12 | 24000 | 24000 | 18.5 | 12.3 | 8.1 | 1.97 | 66 | 63 | 214729628
ALLIED | 4HP18V36P | 7EC30BX-0*+TDR | 80G2UH090BE12 | 24000 | 24000 | 18.5 | 12.3 | 8.1 | 1.97 | 66 | 63 | 214729625
AIREASE | 4SHP18LX136P | EAH1P30B+TDR+TXV | A97UH2E070B12 | 24000 | 24000 | 18.5 | 12.3 | 8.5 | 2.11 | 66 | 63 | 213927727
AIREASE | 4SHP18LX136P | EAD4X-48C+TDR | EFV16CCA | 34200 | 36000 | 19 | 11.7 | 8.5 | 2.18 | 68 | 55 | 213352528
AIREASE | 4SHP18LX136P | EAD4X-24B+TDR | EFV08BCA | 23400 | 24000 | 17.5 | 12.3 | 8.5 | 2.14 | 71 | 70 | 213352507
AIREASE | 4SHP18LX136P | EA(C,U)1P30B+TDR+TXV | A97US2V060B12X + TSTAT | 23400 | 24000 | 18.5 | 12.3 | 8.1 | 1.96 | 65 | 62 | 214784733
AIREASE | 4SHP18LX136P | EA(C,U)1P30B+TDR+TXV | A97US2V045B12 | 23400 | 24000 | 18.5 | 12.3 | 8.1 | 1.95 | 65 | 62 | 214094627
AIREASE | 4SHP18LX136P | 7EC30BX-0*+TDR | A97USMV070B12 + TSTAT | 23400 | 24000 | 19 | 12.3 | 8.1 | 1.97 | 65 | 62 | 214784690
AIREASE | 4SHP18LX136P | EA(C,U)1P30B+TDR+TXV | A97UH2E070B12 | 23800 | 24000 | 18 | 12.3 | 8.1 | 2.06 | 66 | 63 | 213927721
ARMSTRONG AIR | 4SHP18LX136P | 7EH30BX-0*+TDR | A93UH1E030B12 | 23400 | 24000 | 18 | 12.3 | 8.1 | 1.99 | 66 | 63 | 214730005
ARMSTRONG AIR | 4SHP18LX136P | 7EH30BX-0*+TDR | A96UH1E070B12 | 24000 | 24000 | 18 | 12.3 | 8.5 | 2.03 | 66 | 64 | 214730010
ARMSTRONG AIR | 4SHP18LX136P | 7EH30BX-0*+TDR | A96UH2E045B12 | 24000 | 24000 | 18 | 12.3 | 8.5 | 2.02 | 66 | 63 | 214730011
ARMSTRONG AIR | 4SHP18LX136P | 7EH30BX-0*+TDR | A97USMV070B12 + TSTAT | 23600 | 24000 | 19 | 12.3 | 8.5 | 2.04 | 65 | 62 | 214730025
ARMSTRONG AIR | 4SHP18LX136P | 7EH30BX-0*+TDR | EFV12BCA | 23600 | 24000 | 18.5 | 12.3 | 8.5 | 2.05 | 65 | 62 | 214730028
ARMSTRONG AIR | 4SHP18LX136P | ED1P30/36B+TDR+TXV | A80DF1E070B12 | 34200 | 34600 | 18 | 11.7 | 8.1 | 2.04 | 64 | 51 | 210738745
ALLIED | 4HP18V36P | EA(C,U)1P30A+H4TXV01 | 80G1UH040AE12X | 23800 | 24000 | 18.5 | 12.3 | 8.1 | 1.96 | 66 | 63 | 206905924
AC PRO | 4HP18V36P | EA(C,U)1P30B+TDR+TXV | 97G2UH045BE12 | 23800 | 24000 | 17.5 | 12.3 | 8.1 | 2.06 | 66 | 63 | 213934159
AC PRO | 4HP18V36P | E*1P23B+TDR+TXV | 97G2UH070BV12 | 23200 | 24000 | 19 | 12.3 | 8.1 | 1.91 | 63 | 60 | 214100149
AC PRO | 4HP18V36P | EA(C,U)1P30B+TDR+TXV | 97G2UH045BV12 | 23400 | 24000 | 19 | 12.3 | 8.1 | 1.93 | 65 | 62 | 214100152
AC PRO | 4HP18V36P | EA(C,U)1P24B+TDR+TXV | 97G2UH030BE08 | 23200 | 24000 | 18.5 | 12.3 | 8.1 | 1.88 | 63 | 60 | 214091887
AC PRO | 4HP18V36P | EAC4X30B+TDR | 97G2UH030BE08 | 23600 | 24000 | 19 | 12.3 | 8.1 | 1.9 | 63 | 60 | 214091890
ALLIED | 4HP18V36P | 7ED24BX-0*+TDR | 97G2DF070BE16 | 23800 | 24000 | 18 | 12.3 | 8.5 | 2.16 | 71 | 70 | 214730328
ALLIED | 4HP18V36P | 7EC24BX-0*+TDR | 97G2UH030BE08 | 23200 | 24000 | 18.5 | 12.3 | 8.1 | 1.88 | 63 | 60 | 214729588
CENTURY | HRG1836S1P | ED1P30/36B+H4TXV02 | GDD80C070B3M | 34200 | 36000 | 18 | 11.7 | 8.1 | 2.04 | 61 | 49 | 207071229
CENTURY | HRG1836S1P | ED1P30/36B+H4TXV02 | GDD96C045B3M | 34000 | 36000 | 18 | 11.7 | 8.1 | 2.04 | 61 | 50 | 207071241
CENTURY | HRG1836S1P | ED1P30/36C+H4TXV02 | GDD92C090C4M | 34600 | 36000 | 17.1 | 12 | 8.1 | 2.04 | 62 | 50 | 207071245
CENTURY | HRG1836S1P | E*1P23B+H4TXV01 | GUH96T070B3M | 23200 | 24000 | 19 | 12.3 | 8.1 | 1.91 | 63 | 60 | 207071265
CENTURY | HRG1836S1P | E*1P23B+H4TXV01 | GUH80C070B3M | 23000 | 24000 | 17.5 | 12.3 | 8.1 | 1.91 | 63 | 59 | 207071267
CENTURY | HRG1836S1P | E*1P23B+H4TXV01 | GUH92C070B3M | 23400 | 24000 | 19 | 12.3 | 8.1 | 1.92 | 64 | 60 | 207071271
CENTURY | HRG1836S1P | EAC4X30B | GUH96T045B3M | 23400 | 24000 | 18.5 | 12.3 | 8.1 | 1.96 | 65 | 62 | 207071343
ARMSTRONG AIR | 4SHP18LX136P | BCE7S24M*4X + TSTAT |  | 23000 | 24000 | 19 | 12.3 | 8.5 | 1.94 | 63 | 60 | 213249355
ARMSTRONG AIR | 4SHP18LX136P | EAD4X-24B+TDR | A96DF2E045B12 | 24000 | 24000 | 18 | 12.3 | 8.5 | 2.16 | 71 | 70 | 213352490
ARMSTRONG AIR | 4SHP18LX136P | EAD4X-24B+TDR | A93DF1E045B12 | 24000 | 24000 | 19 | 12.3 | 8.5 | 2.16 | 70 | 69 | 213352487
ARMSTRONG AIR | 4SHP18LX136P | EAD4X-24A+TDR | A80DS2V070A12 | 23600 | 24000 | 18.5 | 12.3 | 8.5 | 2.16 | 70 | 69 | 213352484
ARMSTRONG AIR | 4SHP18LX136P | E*1P23B+TDR+TXV | A97US2V060B12X + TSTAT | 23000 | 24000 | 18.5 | 12.3 | 8.1 | 1.9 | 63 | 60 | 212595624
AC PRO | 4HP18V36P | 7ED24BX-0*+TDR | EFV08BCA | 23000 | 24000 | 17.5 | 12.3 | 8.5 | 2.14 | 70 | 69 | 214730312
AC PRO | 4HP18V36P | 7ED24BX-0*+TDR | 92G1DF070BE12 | 24000 | 24000 | 19 | 12.3 | 8.5 | 2.16 | 70 | 69 | 214730309
AC PRO | 4HP18V36P | 7EH30BX-0*+TDR | 97G2UH045BV12 | 23600 | 24000 | 19 | 12.3 | 8.5 | 2.03 | 65 | 63 | 214729051
AC PRO | 4HP18V36P | 7EH30BX-0*+TDR | 96G2UH070BE12 | 23600 | 24000 | 18 | 12.3 | 8.5 | 2.02 | 66 | 63 | 214729047
AC PRO | 4HP18V36P | 7EH30BX-0*+TDR | 96G2UH045BE12 | 24000 | 24000 | 18 | 12.3 | 8.5 | 2.02 | 66 | 63 | 214729045
AC PRO | 4HP18V36P | 7EC30BX-0*+TDR | 97G2UH045BV12 | 23400 | 24000 | 19 | 12.3 | 8.1 | 1.96 | 65 | 62 | 214728988
AC PRO | 4HP18V36P | 7EC30BX-0*+TDR | 96G2UH045BV12 | 23400 | 24000 | 18.5 | 12.3 | 8.1 | 1.96 | 65 | 62 | 214728983
AC PRO | 4HP18V36P | 7EC30BX-0*+TDR | 96G2UH045BE12 | 23800 | 24000 | 17.5 | 12.3 | 8.1 | 1.96 | 66 | 63 | 214728982
ALLIED | 4HP18V36P | 7EH48CX-0*+TDR | 92G1UH110CE16 | 34400 | 33800 | 18.5 | 11.7 | 8.5 | 2.12 | 65 | 54 | 214729730
ALLIED | 4HP18V36P | 7EH30BX-0*+TDR | 96G1UH045BE12 | 24000 | 24000 | 18.5 | 12.3 | 8.5 | 2.03 | 66 | 64 | 214729693
ALLIED | 4HP18V36P | 7EH30BX-0*+TDR | 92G1UH030BE12 | 23400 | 24000 | 18 | 12.3 | 8.1 | 1.99 | 66 | 63 | 214729689
ALLIED | 4HP18V36P | 7EC30BX-0*+TDR | 96G2UH030BE08 | 23600 | 24000 | 19 | 12.3 | 8.1 | 1.9 | 63 | 60 | 214729632
ALLIED | 4HP18V36P | 7EC30BX-0*+TDR | 95G1UH045BE12 | 23800 | 24000 | 18 | 12.3 | 8.1 | 1.97 | 66 | 63 | 214729629
GE | NS18H36MA4-** | NCHC30AT4 | NF80U070T3A-* | 24000 | 24000 | 19 | 12.3 | 8.5 | 2.05 | 66 | 63 | 209941137
GE | NS18H36MA4-** | NCUC30AT4 | NF80X060S3A-* | 23800 | 24000 | 18.5 | 12.3 | 8.1 | 1.96 | 66 | 63 | 209941066
GE | NS18H36MA4-** | NCUU30AP4+TXV | NF80X040S3A-* | 23800 | 24000 | 18.5 | 12.3 | 8.1 | 1.96 | 66 | 63 | 209941052
CENTURY | HRG1836S1P | HMG30X1P |  | 24000 | 24000 | 17.5 | 12.3 | 8.5 | 2 | 66 | 64 | 207071255
CENTURY | HRG1836S1P | EAH1P30B+H4TXV01 | GUH92C070B3M | 24000 | 24000 | 19 | 12.3 | 8.5 | 2.04 | 66 | 63 | 207071371
ARMSTRONG AIR | 4SHP18LX136P | EA(C,U)1P30B+TDR+TXV | A97USMV070B12 + TSTAT | 23400 | 24000 | 19 | 12.3 | 8.1 | 1.97 | 65 | 62 | 212595631
ARMSTRONG AIR | 4SHP18LX136P | E*1P23B+TDR+TXV | A97USMV070B12 + TSTAT | 23000 | 24000 | 19 | 12.3 | 8.1 | 1.91 | 63 | 60 | 212595625
ARMSTRONG AIR | 4SHP18LX136P | ED1P24B+TDR+TXV | A97DS2V045B12 | 22800 | 24000 | 18.5 | 12.3 | 8.1 | 1.82 | 65 | 61 | 212539489
ARMSTRONG AIR | 4SHP18LX136P | E*1P23B+TDR+TXV | A97US2V045B12 | 23000 | 24000 | 19 | 12.3 | 8.1 | 1.89 | 63 | 60 | 212539304
AIREASE | 4SHP18LX136P | EAH1P30B+TDR+TXV | A80UH1E070B12 | 23800 | 24000 | 18 | 12.3 | 8.5 | 2.04 | 65 | 62 | 210822085
AIREASE | 4SHP18LX136P | EAC4X30B+TDR | A96US2V070B12 | 23400 | 24000 | 19 | 12.3 | 8.1 | 1.97 | 65 | 62 | 210822062
AIREASE | 4SHP18LX136P | EA(C;U)1P30A+TDR+TXV | A80US2V060A12X | 23600 | 24000 | 19 | 12.3 | 8.1 | 1.98 | 64 | 61 | 210821970
AIREASE | 4SHP18LX136P | E*1P23B+TDR+TXV | A97US2V040B12X | 23000 | 24000 | 19 | 12.3 | 8.1 | 1.9 | 63 | 60 | 210821913
AIREASE | 4SHP18LX136P | E*1P23B+TDR+TXV | A96US2V070B12 | 23000 | 24000 | 19 | 12.3 | 8.1 | 1.91 | 63 | 59 | 210821911
AIREASE | 4SHP18LX136P | BCE7S30M*4X |  | 23400 | 24000 | 19 | 12.3 | 8.5 | 2.15 | 67 | 64 | 210821885
AIREASE | 4SHP18LX136P | BCE7S24M*4X |  | 23000 | 24000 | 19 | 12.3 | 8.5 | 2.08 | 63 | 64 | 210821883
AIREASE | 4SHP18LX136P | ED1P30/36B+TDR+TXV | A93DF1E070B12 | 34400 | 34600 | 18 | 11.7 | 8.1 | 2.02 | 65 | 52 | 210821840
AIREASE | 4SHP18LX136P | ED1P30/36B+TDR+TXV | A93DF1E045B12 | 34400 | 34600 | 18 | 11.7 | 8.1 | 2.04 | 65 | 52 | 210821839
AIREASE | 4SHP18LX136P | BCE7S36 |  | 33600 | 35600 | 19 | 11.7 | 8.5 | 2.14 | 63 | 52 | 210821450
AIREASE | 4SHP18LX136P | ED1P24B+TDR+TXV | EFV12BCA | 22800 | 24000 | 18.5 | 12.3 | 8.1 | 1.84 | 65 | 62 | 211644261
AIREASE | 4SHP18LX136P | EAH1P30B+TDR+TXV | A80US2V090B12* | 23600 | 24000 | 19 | 12.3 | 8.5 | 2.04 | 65 | 62 | 211644246
AIREASE | 4SHP18LX136P | EAC4X30B+TDR | A97USMV070B12 | 23400 | 24000 | 19 | 12.3 | 8.1 | 1.97 | 65 | 62 | 211644244
AIREASE | 4SHP18LX136P | EAH1P30B+TDR+TXV | A98USMV070B12 | 23600 | 24000 | 19 | 12.3 | 8.5 | 2.04 | 65 | 62 | 212539205
AIREASE | 4SHP18LX136P | EAC4X30B+TDR | A98USMV070B12 | 23400 | 24000 | 19 | 12.3 | 8.1 | 1.97 | 65 | 62 | 212539204
AIREASE | 4SHP18LX136P | E*1P23B+TDR+TXV | A98USMV070B12 | 23000 | 24000 | 19 | 12.3 | 8.1 | 1.9 | 63 | 59 | 212539197
AIREASE | 4SHP18LX136P | E*1P23B+TDR+TXV | A97US2V070B12 | 23000 | 24000 | 19 | 12.3 | 8.1 | 1.91 | 63 | 59 | 212539387
AIREASE | 4SHP18LX136P | E*1P23B+TDR+TXV | A97US2V045B12 | 23000 | 24000 | 19 | 12.3 | 8.1 | 1.89 | 63 | 60 | 212539386
AC PRO | 4HP18V36P | EA(C,U)1P30B+H4TXV01 | 96G2UH070BV12 | 23400 | 24000 | 19 | 12.3 | 8.1 | 1.97 | 65 | 62 | 206905558
AC PRO | 4HP18V36P | EA(C,U)1P30A+H4TXV01 | 80G2UH070AE12L | 23800 | 24000 | 18.5 | 12.3 | 8.1 | 1.97 | 66 | 63 | 206905544
AC PRO | 4HP18V36P | EA(C,U)1P30A+H4TXV01 | 80G1UH040AE12X | 23800 | 24000 | 18.5 | 12.3 | 8.1 | 1.96 | 66 | 63 | 206905539
AC PRO | 4HP18V36P | E*1P23B+H4TXV01 | 96G1UH045BE12 | 23400 | 24000 | 18 | 12.3 | 8.1 | 1.9 | 64 | 61 | 206905482
AC PRO | 4HP18V36P | E*1P23B+H4TXV01 | 92G1UH070BE12 | 23400 | 24000 | 19 | 12.3 | 8.1 | 1.92 | 64 | 60 | 206905478
AC PRO | 4HP18V36P | E*1P23A+H4TXV01 | 80G2UH070AE12 | 23400 | 24000 | 19 | 12.3 | 8.1 | 1.91 | 64 | 60 | 206905471
AC PRO | 4HP18V36P | BCE5E30M |  | 24000 | 24000 | 17.5 | 12.3 | 8.5 | 2 | 66 | 64 | 206905455
AC PRO | 4HP18V60P | EAD4X-50/60C+TDR | 80G1DF110CE20 | 47500 | 48000 | 17.1 | 12.3 | 8.5 | 2.22 | 72 | 57 | 213352619
COMFORT-AIRE | HRG1836S1P | 7EH30BX-0*+TDR | GUH97T045B3M | 23600 | 24000 | 19 | 12.3 | 8.5 | 2.03 | 65 | 63 | 214831107
GE | NS18H36MA4-** | NAM30V2TA4 |  | 23200 | 24000 | 19 | 12.3 | 8.5 | 2.14 | 67 | 64 | 213255777
GE | NS18H36MA4-** | NCHC30BT4+TDR | NF97X060V3B-* | 23600 | 24000 | 19 | 12.3 | 8.5 | 2.03 | 65 | 63 | 213164560
GE | NS18H36MA4-** | NCUC30BT4+TDR | NF97X060V3B-* | 23400 | 24000 | 18.5 | 12.3 | 8.1 | 1.96 | 65 | 62 | 213164545
GE | NS18H36MA4-** | NAM24V1TA4-** |  | 23400 | 24000 | 18.5 | 12.3 | 8.5 | 1.88 | 67 | 64 | 209941285
GE | NS18H36MA4-** | NCHC30BT4 | NF96U045S3B-* | 24000 | 24000 | 18.5 | 12.3 | 8.5 | 2.03 | 66 | 64 | 209941214
GE | NS18H36MA4-** | NCUU30AP4+TXV | NF80U070V3A-* | 23600 | 24000 | 18.5 | 12.3 | 8.1 | 1.98 | 65 | 62 | 209941141
GE | NS18H36MA4-** | NCHC30AT4 | NF80X060S3A-* | 23800 | 24000 | 19 | 12.3 | 8.5 | 2.04 | 65 | 63 | 209941067
GE | NS18H36MA4-** | NCHC30AT4 | NF80U045S3A-* | 23800 | 24000 | 18.5 | 12.3 | 8.5 | 2.04 | 65 | 63 | 209941060
GE | NS18H36MA4-** | NCHC30AT4 | NF80X040S3A-* | 23800 | 24000 | 19 | 12.3 | 8.5 | 2.04 | 65 | 63 | 209941055
GE | NS18H36MA4-** | NCUC30AT4 | NF80X040S3A-* | 23800 | 24000 | 18.5 | 12.3 | 8.1 | 1.96 | 66 | 63 | 209941054
CENTURY | HRG1836S1P | HMG24X1P |  | 23000 | 24000 | 17.5 | 12.3 | 8.1 | 1.85 | 63 | 62 | 207071253
CENTURY | HRG1836S1P | EA(C,U)1P30B+H4TXV01 | GUH96T070B3M | 23400 | 24000 | 19 | 12.3 | 8.1 | 1.97 | 65 | 62 | 207071305
CENTURY | HRG1836S1P | EAC4X30B | GUH96T070B3M | 23400 | 24000 | 19 | 12.3 | 8.1 | 1.97 | 65 | 62 | 207071345
ARMSTRONG AIR | 4SHP18LX136P | 7EC30BX-0*+TDR | EFV12BCA | 23400 | 24000 | 17.5 | 12.3 | 8.1 | 2 | 65 | 62 | 214729881
ARMSTRONG AIR | 4SHP18LX136P | 7EC30BX-0*+TDR | A97USMV070B12 + TSTAT | 23400 | 24000 | 19 | 12.3 | 8.1 | 1.97 | 65 | 62 | 214729878
DUCANE | 4HP18V36P | E*1P23B+H4TXV01 | 96G2UH070BV12 | 23200 | 24000 | 19 | 12.3 | 8.1 | 1.91 | 63 | 60 | 206903156
DUCANE | 4HP18V36P | E*1P23B+H4TXV01 | 96G2UH045BV12 | 23200 | 24000 | 19 | 12.3 | 8.1 | 1.89 | 63 | 60 | 206903155
DUCANE | 4HP18V36P | E*1P23A+H4TXV01 | 80G2UH070AE12 | 23400 | 24000 | 19 | 12.3 | 8.1 | 1.91 | 64 | 60 | 206903153
DUCANE | 4HP18V36P | ED1P30/36C+H4TXV02 | 92G1DF090CE16 | 34600 | 36000 | 17.1 | 12 | 8.1 | 2.04 | 62 | 50 | 206903029
DUCANE | 4HP18V36P | ED1P30/36B+H4TXV02 | 96G1DF045BE12 | 34000 | 36000 | 18 | 11.7 | 8.1 | 2.04 | 61 | 50 | 206903027
DUCANE | 4HP18V36P | ED1P30/36B+H4TXV02 | 80G1DF070BE12 | 34200 | 36000 | 18 | 11.7 | 8.1 | 2.04 | 61 | 49 | 206903020
CONCORD | 4HP18V36P | 7EC30BX-0*+TDR | EFV12BCA | 23400 | 24000 | 17.5 | 12.3 | 8.1 | 1.98 | 65 | 62 | 214730442
CONCORD | 4HP18V36P | 7EC30BX-0*+TDR | 97G2UH045BV12 | 23400 | 24000 | 19 | 12.3 | 8.1 | 1.96 | 65 | 62 | 214730438
CONCORD | 4HP18V36P | 7EC30BX-0*+TDR | 97G2UH030BE08 | 23600 | 24000 | 19 | 12.3 | 8.1 | 1.9 | 63 | 60 | 214730436
CONCORD | 4HP18V36P | 7EC30AX-0*+TDR | 80G2UH070AV12* | 23600 | 24000 | 18.5 | 12.3 | 8.1 | 1.98 | 65 | 62 | 214730422
CONCORD | 4HP18V36P | 7EC30AX-0*+TDR | 80G1UH040AE12X | 23800 | 24000 | 18.5 | 12.3 | 8.1 | 1.96 | 66 | 63 | 214730416
ARMSTRONG AIR | 4SHP18LX160P | EAD4X-50/60C+TDR | A80DF1E110C20 | 46500 | 48000 | 16.5 | 11.7 | 8.5 | 2.12 | 74 | 59 | 213352561
ARMSTRONG AIR | 4SHP18LX136P | 7EH30BX-0*+TDR | A80US2V090B16L | 23600 | 24000 | 19 | 12.3 | 8.5 | 2.02 | 65 | 62 | 214730003
DUCANE | 4HP18V36P | EA(C,U)1P30A+H4TXV01 | 80G2UH070AE12L | 23800 | 24000 | 18.5 | 12.3 | 8.1 | 1.97 | 66 | 63 | 206903196
DUCANE | 4HP18V36P | EA(C,U)1P30B+H4TXV01 | 96G2UH070BV12 | 23400 | 24000 | 19 | 12.3 | 8.1 | 1.97 | 65 | 62 | 206903198
DUCANE | 4HP18V36P | EAC4X30A | 80G2UH070AE12L | 23800 | 24000 | 18.5 | 12.3 | 8.1 | 1.97 | 66 | 63 | 206903239
DUCANE | 4HP18V36P | EAC4X30B | 80G2UH090BE12 | 24000 | 24000 | 18.5 | 12.3 | 8.1 | 1.97 | 66 | 63 | 206903245
DUCANE | 4HP18V36P | EAH1P30A+H4TXV01 | 80G1UH040AE12X | 23800 | 24000 | 19 | 12.3 | 8.5 | 2.04 | 65 | 63 | 206903256
DUCANE | 4HP18V36P | EAH1P30B+H4TXV01 | 80G2UH090BE12 | 23400 | 24000 | 18.5 | 12.3 | 8.5 | 1.98 | 66 | 63 | 206903267
DUCANE | 4HP18V36P | EAH1P30B+H4TXV01 | 96G1UH045BE12 | 24000 | 24000 | 18.5 | 12.3 | 8.5 | 2.03 | 66 | 64 | 206903275
DUCANE | 4HP18V36P | E*1P23B+H4TXV01 | 96G2UH045BE12 | 23400 | 24000 | 17.5 | 12.3 | 8.1 | 1.91 | 64 | 61 | 209329453
DUCANE | 4HP18V36P | EA(C,U)1P30B+H4TXV01 | 96G2UH070BE12 | 23800 | 24000 | 17.1 | 12.3 | 8.1 | 1.96 | 66 | 63 | 209329470
DUCANE | 4HP18V36P | EAC4X30B+TDR | 97G2UH045BE12 | 23800 | 24000 | 17.5 | 12.3 | 8.1 | 2.06 | 66 | 63 | 213934131
DUCANE | 4HP18V36P | EAH1P30B+TDR+TXV | 97G2UH045BE12 | 24000 | 24000 | 18 | 12.3 | 8.5 | 2.11 | 66 | 63 | 213934134
DUCANE | 4HP18V36P | EAD4X-24B+TDR | 97G2DF045BE12 | 24000 | 24000 | 18 | 12.3 | 8.5 | 2.16 | 71 | 70 | 213934220
DUCANE | 4HP18V36P | EA(C,U)1P30B+TDR+TXV | 97G2UH070BV12 | 23400 | 24000 | 19 | 12.3 | 8.1 | 1.93 | 65 | 62 | 214100129
DUCANE | 4HP18V36P | EAC4X30B+TDR | 97G2UH045BV12 | 23400 | 24000 | 19 | 12.3 | 8.1 | 1.96 | 65 | 62 | 214100132
CENTURY | HRG1836S1P | 7EH30BX-0*+TDR | GUH97T070B3M | 23800 | 24000 | 19 | 12.3 | 8.5 | 2.04 | 65 | 62 | 214831060
CENTURY | HRG1836S1P | EAC4X30B+TDR | GUH97M070B3M | 23400 | 24000 | 19 | 12.3 | 8.1 | 1.97 | 65 | 62 | 212604303
CENTURY | HRG1836S1P | EAH1P30B+H4TXV01 | GUH96C045B3M | 24000 | 24000 | 18.5 | 12.3 | 8.5 | 2.03 | 66 | 64 | 207071377
CENTURY | HRG1836S1P | EAH1P30B+H4TXV01 | GUH96T070B3M | 23800 | 24000 | 19 | 12.3 | 8.5 | 2.04 | 65 | 62 | 207071365
CENTURY | HRG1836S1P | EA(C,U)1P30B+H4TXV01 | GUH92C070B3M | 24000 | 24000 | 18.5 | 12.3 | 8.1 | 1.97 | 66 | 63 | 207071311
CENTURY | HRG1836S1P | E*1P23B+H4TXV01 | GUH96C045B3M | 23400 | 24000 | 18 | 12.3 | 8.1 | 1.9 | 64 | 61 | 207071277
CENTURY | HRG1836S1P | HCG24V1P |  | 23400 | 24000 | 18.5 | 12.3 | 8.5 | 1.88 | 67 | 64 | 207071257
CENTURY | HRG1836S1P | ED1P30/36B+H4TXV02 | GDD92C045B3M | 34400 | 36000 | 18 | 11.7 | 8.1 | 2.04 | 62 | 50 | 207071233
GE | NS18H36MA4-** | NCUU30AP4+TXV | NF80U070T3A-* | 23800 | 24000 | 18.5 | 12.3 | 8.1 | 1.97 | 66 | 63 | 209941134
GE | NS18H36MA4-** | NCUU30BP4+TXV | NF96U070V3B-* | 23400 | 24000 | 19 | 12.3 | 8.1 | 1.97 | 65 | 62 | 209941250
CENTURY | HRG1836S1P | E*1P23B+TDR+TXV | GUH97T045B3M | 23200 | 24000 | 19 | 12.3 | 8.1 | 1.89 | 63 | 60 | 214831029
CENTURY | HRG1836S1P | EAH1P30B+TDR+TXV | GUH97T045B3M | 23600 | 24000 | 19 | 12.3 | 8.5 | 2.03 | 65 | 63 | 214831034
CENTURY | HRG1836S1P | EA(C,U)1P30B+TDR+TXV | GUH97M070B3M | 23400 | 24000 | 19 | 12.3 | 8.1 | 1.97 | 65 | 62 | 212604295
ALLIED | 4HP18V36P | E*1P23A+H4TXV01 | 80G2UH070AV12* | 23200 | 24000 | 19 | 12.3 | 8.1 | 1.92 | 63 | 60 | 206905858
ALLIED | 4HP18V36P | E*1P23B+H4TXV01 | EFV08BCA | 22600 | 24000 | 16.5 | 12.3 | 8.1 | 1.88 | 64 | 60 | 206905871
ALLIED | 4HP18V36P | EA(C,U)1P30B+H4TXV01 | 92G1UH070BE12 | 24000 | 24000 | 18.5 | 12.3 | 8.1 | 1.97 | 66 | 63 | 206905935
ALLIED | 4HP18V36P | EA(C,U)1P30B+H4TXV01 | 96G2UH045BV12 | 23400 | 24000 | 18.5 | 12.3 | 8.1 | 1.96 | 65 | 62 | 206905942
ALLIED | 4HP18V36P | EA(C,U)1P30B+TDR+TXV | 97G2UH030BE08 | 23600 | 24000 | 19 | 12.3 | 8.1 | 1.9 | 63 | 60 | 214091894
ALLIED | 4HP18V36P | EA(C,U)1P30B+TDR+TXV | 97G2UH070BV12 | 23400 | 24000 | 19 | 12.3 | 8.1 | 1.93 | 65 | 62 | 214100165
ALLIED | 4HP18V36P | ED1P30/36B+TDR+TXV | EFV12BCA | 33800 | 36000 | 17.1 | 11.7 | 8.1 | 2.06 | 61 | 49 | 212523817
ALLIED | 4HP18V36P | EA(C,U)1P30B+TDR+TXV | 97G2UH070BE12 | 23800 | 24000 | 18 | 12.3 | 8.1 | 2.06 | 66 | 63 | 213934177
AIREASE | 4SHP18LX136P | E*1P23B+TDR+TXV | A97UH2E030B08 | 23000 | 24000 | 18.5 | 12.3 | 8.1 | 2.2 | 63 | 45 | 214091904
AIREASE | 4SHP18LX136P | EAH1P30B+TDR+TXV | A97UH2E045B12 | 24000 | 24000 | 18 | 12.3 | 8.5 | 2.11 | 66 | 63 | 213927726
AIREASE | 4SHP18LX136P | 7EC30BX-0*+TDR | A98USMV070B12 | 23400 | 24000 | 19 | 12.3 | 8.1 | 1.97 | 65 | 62 | 214729222
AIREASE | 4SHP18LX136P | 7EC30BX-0*+TDR | EFV12BCA | 23400 | 24000 | 17.5 | 12.3 | 8.1 | 2 | 65 | 62 | 214729224
AIREASE | 4SHP18LX136P | 7EH30AX-0*+TDR | A80UH1E070A12 | 23600 | 24000 | 18.5 | 12.3 | 8.5 | 2.05 | 65 | 62 | 214729327
AIREASE | 4SHP18LX136P | 7EH30BX-0*+TDR | A80UH1E070B12 | 23800 | 24000 | 18 | 12.3 | 8.5 | 2.04 | 65 | 62 | 214729330
AIREASE | 4SHP18LX136P | 7EH30BX-0*+TDR | A97UH2E045B12 | 24000 | 24000 | 18 | 12.3 | 8.5 | 2.11 | 66 | 63 | 214729347
AIREASE | 4SHP18LX136P | 7EH30BX-0*+TDR | A97US2V045B12 | 23600 | 24000 | 19 | 12.3 | 8.5 | 2.03 | 65 | 63 | 214729350
AIREASE | 4SHP18LX136P | 7EH30BX-0*+TDR | A97USMV070B12 | 23600 | 24000 | 19 | 12.3 | 8.5 | 2.04 | 65 | 62 | 214729353
ARMSTRONG AIR | 4SHP18LX136P | 7ED24BX-0*+TDR | A96DS2V070B16 | 23600 | 24000 | 18.5 | 12.3 | 8.5 | 2.16 | 70 | 69 | 214731002
ARMSTRONG AIR | 4SHP18LX136P | 7ED24BX-0*+TDR | EFV12BCA | 23600 | 24000 | 19 | 12.3 | 8.5 | 2.18 | 70 | 69 | 214731005
ARMSTRONG AIR | 4SHP18LX136P | 7ED48CX-0*+TDR | A80DS2V110C20 | 34600 | 36000 | 19 | 11.7 | 8.5 | 2.16 | 68 | 55 | 214731025
ARMSTRONG AIR | 4SHP18LX136P | 7ED48CX-0*+TDR | A96DF1E090C16 | 34200 | 36000 | 18.5 | 11.7 | 8.5 | 2.18 | 68 | 55 | 214731028
ARMSTRONG AIR | 4SHP18LX136P | 7ED24BX-0*+TDR | A97DS2V070B16 | 23400 | 24000 | 18.5 | 12.3 | 8.5 | 2.16 | 70 | 69 | 214731022
ARMSTRONG AIR | 4SHP18LX136P | E*1P23B+TDR+TXV | A80US2V080B16X | 23000 | 24000 | 18 | 12.3 | 8.1 | 1.88 | 63 | 60 | 211632176
ARMSTRONG AIR | 4SHP18LX136P | EAC4X30B+TDR | A97USMV070B12 | 23400 | 24000 | 19 | 12.3 | 8.1 | 1.97 | 65 | 62 | 211632213
ARMSTRONG AIR | 4SHP18LX136P | EAH1P30B+TDR+TXV | A80US2V090B16* | 23600 | 24000 | 19 | 12.3 | 8.5 | 2.02 | 65 | 62 | 211632216
ARMSTRONG AIR | 4SHP18LX136P | EAH1P30B+TDR+TXV | A97USMV070B12 | 23600 | 24000 | 19 | 12.3 | 8.5 | 2.04 | 65 | 62 | 211632219
ARMSTRONG AIR | 4SHP18LX136P | EAC4X30B+TDR | A97UH2E070B12 | 23800 | 24000 | 18 | 12.3 | 8.1 | 2.06 | 66 | 63 | 213927713
ARMSTRONG AIR | 4SHP18LX136P | EA(C,U)1P24B+TDR+TXV | A97UH2E030B08 | 23200 | 24000 | 18.5 | 12.3 | 8.1 | 2.15 | 63 | 45 | 214091899
ARMSTRONG AIR | 4SHP18LX136P | EAC4X30B+TDR | A97UH2E030B08 | 23600 | 24000 | 19 | 12.3 | 8.1 | 2.2 | 63 | 45 | 214091902
ARMSTRONG AIR | 4SHP18LX136P | E*1P23B+TDR+TXV | A97US2V070B12 | 23000 | 24000 | 19 | 12.3 | 8.1 | 1.91 | 63 | 59 | 212539306
ARMSTRONG AIR | 4SHP18LX136P | EA(C;U)1P30B+TDR+TXV | A97US2V045B12 | 23400 | 24000 | 18.5 | 12.3 | 8.1 | 1.95 | 65 | 62 | 212539311
ARMSTRONG AIR | 4SHP18LX136P | EA(C,U)1P30B+TDR+TXV | A97US2V060B12X + TSTAT | 23400 | 24000 | 18.5 | 12.3 | 8.1 | 1.96 | 65 | 62 | 212595630
ARMSTRONG AIR | 4SHP18LX136P | EAC4X30B+TDR | A97US2V040B12X + TSTAT | 23400 | 24000 | 19 | 12.3 | 8.1 | 1.98 | 65 | 62 | 212595635
AIREASE | 4SHP18LX136P | EAD4X-24B+TDR | A97DF2E045B12 | 23800 | 24000 | 18 | 12.3 | 8.5 | 2.22 | 71 | 72 | 213927730
AIREASE | 4SHP18LX136P | EA(C,U)1P24B+TDR+TXV | A97UH2E030B08 | 23200 | 24000 | 18.5 | 12.3 | 8.1 | 2.15 | 63 | 45 | 214091905
AIREASE | 4SHP18LX136P | EAD4X-48C+TDR | A80DS2V110C20 | 34600 | 36000 | 19 | 11.7 | 8.5 | 2.16 | 68 | 55 | 213352519
AIREASE | 4SHP18LX136P | 7EC30BX-0*+TDR | A93UH1E045B12 | 23800 | 24000 | 18.5 | 12.3 | 8.1 | 1.96 | 66 | 63 | 214729205
AIREASE | 4SHP18LX136P | 7EC30BX-0*+TDR | A96UH1E045B12 | 23800 | 24000 | 17.5 | 12.3 | 8.1 | 1.96 | 66 | 63 | 214729208
ALLIED | 4HP18V36P | E*1P23A+H4TXV01 | 80G1UH040AE12X | 23200 | 24000 | 19 | 12.3 | 8.1 | 1.91 | 64 | 60 | 206905852
ALLIED | 4HP18V36P | EA(C,U)1P30A+H4TXV01 | 80G2UH070AE12L | 23800 | 24000 | 18.5 | 12.3 | 8.1 | 1.97 | 66 | 63 | 206905929
ALLIED | 4HP18V36P | E*1P23B+TDR+TXV | 97G2UH030BE08 | 23000 | 24000 | 18.5 | 12.3 | 8.1 | 1.89 | 63 | 60 | 214091892
ALLIED | 4HP18V36P | EAC4X24B+TDR | 97G2UH030BE08 | 23200 | 24000 | 18.5 | 12.3 | 8.1 | 1.88 | 63 | 60 | 214091895
ALLIED | 4HP18V36P | E*1P23B+TDR+TXV | 97G2UH045BV12 | 23200 | 24000 | 19 | 12.3 | 8.1 | 1.89 | 63 | 60 | 214100160
ALLIED | 4HP18V36P | E*1P23B+TDR+TXV | 97G2UH045BE12 | 23400 | 24000 | 17.5 | 12.3 | 8.1 | 2.01 | 64 | 61 | 213934170
ALLIED | 4HP18V36P | EA(C,U)1P30B+H4TXV01 | 96G2UH030BE08 | 23600 | 24000 | 19 | 12.3 | 8.1 | 1.9 | 63 | 60 | 209329617
ALLIED | 4HP18V36P | 7EC30BX-0*+TDR | 96G2UH045BV12 | 23400 | 24000 | 18.5 | 12.3 | 8.1 | 1.96 | 65 | 62 | 214729634
ALLIED | 4HP18V36P | 7EC30BX-0*+TDR | 96G2UH070BE12 | 23800 | 24000 | 17.1 | 12.3 | 8.1 | 1.96 | 66 | 63 | 214729635
ALLIED | 4HP18V36P | 7EH30BX-0*+TDR | 92G1UH070BE12 | 24000 | 24000 | 19 | 12.3 | 8.5 | 2.04 | 66 | 63 | 214729691
CONCORD | 4HP18V36P | BCE5E30M |  | 24000 | 24000 | 17.5 | 12.3 | 8.5 | 2 | 66 | 64 | 206906225
CONCORD | 4HP18V36P | BCE5V24M |  | 23400 | 24000 | 18.5 | 12.3 | 8.5 | 1.88 | 67 | 64 | 206906229
CONCORD | 4HP18V36P | EAC4X30A | 80G2UH070AV12* | 23600 | 24000 | 18.5 | 12.3 | 8.1 | 1.98 | 65 | 62 | 206906407
CONCORD | 4HP18V36P | EAC4X30B | 96G2UH045BV12 | 23400 | 24000 | 18.5 | 12.3 | 8.1 | 1.96 | 65 | 62 | 206906419
CONCORD | 4HP18V36P | EAH1P30A+H4TXV01 | 80G1UH045AE12 | 23800 | 24000 | 18.5 | 12.3 | 8.5 | 2.04 | 65 | 63 | 206906473
CONCORD | 4HP18V36P | EAH1P30A+H4TXV01 | 80G2UH045AE12 | 23400 | 23800 | 18.5 | 12.3 | 8.5 | 2.05 | 65 | 62 | 206906475
CONCORD | 4HP18V36P | EAH1P30B+H4TXV01 | 92G1UH070BE12 | 24000 | 24000 | 19 | 12.3 | 8.5 | 2.04 | 66 | 63 | 206906483
CONCORD | 4HP18V36P | EAH1P30B+H4TXV01 | EFV12BCA | 23600 | 24000 | 18.5 | 12.3 | 8.5 | 2.03 | 65 | 62 | 206906493
CONCORD | 4HP18V36P | ED1P30/36B+H4TXV02 | 96G1DF045BE12 | 34000 | 36000 | 18 | 11.7 | 8.1 | 2.04 | 61 | 50 | 206906596
DUCANE | 4HP18V36P | 7EC30AX-0*+TDR | 80G2UH070AE12 | 23800 | 24000 | 18.5 | 12.3 | 8.1 | 1.97 | 66 | 63 | 214730726
DUCANE | 4HP18V36P | BCE7E30M |  | 24000 | 24000 | 19 | 12.3 | 8.5 | 2.17 | 68 | 65 | 206903147
DUCANE | 4HP18V36P | BCE5V30M |  | 23600 | 24000 | 18.5 | 12.3 | 8.5 | 1.98 | 66 | 63 | 206903144
DUCANE | 4HP18V36P | ED1P30/36B+H4TXV02 | 92G1DF045BE12 | 34400 | 36000 | 18 | 11.7 | 8.1 | 2.04 | 62 | 50 | 206903023
AC PRO | 4HP18V36P | EAH1P30B+H4TXV01 | 92G1UH070BE12 | 24000 | 24000 | 19 | 12.3 | 8.5 | 2.04 | 66 | 63 | 206905713
AC PRO | 4HP18V36P | EAH1P30A+H4TXV01 | 80G2UH070AE12 | 24000 | 24000 | 19 | 12.3 | 8.5 | 2.05 | 66 | 63 | 206905706
AC PRO | 4HP18V36P | EAH1P30A+H4TXV01 | 80G2UH045AE12 | 23400 | 23800 | 18.5 | 12.3 | 8.5 | 2.05 | 65 | 62 | 206905705
AC PRO | 4HP18V36P | EAH1P30A+H4TXV01 | 80G1UH045AE12 | 23800 | 24000 | 18.5 | 12.3 | 8.5 | 2.04 | 65 | 63 | 206905703
AIREASE | 4SHP18LX160P | EAD4X-50/60C+TDR | A80DS2V110C20 | 46500 | 48000 | 17.5 | 11.7 | 8.5 | 2.1 | 75 | 60 | 213352572
GE | NS18H36MA4-** | NCDC24AT4+TDR | NF80D070T3A-* | 24000 | 24000 | 19 | 12.3 | 8.5 | 2.16 | 71 | 70 | 213804990
GE | NS18H36MA4-** | NCUC30BT4 | NF96U070V3B-* | 23400 | 24000 | 19 | 12.3 | 8.1 | 1.97 | 65 | 62 | 209941252
CENTURY | HRG1836S1P | EA(C,U)1P30B+H4TXV01 | GUH92C045B3M | 23800 | 24000 | 18.5 | 12.3 | 8.1 | 1.96 | 66 | 63 | 207071309
CENTURY | HRG1836S1P | EAC4X30B | GUH95C045B3M | 23800 | 24000 | 18 | 12.3 | 8.1 | 1.97 | 66 | 63 | 207071353
CENTURY | HRG1836S1P | EAH1P30B+H4TXV01 | GUH96T045B3M | 23600 | 24000 | 19 | 12.3 | 8.5 | 2.03 | 65 | 63 | 207071363
ARMSTRONG AIR | 4SHP18LX136P | EAH1P30B+TDR+TXV | A96UH2E045B12 | 24000 | 24000 | 18 | 12.3 | 8.5 | 2.02 | 66 | 63 | 210740423
ARMSTRONG AIR | 4SHP18LX136P | EAC4X30B+TDR | A96US2V045B12 | 23400 | 24000 | 18.5 | 12.3 | 8.1 | 1.95 | 65 | 62 | 210740348
ARMSTRONG AIR | 4SHP18LX136P | EAC4X30B+TDR | A96UH2E070B12 | 23800 | 24000 | 17.1 | 12.3 | 8.1 | 1.96 | 66 | 63 | 210740344
ARMSTRONG AIR | 4SHP18LX136P | EAC4X30B+TDR | A93UH1E045B12 | 23800 | 24000 | 18.5 | 12.3 | 8.1 | 1.96 | 66 | 63 | 210740324
ARMSTRONG AIR | 4SHP18LX136P | EA(C;U)1P30B+TDR+TXV | A97US2V060B12X | 23400 | 24000 | 18.5 | 12.3 | 8.1 | 1.96 | 65 | 62 | 210740192
ARMSTRONG AIR | 4SHP18LX136P | EA(C;U)1P30B+TDR+TXV | A96UH2E070B12 | 23800 | 24000 | 17.1 | 12.3 | 8.1 | 1.96 | 66 | 63 | 210740176
ARMSTRONG AIR | 4SHP18LX136P | 7EH48CX-0*+TDR | A93UH1E110C16 | 34400 | 33800 | 18.5 | 11.7 | 8.5 | 2.12 | 65 | 54 | 214730104
ARMSTRONG AIR | 4SHP18LX136P | 7EH30BX-0*+TDR | A97USMV070B12 | 23600 | 24000 | 19 | 12.3 | 8.5 | 2.04 | 65 | 62 | 214730024
ARMSTRONG AIR | 4SHP18LX136P | 7EH30BX-0*+TDR | A97US2V070B12 | 23600 | 24000 | 19 | 12.3 | 8.5 | 2.04 | 65 | 62 | 214730023
ARMSTRONG AIR | 4SHP18LX136P | 7EH30BX-0*+TDR | A97US2V045B12 | 23600 | 24000 | 19 | 12.3 | 8.5 | 2.03 | 65 | 63 | 214730020
ARMSTRONG AIR | 4SHP18LX136P | 7EH30BX-0*+TDR | A96UH1E030B12 | 23400 | 24000 | 17.5 | 12.3 | 8.5 | 1.99 | 66 | 63 | 214730008
CONCORD | 4HP18V36P | 7EH30BX-0*+TDR | 96G2UH045BE12 | 24000 | 24000 | 18 | 12.3 | 8.5 | 2.02 | 66 | 63 | 214730563
CONCORD | 4HP18V36P | 7EC30BX-0*+TDR | 97G2UH045BE12 | 23800 | 24000 | 17.5 | 12.3 | 8.1 | 2.06 | 66 | 63 | 214730437
CONCORD | 4HP18V36P | 7EC30BX-0*+TDR | 96G2UH070BE12 | 23800 | 24000 | 17.1 | 12.3 | 8.1 | 1.96 | 66 | 63 | 214730434
CONCORD | 4HP18V36P | 7EC30BX-0*+TDR | 96G2UH030BE08 | 23600 | 24000 | 19 | 12.3 | 8.1 | 1.9 | 63 | 60 | 214730431
AC PRO | 4HP18V36P | 7EC30BX-0*+TDR | 96G2UH070BE12 | 23800 | 24000 | 17.1 | 12.3 | 8.1 | 1.96 | 66 | 63 | 214728984
AC PRO | 4HP18V36P | 7EC30BX-0*+TDR | 95G1UH045BE12 | 23800 | 24000 | 18 | 12.3 | 8.1 | 1.97 | 66 | 63 | 214728978
AIREASE | 4SHP18LX136P | EA(C,U)1P30B+TDR+TXV | A97USMV070B12 + TSTAT | 23400 | 24000 | 19 | 12.3 | 8.1 | 1.97 | 65 | 62 | 214784746
ALLIED | 4HP18V36P | EAC4X30A | 80G2UH070AV12* | 23600 | 24000 | 18.5 | 12.3 | 8.1 | 1.98 | 65 | 62 | 206906022
ALLIED | 4HP18V36P | EAC4X30A | 80G1UH060AE12X | 23800 | 24000 | 18.5 | 12.3 | 8.1 | 1.96 | 66 | 63 | 206906018
ALLIED | 4HP18V36P | EAC4X30B | 96G2UH070BE12 | 23800 | 24000 | 17.1 | 12.3 | 8.1 | 1.96 | 66 | 63 | 209329634
ALLIED | 4HP18V36P | EAC4X30B | 96G2UH045BE12 | 23800 | 24000 | 17.5 | 12.3 | 8.1 | 1.96 | 66 | 63 | 209329632
ALLIED | 4HP18V36P | EA(C,U)1P24B+H4TXV01 | 96G2UH030BE08 | 23200 | 24000 | 18.5 | 12.3 | 8.1 | 1.88 | 63 | 60 | 209329609
ALLIED | 4HP18V36P | EAD4X-24B+TDR | 97G2DF045BE12 | 24000 | 24000 | 18 | 12.3 | 8.5 | 2.16 | 71 | 70 | 213934228
ALLIED | 4HP18V36P | EAC4X30B+TDR | 97G2UH070BV12 | 23400 | 24000 | 19 | 12.3 | 8.1 | 1.97 | 65 | 62 | 214100169
ALLIED | 4HP18V36P | EA(C,U)1P30B+H4TXV01 | 96G1UH045BE12 | 23800 | 24000 | 17.5 | 12.3 | 8.1 | 1.96 | 66 | 63 | 206905940
COMFORT-AIRE | HRG1836S1P | EAH1P30B+H4TXV01 | GUH80C070B3M | 23800 | 24000 | 18 | 12.3 | 8.5 | 2.04 | 65 | 62 | 207071368
COMFORT-AIRE | HRG1836S1P | EA(C,U)1P30B+H4TXV01 | GUH96C045B3M | 23800 | 24000 | 17.5 | 12.3 | 8.1 | 1.96 | 66 | 63 | 207071318
COMFORT-AIRE | HRG1836S1P | EA(C,U)1P30B+H4TXV01 | GUH96T070B3M | 23400 | 24000 | 19 | 12.3 | 8.1 | 1.97 | 65 | 62 | 207071306
COMFORT-AIRE | HRG1836S1P | E*1P23B+H4TXV01 | GUH96C070B3M | 23400 | 24000 | 18 | 12.3 | 8.1 | 1.9 | 64 | 61 | 207071280
COMFORT-AIRE | HRG1836S1P | E*1P23B+H4TXV01 | GUH96C045B3M | 23400 | 24000 | 18 | 12.3 | 8.1 | 1.9 | 64 | 61 | 207071278
COMFORT-AIRE | HRG1836S1P | E*1P23B+H4TXV01 | GUH96T045B3M | 23200 | 24000 | 19 | 12.3 | 8.1 | 1.89 | 63 | 60 | 207071264
COMFORT-AIRE | HRG1836S1P | ED1P30/36B+H4TXV02 | GDD92C045B3M | 34400 | 36000 | 18 | 11.7 | 8.1 | 2.04 | 62 | 50 | 207071234
COMFORT-AIRE | HRG1836S1P | ED1P30/36B+H4TXV02 | GDD80C090B4M | 34600 | 36000 | 17.1 | 12 | 8.1 | 2.06 | 62 | 50 | 207071232
COMFORT-AIRE | HRG1836S1P | EAC4X30B+TDR | GUH97M070B3M | 23400 | 24000 | 19 | 12.3 | 8.1 | 1.97 | 65 | 62 | 212604349
ARMSTRONG AIR | 4SHP18LX136P | EAH1P30B+TDR+TXV | EFV08BCA | 23400 | 24000 | 17.1 | 12.3 | 8.5 | 1.99 | 65 | 63 | 210740448
ARMSTRONG AIR | 4SHP18LX136P | EAH1P30B+TDR+TXV | A97US2V060B12X | 23600 | 24000 | 19 | 12.3 | 8.5 | 2.02 | 65 | 62 | 210740443
ARMSTRONG AIR | 4SHP18LX136P | EAH1P30A+TDR+TXV | A80UH1E045A12 | 23800 | 24000 | 18.5 | 12.3 | 8.5 | 2.04 | 65 | 63 | 210740375
ARMSTRONG AIR | 4SHP18LX136P | EAC4X30B+TDR | A97US2V040B12X | 23400 | 24000 | 19 | 12.3 | 8.1 | 1.96 | 65 | 62 | 210740357
ARMSTRONG AIR | 4SHP18LX136P | EA(C;U)1P30B+TDR+TXV | A96US2V045B12 | 23400 | 24000 | 18.5 | 12.3 | 8.1 | 1.95 | 65 | 62 | 210740180
ARMSTRONG AIR | 4SHP18LX136P | E*1P23B+TDR+TXV | A96US2V070B12 | 23000 | 24000 | 19 | 12.3 | 8.1 | 1.91 | 63 | 59 | 210740013
ARMSTRONG AIR | 4SHP18LX136P | E*1P23B+TDR+TXV | A93UH1E045B12 | 23400 | 24000 | 18.5 | 12.3 | 8.1 | 1.92 | 64 | 61 | 210739992
ARMSTRONG AIR | 4SHP18LX136P | BCE7E30M*4X |  | 24000 | 24000 | 19 | 12.3 | 8.5 | 2.17 | 68 | 65 | 210739943
ARMSTRONG AIR | 4SHP18LX136P | BCE5E30M*4X |  | 24000 | 24000 | 17.5 | 12.3 | 8.5 | 2 | 66 | 64 | 210739926
ARMSTRONG AIR | 4SHP18LX136P | BCE5C18M*1P+TXV |  | 22000 | 24000 | 17.1 | 12.3 | 8.5 | 1.94 | 64 | 61 | 210739913
ARMSTRONG AIR | 4SHP18LX136P | 7ED24BX-0*+TDR | A97DF2E045B12 | 23800 | 24000 | 18 | 12.3 | 8.5 | 2.22 | 71 | 72 | 214731017
ARMSTRONG AIR | 4SHP18LX136P | 7ED24BX-0*+TDR | A96DF2E045B12 | 24000 | 24000 | 18 | 12.3 | 8.5 | 2.16 | 71 | 70 | 214731000
ARMSTRONG AIR | 4SHP18LX136P | 7ED24BX-0*+TDR | A93DF1E045B12 | 24000 | 24000 | 19 | 12.3 | 8.5 | 2.16 | 70 | 69 | 214730997
DUCANE | 4HP18V36P | EAD4X-24A+TDR | 80G2DF070AE12 | 24000 | 24000 | 19 | 12.3 | 8.5 | 2.16 | 71 | 70 | 213352529
DUCANE | 4HP18V36P | EAH1P30B+H4TXV01 | 96G2UH045BE12 | 24000 | 24000 | 18 | 12.3 | 8.5 | 2.02 | 66 | 63 | 209329485
DUCANE | 4HP18V36P | EAC4X24B | 96G2UH030BE08 | 23200 | 24000 | 18.5 | 12.3 | 8.1 | 1.88 | 63 | 60 | 209329472
DUCANE | 4HP18V36P | EA(C,U)1P30B+H4TXV01 | 96G2UH045BE12 | 23800 | 24000 | 17.5 | 12.3 | 8.1 | 1.96 | 66 | 63 | 209329468
DUCANE | 4HP18V36P | E*1P23B+H4TXV01 | 96G2UH070BE12 | 23400 | 24000 | 17.5 | 12.3 | 8.1 | 1.91 | 64 | 61 | 209329456
DUCANE | 4HP18V36P | EAH1P30B+H4TXV01 | 92G1UH045BE12 | 24000 | 24000 | 19 | 12.3 | 8.5 | 2.03 | 66 | 63 | 206903269
DUCANE | 4HP18V36P | EA(C,U)1P30B+H4TXV01 | 80G2UH090BE12 | 24000 | 24000 | 18.5 | 12.3 | 8.1 | 1.97 | 66 | 63 | 206903202
CENTURY | HRG1836S1P | EAH1P30B+TDR+TXV | GUH97T070B3M | 23800 | 24000 | 19 | 12.3 | 8.5 | 2.04 | 65 | 62 | 214831051
CENTURY | HRG1836S1P | EAC4X30B+TDR | GUH97T045B3M | 23400 | 24000 | 19 | 12.3 | 8.1 | 1.96 | 65 | 62 | 214831033
CENTURY | HRG1836S1P | EAD4X-24B+TDR | GDD96C045B3M | 24000 | 24000 | 18.5 | 12.3 | 8.5 | 2.16 | 70 | 69 | 213379659
CENTURY | HRG1836S1P | EAD4X-24B+TDR | GDD80C070B3M | 23600 | 24000 | 18 | 12.3 | 8.5 | 2.18 | 70 | 69 | 213379656
COMFORT-AIRE | HRG1836S1P | EAH1P30B+H4TXV01 | GUH92C070B3M | 24000 | 24000 | 19 | 12.3 | 8.5 | 2.04 | 66 | 63 | 207071372
COMFORT-AIRE | HRG1836S1P | HMG24X1P |  | 23000 | 24000 | 17.5 | 12.3 | 8.1 | 1.85 | 63 | 62 | 207071254
GE | NS18H36MA4-** | NAM42V1TA4-** |  | 34400 | 35000 | 17.5 | 11.7 | 8.5 | 2.18 | 63 | 52 | 209941279
GE | NS18H36MA4-** | NAM36V1TA4-** |  | 34000 | 34800 | 19 | 11.7 | 8.5 | 2.16 | 63 | 52 | 209941275
GE | NS18H36MA4-** | NCHC30BT4 | NF96U070S3B-* | 24000 | 24000 | 18 | 12.3 | 8.5 | 2.03 | 66 | 64 | 209941223
CENTURY | HRG1836S1P | EAD4X-48C+TDR | GDD96C090C4M | 34200 | 36000 | 18.5 | 11.7 | 8.5 | 2.18 | 68 | 55 | 213379662
COMFORT-AIRE | HRG1836S1P | EAC4X30B | GUH96T045B3M | 23400 | 24000 | 18.5 | 12.3 | 8.1 | 1.96 | 65 | 62 | 207071344
COMFORT-AIRE | HRG1836S1P | EA(C,U)1P30B+H4TXV01 | GUH96T045B3M | 23400 | 24000 | 18.5 | 12.3 | 8.1 | 1.96 | 65 | 62 | 207071304
GE | NS18H36MA4-** | NAM18P1TA4 |  | 22000 | 24000 | 17.1 | 12.3 | 8.5 | 1.94 | 64 | 61 | 209941280
DUCANE | 4HP18V36P | EAC4X24B+TDR | 97G2UH030BE08 | 23200 | 24000 | 18.5 | 12.3 | 8.1 | 1.88 | 63 | 60 | 214091877
DUCANE | 4HP18V36P | E*1P23B+TDR+TXV | 97G2UH030BE08 | 23000 | 24000 | 18.5 | 12.3 | 8.1 | 1.89 | 63 | 60 | 214091874
DUCANE | 4HP18V36P | E*1P23B+TDR+TXV | 97G2UH070BE12 | 23400 | 24000 | 18.5 | 12.3 | 8.1 | 2.01 | 64 | 61 | 213934122
DUCANE | 4HP18V36P | EAD4X-24B+TDR | 96G2DF045BE12 | 24000 | 24000 | 18 | 12.3 | 8.5 | 2.16 | 71 | 70 | 213352534
DUCANE | 4HP18V36P | EAD4X-24B+TDR | 92G1DF045BE12 | 24000 | 24000 | 19 | 12.3 | 8.5 | 2.16 | 70 | 69 | 213352531
DUCANE | 4HP18V36P | ED1P24B+H4TXV01 | 96G2DF070BE16 | 22800 | 24000 | 17.1 | 12.3 | 8.1 | 1.82 | 65 | 62 | 209329496
DUCANE | 4HP18V36P | EAH1P30B+H4TXV01 | 96G2UH070BE12 | 23600 | 24000 | 18 | 12.3 | 8.5 | 2.02 | 66 | 63 | 209329487
DUCANE | 4HP18V36P | EAC4X30B | 96G2UH045BE12 | 23800 | 24000 | 17.5 | 12.3 | 8.1 | 1.96 | 66 | 63 | 209329478
DUCANE | 4HP18V36P | E*1P23B+H4TXV01 | 96G2UH030BE08 | 23000 | 24000 | 18.5 | 12.3 | 8.1 | 1.89 | 63 | 60 | 209329452
DUCANE | 4HP18V36P | EAH1P30B+H4TXV01 | 92G1UH070BE12 | 24000 | 24000 | 19 | 12.3 | 8.5 | 2.04 | 66 | 63 | 206903270
DUCANE | 4HP18V36P | EAH1P30A+H4TXV01 | 80G2UH045AE12 | 23400 | 23800 | 18.5 | 12.3 | 8.5 | 2.05 | 65 | 62 | 206903259
DUCANE | 4HP18V36P | EAC4X30B | 92G1UH070BE12 | 24000 | 24000 | 18.5 | 12.3 | 8.1 | 1.97 | 66 | 63 | 206903248
DUCANE | 4HP18V36P | EAC4X30B | 92G1UH045BE12 | 23800 | 24000 | 18.5 | 12.3 | 8.1 | 1.96 | 66 | 63 | 206903247
DUCANE | 4HP18V36P | EAC4X30A | 80G2UH070AE12 | 23800 | 24000 | 18.5 | 12.3 | 8.1 | 1.97 | 66 | 63 | 206903238
DUCANE | 4HP18V36P | EAC4X30A | 80G2UH070AV12* | 23600 | 24000 | 18.5 | 12.3 | 8.1 | 1.98 | 65 | 62 | 206903233
CONCORD | 4HP18V36P | 7EH30BX-0*+TDR | EFV12BCA | 23600 | 24000 | 18.5 | 12.3 | 8.5 | 2.03 | 65 | 62 | 214730573
CONCORD | 4HP18V36P | 7EH30BX-0*+TDR | 97G2UH070BE12 | 24000 | 24000 | 18.5 | 12.3 | 8.5 | 2.11 | 66 | 63 | 214730570
CONCORD | 4HP18V36P | 7EH30BX-0*+TDR | 92G1UH070BE12 | 24000 | 24000 | 19 | 12.3 | 8.5 | 2.04 | 66 | 63 | 214730490
CONCORD | 4HP18V36P | 7EH30BX-0*+TDR | 80G2UH090BE12 | 23400 | 24000 | 18.5 | 12.3 | 8.5 | 1.98 | 66 | 63 | 214730487
CONCORD | 4HP18V36P | 7EH30AX-0*+TDR | 80G2UH070AE12L | 24000 | 24000 | 19 | 12.3 | 8.5 | 2.05 | 66 | 63 | 214730484
CONCORD | 4HP18V36P | 7EC30BX-0*+TDR | 92G1UH070BE12 | 24000 | 24000 | 18.5 | 12.3 | 8.1 | 1.97 | 66 | 63 | 214730427
CONCORD | 4HP18V36P | 7EC30BX-0*+TDR | 80G2UH090BE12 | 24000 | 24000 | 18.5 | 12.3 | 8.1 | 1.97 | 66 | 63 | 214730424
CONCORD | 4HP18V36P | 7EC30AX-0*+TDR | 80G2UH070AE12L | 23800 | 24000 | 18.5 | 12.3 | 8.1 | 1.97 | 66 | 63 | 214730421
AC PRO | 4HP18V36P | 7EH30BX-0*+TDR | 96G1UH045BE12 | 24000 | 24000 | 18.5 | 12.3 | 8.5 | 2.03 | 66 | 64 | 214729042
AC PRO | 4HP18V36P | 7EH30BX-0*+TDR | 92G1UH030BE12 | 23400 | 24000 | 18 | 12.3 | 8.1 | 1.99 | 66 | 63 | 214729038
AC PRO | 4HP18V36P | 7EH30AX-0*+TDR | 80G2UH070AV12* | 23800 | 24000 | 19 | 12.3 | 8.5 | 2.05 | 65 | 62 | 214729035
AC PRO | 4HP18V36P | 7EC30BX-0*+TDR | 92G1UH045BE12 | 23800 | 24000 | 18.5 | 12.3 | 8.1 | 1.96 | 66 | 63 | 214728976
AC PRO | 4HP18V36P | 7EC30BX-0*+TDR | 80G2UH090BE12 | 24000 | 24000 | 18.5 | 12.3 | 8.1 | 1.97 | 66 | 63 | 214728974
AC PRO | 4HP18V36P | 7EC30AX-0*+TDR | 80G2UH070AV12* | 23600 | 24000 | 18.5 | 12.3 | 8.1 | 1.98 | 65 | 62 | 214728972
AC PRO | 4HP18V36P | E*1P23A+H4TXV01 | 80G2UH070AE12L | 23400 | 24000 | 19 | 12.3 | 8.1 | 1.91 | 64 | 60 | 206905472
AC PRO | 4HP18V36P | E*1P23A+H4TXV01 | 80G1UH060AE12X | 23200 | 24000 | 19 | 12.3 | 8.1 | 1.91 | 64 | 60 | 206905469
ARMSTRONG AIR | 4SHP18LX136P | E*1P23B+TDR+TXV | A97US2V040B12X | 23000 | 24000 | 19 | 12.3 | 8.1 | 1.9 | 63 | 60 | 210740017
ARMSTRONG AIR | 4SHP18LX136P | E*1P23B+TDR+TXV | A96US2V045B12 | 23000 | 24000 | 19 | 12.3 | 8.1 | 1.89 | 63 | 60 | 210740009
ARMSTRONG AIR | 4SHP18LX136P | E*1P23B+TDR+TXV | A80UH1E070B12 | 23000 | 24000 | 17.5 | 12.3 | 8.1 | 1.91 | 63 | 59 | 210739983
ARMSTRONG AIR | 4SHP18LX136P | BCE7E18M*4X |  | 23200 | 24000 | 18 | 12.3 | 8.5 | 2.03 | 64 | 61 | 210739939
ARMSTRONG AIR | 4SHP18LX136P | BCE5V24M*4X |  | 23400 | 24000 | 18.5 | 12.3 | 8.5 | 1.88 | 67 | 64 | 210739932
ARMSTRONG AIR | 4SHP18LX136P | BCE5V18M*4X |  | 23400 | 24000 | 18 | 12.3 | 8.5 | 2.04 | 66 | 63 | 210739928
ARMSTRONG AIR | 4SHP18LX136P | ED1P30/36C+TDR+TXV | EFV16CCA | 33400 | 34600 | 17.5 | 12 | 8.1 | 2.08 | 63 | 51 | 210738795
ARMSTRONG AIR | 4SHP18LX136P | ED1P30/36C+TDR+TXV | A93DF1E090C16 | 34600 | 34600 | 17.1 | 12 | 8.1 | 2.04 | 64 | 52 | 210738778
ARMSTRONG AIR | 4SHP18LX136P | 7ED24BX-0*+TDR | A80DF1E070B12 | 23600 | 24000 | 18 | 12.3 | 8.5 | 2.18 | 70 | 69 | 214730995
ARMSTRONG AIR | 4SHP18LX136P | 7ED24AX-0*+TDR | A80DS2V070A12 | 23600 | 24000 | 18.5 | 12.3 | 8.5 | 2.16 | 70 | 69 | 214730992
ARMSTRONG AIR | 4SHP18LX136P | EA(C;U)1P30B+TDR+TXV | A80UH2E090B12 | 24000 | 24000 | 18.5 | 12.3 | 8.1 | 1.97 | 66 | 63 | 210740149
ARMSTRONG AIR | 4SHP18LX136P | EA(C;U)1P30A+TDR+TXV | A80US2V060A12X | 23600 | 24000 | 19 | 12.3 | 8.1 | 1.98 | 64 | 61 | 210740142
ARMSTRONG AIR | 4SHP18LX136P | E*1P23A+TDR+TXV | A80UH2E070A12 | 23400 | 24000 | 19 | 12.3 | 8.1 | 1.91 | 64 | 60 | 210739974
ARMSTRONG AIR | 4SHP18LX136P | E*1P23A+TDR+TXV | A80UH1E070A12 | 23000 | 24000 | 17.5 | 12.3 | 8.1 | 1.91 | 63 | 60 | 210739966
ARMSTRONG AIR | 4SHP18LX136P | BCE5C24M*4X |  | 23000 | 24000 | 16.5 | 12.3 | 8.5 | 1.84 | 67 | 64 | 210739920
ARMSTRONG AIR | 4SHP18LX136P | BCE5C24M*1P+TXV |  | 23000 | 24000 | 16.5 | 12.3 | 8.5 | 1.84 | 67 | 64 | 210739916
ARMSTRONG AIR | 4SHP18LX136P | ED1P30/36C+TDR+TXV | A96DF2E090C16 | 34400 | 34600 | 16.5 | 11.7 | 8.1 | 2.04 | 64 | 52 | 210738787
ARMSTRONG AIR | 4SHP18LX136P | EA(C,U)1P30A+TDR+TXV | A80US2V070A12 | 23400 | 24000 | 18.5 | 12.3 | 8.1 | 1.97 | 65 | 62 | 213270488
ARMSTRONG AIR | 4SHP18LX136P | EAD4X-24B+TDR | A97DSMV070B12 | 23600 | 24000 | 19 | 12.3 | 8.5 | 2.18 | 70 | 69 | 213352493
AIREASE | 4SHP18LX136P | EAH1P30B+TDR+TXV | EFV08BCA | 23400 | 24000 | 17.1 | 12.3 | 8.5 | 1.99 | 65 | 63 | 210822103
AIREASE | 4SHP18LX136P | EAH1P30B+TDR+TXV | A97US2V040B12X | 23600 | 24000 | 19 | 12.3 | 8.5 | 2.02 | 65 | 62 | 210822100
AIREASE | 4SHP18LX160P | 7ED50/60CX-0*+TDR | A80DF1E110C20 | 46500 | 48000 | 16.5 | 11.7 | 8.5 | 2.12 | 74 | 59 | 214731059
AIREASE | 4SHP18LX136P | EAH1P30B+TDR+TXV | A93UH1E030B12 | 23400 | 24000 | 18 | 12.3 | 8.1 | 1.99 | 66 | 63 | 210822087
AIREASE | 4SHP18LX136P | EAH1P30A+TDR+TXV | A80UH2E045A12 | 23400 | 24000 | 18.5 | 12.3 | 8.5 | 2.05 | 64 | 61 | 210822080
AIREASE | 4SHP18LX160P | BCE7S48 |  | 46000 | 48000 | 18 | 11.7 | 8.1 | 2.08 | 68 | 56 | 210822154
COMFORT-AIRE | HRG1836S1P | 7EC30BX-0*+TDR | GUH97T070B3M | 23400 | 24000 | 19 | 12.3 | 8.1 | 1.97 | 65 | 62 | 214831122
COMFORT-AIRE | HRG1836S1P | E*1P23B+TDR+TXV | GUH97T070B3M | 23200 | 24000 | 19 | 12.3 | 8.1 | 1.91 | 63 | 60 | 214831110
XAAE | 4HP18V36P | BCE5V36M |  | 34000 | 34800 | 19 | 11.7 | 8.5 | 2.16 | 63 | 52 | 207698289
ALLIED | 4HP18V36P | ED1P30/36B+H4TXV02 | 96G1DF045BE12 | 34000 | 36000 | 18 | 11.7 | 8.1 | 2.04 | 61 | 50 | 206906211
ALLIED | 4HP18V36P | ED1P30/36A+H4TXV02 | 80G1DF070AE12 | 34200 | 36000 | 17.5 | 11.7 | 8.1 | 2.04 | 62 | 50 | 206906202
ALLIED | 4HP18V36P | EAH1P30A+H4TXV01 | 80G2UH070AV12* | 23800 | 24000 | 19 | 12.3 | 8.5 | 2.05 | 65 | 62 | 206906093
ALLIED | 4HP18V36P | EAH1P30A+H4TXV01 | 80G2UH045AE12 | 23400 | 23800 | 18.5 | 12.3 | 8.5 | 2.05 | 65 | 62 | 206906090
ALLIED | 4HP18V36P | EAC4X30A | 80G2UH070AE12L | 23800 | 24000 | 18.5 | 12.3 | 8.1 | 1.97 | 66 | 63 | 206906021
GE | NS18H36MA4-** | NCUU30BP4+TDR+TXV | NF97U070M3B-* | 23400 | 24000 | 19 | 12.3 | 8.1 | 1.97 | 65 | 62 | 213164528
GE | NS18H36MA4-** | NCDC24BT4+TDR | NF96D045S3B-* | 24000 | 24000 | 18.5 | 12.3 | 8.5 | 2.16 | 70 | 69 | 213804992
GE | NS18H36MA4-** | NAM30V1TA4-** |  | 23600 | 24000 | 18.5 | 12.3 | 8.5 | 1.98 | 66 | 63 | 209941316
CONCORD | 4HP18V36P | EA(C,U)1P30A+H4TXV01 | 80G2UH070AE12L | 23800 | 24000 | 18.5 | 12.3 | 8.1 | 1.97 | 66 | 63 | 206906314
CONCORD | 4HP18V36P | E*1P23B+H4TXV01 | 96G2UH070BV12 | 23200 | 24000 | 19 | 12.3 | 8.1 | 1.91 | 63 | 60 | 206906255
CONCORD | 4HP18V36P | E*1P23A+H4TXV01 | 80G2UH045AE12 | 22800 | 24000 | 18 | 12.3 | 8.1 | 1.9 | 62 | 59 | 206906240
COMFORT-AIRE | HRG1836S1P | 7EC30BX-0*+TDR | GUH97T045B3M | 23400 | 24000 | 19 | 12.3 | 8.1 | 1.96 | 65 | 62 | 214831105
COMFORT-AIRE | HRG1836S1P | EAC4X30B+TDR | GUH97T045B3M | 23400 | 24000 | 19 | 12.3 | 8.1 | 1.96 | 65 | 62 | 214831097
COMFORT-AIRE | HRG1836S1P | EAD4X-24B+TDR | GDD92C045B3M | 24000 | 24000 | 19 | 12.3 | 8.5 | 2.16 | 70 | 69 | 213379668
ALLIED | 4HP18V36P | ED1P30/36C+H4TXV02 | 96G1DF090CE16 | 34600 | 36000 | 17.1 | 12 | 8.1 | 2.06 | 62 | 50 | 206906217
ALLIED | 4HP18V36P | ED1P30/36B+H4TXV02 | 80G2DF090BE16 | 34800 | 36000 | 17.5 | 12 | 8.1 | 2.04 | 62 | 50 | 206906206
ALLIED | 4HP18V36P | EAH1P30B+H4TXV01 | 96G2UH045BV12 | 23600 | 24000 | 19 | 12.3 | 8.5 | 2.03 | 65 | 63 | 206906105
ALLIED | 4HP18V36P | EAH1P30B+H4TXV01 | 92G1UH070BE12 | 24000 | 24000 | 19 | 12.3 | 8.5 | 2.04 | 66 | 63 | 206906098
ALLIED | 4HP18V36P | EAH1P30A+H4TXV01 | 80G1UH045AE12 | 23800 | 24000 | 18.5 | 12.3 | 8.5 | 2.04 | 65 | 63 | 206906088
ALLIED | 4HP18V36P | EAD4X-24B+TDR | EFV08BCA | 23000 | 24000 | 17.5 | 12.3 | 8.5 | 2.14 | 70 | 69 | 213352559
ALLIED | 4HP18V36P | EAD4X-24B+TDR | 92G1DF070BE12 | 24000 | 24000 | 19 | 12.3 | 8.5 | 2.16 | 70 | 69 | 213352556
CENTURY | HRG1836S1P | E*1P23B+TDR+TXV | GUH97T070B3M | 23200 | 24000 | 19 | 12.3 | 8.1 | 1.91 | 63 | 60 | 214831046
DUCANE | 4HP18V36P | E*1P23B+H4TXV01 | 80G1UH070BE12 | 23000 | 24000 | 17.5 | 12.3 | 8.1 | 1.91 | 63 | 59 | 206903159
DUCANE | 4HP18V36P | BCE7E18M |  | 23200 | 24000 | 19 | 12.3 | 8.5 | 2.03 | 64 | 61 | 206903145
DUCANE | 4HP18V36P | ED1P30/36B+H4TXV02 | 92G1DF070BE12 | 34400 | 36000 | 18 | 11.7 | 8.1 | 2.02 | 62 | 50 | 206903024
DUCANE | 4HP18V36P | 7EH30BX-0*+TDR | 96G2UH045BV12 | 23600 | 24000 | 19 | 12.3 | 8.5 | 2.03 | 65 | 63 | 214730802
DUCANE | 4HP18V36P | 7EH30BX-0*+TDR | 96G1UH070BE12 | 24000 | 24000 | 18 | 12.3 | 8.5 | 2.03 | 66 | 64 | 214730799
AIREASE | 4SHP18LX136P | EA(C;U)1P30B+TDR+TXV | A96US2V070B12 | 23400 | 24000 | 19 | 12.3 | 8.1 | 1.97 | 65 | 62 | 210821989
AIREASE | 4SHP18LX136P | E*1P23B+TDR+TXV | EFV12BCA | 23000 | 24000 | 17.5 | 12.3 | 8.1 | 1.92 | 63 | 60 | 210821917
AIREASE | 4SHP18LX136P | E*1P23B+TDR+TXV | A97US2V060B12X | 23000 | 24000 | 18.5 | 12.3 | 8.1 | 1.91 | 63 | 60 | 210821914
AIREASE | 4SHP18LX136P | E*1P23B+TDR+TXV | A96US2V045B12 | 23000 | 24000 | 19 | 12.3 | 8.1 | 1.89 | 63 | 60 | 210821910
AIREASE | 4SHP18LX136P | E*1P23A+TDR+TXV | A80UH1E060A12X | 23200 | 24000 | 19 | 12.3 | 8.1 | 1.91 | 64 | 60 | 210821888
AIREASE | 4SHP18LX136P | BCE7E30M*4X |  | 24000 | 24000 | 19 | 12.3 | 8.5 | 2.17 | 68 | 65 | 210821881
AIREASE | 4SHP18LX136P | ED1P30/36B+TDR+TXV | EFV12BCA | 33800 | 34600 | 17.1 | 11.7 | 8.1 | 2.06 | 63 | 51 | 210821849
AC PRO | 4HP18V36P | BCE5C24M*4X |  | 23000 | 24000 | 16.5 | 12.3 | 8.1 | 1.84 | 67 | 64 | 206905451
AC PRO | 4HP18V36P | BCE5C18M*1P+H4TXV01 |  | 22000 | 24000 | 17.1 | 12.3 | 8.5 | 1.94 | 64 | 61 | 206905448
DUCANE | 4HP18V36P | 7EC30BX-0*+TDR | 97G2UH070BV12 | 23400 | 24000 | 19 | 12.3 | 8.1 | 1.97 | 65 | 62 | 214730746
DUCANE | 4HP18V36P | 7EC30BX-0*+TDR | 97G2UH045BE12 | 23800 | 24000 | 17.5 | 12.3 | 8.1 | 2.06 | 66 | 63 | 214730743
AC PRO | 4HP18V36P | EAC4X30B+TDR | 97G2UH070BE12 | 23800 | 24000 | 18 | 12.3 | 8.1 | 2.06 | 66 | 63 | 213934166
AC PRO | 4HP18V36P | EAD4X-24B+TDR | 96G1DF045BE12 | 24000 | 24000 | 18.5 | 12.3 | 8.5 | 2.16 | 70 | 69 | 213352549
AC PRO | 4HP18V36P | EAD4X-24B+TDR | 92G1DF045BE12 | 24000 | 24000 | 19 | 12.3 | 8.5 | 2.16 | 70 | 69 | 213352547
AC PRO | 4HP18V36P | EAH1P30A+TDR+TXV | 80G1UH070AE12 | 23600 | 24000 | 18.5 | 12.3 | 8.5 | 2.05 | 65 | 65 | 212523812
ALLIED | 4HP18V36P | 7EH30BX-0*+TDR | 96G2UH045BE12 | 24000 | 24000 | 18 | 12.3 | 8.5 | 2.02 | 66 | 63 | 214729696
ARMSTRONG AIR | 4SHP18LX136P | 7EC30BX-0*+TDR | A97US2V060B12X + TSTAT | 23400 | 24000 | 18.5 | 12.3 | 8.1 | 1.96 | 65 | 62 | 214729875
ARMSTRONG AIR | 4SHP18LX136P | 7EC30BX-0*+TDR | A97US2V040B12X + TSTAT | 23400 | 24000 | 19 | 12.3 | 8.1 | 1.98 | 65 | 62 | 214729872
ARMSTRONG AIR | 4SHP18LX136P | 7EC30BX-0*+TDR | A97UH2E045B12 | 23800 | 24000 | 17.5 | 12.3 | 8.1 | 2.06 | 66 | 63 | 214729869
ARMSTRONG AIR | 4SHP18LX136P | 7EC30BX-0*+TDR | A80US2V090B12* | 23600 | 24000 | 19 | 12.3 | 8.1 | 1.97 | 64 | 61 | 214729855
ARMSTRONG AIR | 4SHP18LX136P | 7EC30AX-0*+TDR | A80UH2E070A12 | 23800 | 24000 | 18.5 | 12.3 | 8.1 | 1.99 | 66 | 63 | 214729849
AIREASE | 4SHP18LX136P | 7EH30BX-0*+TDR | A98USMV070B12 | 23600 | 24000 | 19 | 12.3 | 8.5 | 2.04 | 65 | 62 | 214729354
AIREASE | 4SHP18LX136P | 7EH30BX-0*+TDR | A97US2V060B12X | 23600 | 24000 | 19 | 12.3 | 8.5 | 2.02 | 65 | 62 | 214729351
AIREASE | 4SHP18LX136P | 7EH30BX-0*+TDR | A80US2V090B16L | 23600 | 24000 | 19 | 12.3 | 8.5 | 2.02 | 65 | 62 | 214729334
AIREASE | 4SHP18LX136P | 7EH30BX-0*+TDR | A80UH2E090B12 | 23400 | 24000 | 18.5 | 12.3 | 8.5 | 1.98 | 66 | 63 | 214729331
AIREASE | 4SHP18LX136P | 7EH30AX-0*+TDR | A80UH2E045A12 | 23400 | 24000 | 18.5 | 12.3 | 8.5 | 2.05 | 64 | 61 | 214729328
ALLIED | 4HP18V36P | E*1P23B+H4TXV01 | 92G1UH070BE12 | 23400 | 24000 | 19 | 12.3 | 8.1 | 1.92 | 64 | 60 | 206905863
ALLIED | 4HP18V36P | BCE5V36M |  | 34000 | 34800 | 19 | 11.7 | 8.5 | 2.16 | 63 | 52 | 206905446
ALLIED | 4HP18V60P | 7ED50/60CX-0*+TDR | 80G1DF110CE20 | 47500 | 48000 | 17.1 | 12.3 | 8.5 | 2.22 | 72 | 57 | 214730513
ALLIED | 4HP18V36P | 7EH30BX-0*+TDR | 96G1UH030BE08 | 23400 | 24000 | 17.5 | 12.3 | 8.5 | 1.99 | 66 | 63 | 214729692
ALLIED | 4HP18V36P | 7EH30BX-0*+TDR | 80G2UH090BE12 | 23400 | 24000 | 18.5 | 12.3 | 8.5 | 1.98 | 66 | 63 | 214729688
COMFORT-AIRE | HRG1860S1P | EAD4X-50/60C+TDR | GDD80C110C5M | 47500 | 48000 | 17.1 | 12.3 | 8.5 | 2.22 | 72 | 57 | 213379674
COMFORT-AIRE | HRG1836S1P | EAD4X-24B+TDR | GDD96C045B3M | 24000 | 24000 | 18.5 | 12.3 | 8.5 | 2.16 | 70 | 69 | 213379670
ALLIED | 4HP18V36P | EAH1P30B+H4TXV01 | EFV08BCA | 23400 | 24000 | 17.1 | 12.3 | 8.5 | 1.99 | 65 | 63 | 206906107
ALLIED | 4HP18V36P | EAC4X30B | 96G2UH070BV12 | 23400 | 24000 | 19 | 12.3 | 8.1 | 1.97 | 65 | 62 | 206906035
AIREASE | 4SHP18LX136P | ED1P24B+TDR+TXV | A93DF1E070B12 | 23000 | 24000 | 19 | 12.3 | 8.1 | 1.86 | 65 | 62 | 210822107
AIREASE | 4SHP18LX136P | EAH1P30A+TDR+TXV | A80UH2E070A12 | 24000 | 24000 | 19 | 12.3 | 8.5 | 2.06 | 66 | 63 | 210822081
AIREASE | 4SHP18LX136P | EAH1P30A+TDR+TXV | A80UH1E045A12 | 23800 | 24000 | 18.5 | 12.3 | 8.5 | 2.04 | 65 | 63 | 210822071
AIREASE | 4SHP18LX136P | EAC4X30A+TDR | A80UH1E060A12X | 23800 | 24000 | 18.5 | 12.3 | 8.1 | 1.96 | 66 | 63 | 210822034
AIREASE | 4SHP18LX136P | EA(C;U)1P30B+TDR+TXV | A97US2V040B12X | 23400 | 24000 | 19 | 12.3 | 8.1 | 1.96 | 65 | 62 | 210821991
AIREASE | 4SHP18LX136P | EA(C;U)1P30B+TDR+TXV | A96UH2E045B12 | 23800 | 24000 | 17.5 | 12.3 | 8.1 | 1.96 | 66 | 63 | 210821983
AIREASE | 4SHP18LX136P | E*1P23B+TDR+TXV | A80UH1E070B12 | 23000 | 24000 | 17.5 | 12.3 | 8.1 | 1.91 | 63 | 59 | 210821898
AIREASE | 4SHP18LX136P | BCE5C24M*4X |  | 23000 | 24000 | 16.5 | 12.3 | 8.5 | 1.84 | 67 | 64 | 210821872
AIREASE | 4SHP18LX136P | BCE5C18M*4X |  | 22000 | 24000 | 17.1 | 12.3 | 8.5 | 1.94 | 64 | 61 | 210821869
AIREASE | 4SHP18LX136P | ED1P30/36C+TDR+TXV | A96DF1E090C16 | 34600 | 34600 | 17.1 | 12 | 8.1 | 2.06 | 64 | 52 | 210821855
AIREASE | 4SHP18LX136P | ED1P30/36C+TDR+TXV | A93DF1E090C16 | 34600 | 34600 | 17.1 | 12 | 8.1 | 2.04 | 64 | 52 | 210821852
AIREASE | 4SHP18LX136P | 7ED24AX-0*+TDR | A80DS2V070A12 | 23600 | 24000 | 18.5 | 12.3 | 8.5 | 2.16 | 70 | 69 | 214730994
CONCORD | 4HP18V36P | EAH1P30B+H4TXV01 | 96G2UH070BE12 | 23600 | 24000 | 18 | 12.3 | 8.5 | 2.02 | 66 | 63 | 209329537
CONCORD | 4HP18V36P | EAH1P30B+H4TXV01 | 96G2UH045BE12 | 24000 | 24000 | 18 | 12.3 | 8.5 | 2.02 | 66 | 63 | 209329536
CONCORD | 4HP18V36P | EAH1P30A+TDR+TXV | 80G1UH070AE12 | 23600 | 24000 | 18.5 | 12.3 | 8.5 | 2.05 | 65 | 65 | 212523814
CONCORD | 4HP18V36P | EAC4X30B+TDR | 97G2UH045BE12 | 23800 | 24000 | 17.5 | 12.3 | 8.1 | 2.06 | 66 | 63 | 213934147
CONCORD | 4HP18V36P | EA(C,U)1P30B+TDR+TXV | 97G2UH070BE12 | 23800 | 24000 | 18 | 12.3 | 8.1 | 2.06 | 66 | 63 | 213934143
CONCORD | 4HP18V36P | EA(C,U)1P30B+TDR+TXV | 97G2UH070BV12 | 23400 | 24000 | 19 | 12.3 | 8.1 | 1.93 | 65 | 62 | 214100141
ARMSTRONG AIR | 4SHP18LX136P | 7EC30BX-0*+TDR | A96US2V045B12 | 23400 | 24000 | 18.5 | 12.3 | 8.1 | 1.95 | 65 | 62 | 214729866
ARMSTRONG AIR | 4SHP18LX136P | 7EC30AX-0*+TDR | A80UH1E060A12X | 23800 | 24000 | 18.5 | 12.3 | 8.1 | 1.96 | 66 | 63 | 214729846
ARMSTRONG AIR | 4SHP18LX136P | ED1P24B+TDR+TXV | A97DSMV070B12 | 22800 | 24000 | 19 | 12.3 | 8.1 | 1.82 | 65 | 61 | 211632228
DUCANE | 4HP18V36P | 7EH30BX-0*+TDR | EFV12BCA | 23600 | 24000 | 18.5 | 12.3 | 8.5 | 2.03 | 65 | 62 | 214730811
DUCANE | 4HP18V36P | 7EH30BX-0*+TDR | 96G1UH030BE08 | 23400 | 24000 | 17.5 | 12.3 | 8.5 | 1.99 | 66 | 63 | 214730797
DUCANE | 4HP18V36P | 7EH30BX-0*+TDR | 92G1UH030BE12 | 23400 | 24000 | 18 | 12.3 | 8.1 | 1.99 | 66 | 63 | 214730794
DUCANE | 4HP18V36P | 7EH30AX-0*+TDR | 80G2UH070AV12* | 23800 | 24000 | 19 | 12.3 | 8.5 | 2.05 | 65 | 62 | 214730791
DUCANE | 4HP18V60P | EAD4X-50/60C+TDR | 80G1DF110CE20 | 47500 | 48000 | 17.1 | 12.3 | 8.5 | 2.22 | 72 | 57 | 213352607
DUCANE | 4HP18V36P | 7ED24BX-0*+TDR | 96G2DF045BE12 | 24000 | 24000 | 18 | 12.3 | 8.5 | 2.16 | 71 | 70 | 214730297
DUCANE | 4HP18V36P | 7ED24BX-0*+TDR | 80G1DF070BE12 | 23600 | 24000 | 18 | 12.3 | 8.5 | 2.18 | 70 | 69 | 214730293
DUCANE | 4HP18V36P | 7EC30BX-0*+TDR | EFV12BCA | 23400 | 24000 | 17.5 | 12.3 | 8.1 | 1.98 | 65 | 62 | 214730748
DUCANE | 4HP18V36P | 7EC30BX-0*+TDR | 95G1UH045BE12 | 23800 | 24000 | 18 | 12.3 | 8.1 | 1.97 | 66 | 63 | 214730734
DUCANE | 4HP18V36P | 7EC30AX-0*+TDR | 80G2UH070AV12* | 23600 | 24000 | 18.5 | 12.3 | 8.1 | 1.98 | 65 | 62 | 214730728
DUCANE | 4HP18V36P | 7EC24BX-0*+TDR | 96G2UH030BE08 | 23200 | 24000 | 18.5 | 12.3 | 8.1 | 1.88 | 63 | 60 | 214730688
AIREASE | 4SHP18LX136P | 7ED24AX-0*+TDR | A80DF1E045A12 | 23600 | 24000 | 19 | 12.3 | 8.5 | 2.16 | 70 | 69 | 214730993
AIREASE | 4SHP18LX136P | 7ED24BX-0*+TDR | EFV12BCA | 23600 | 24000 | 19 | 12.3 | 8.5 | 2.18 | 70 | 69 | 214731016
AIREASE | 4SHP18LX136P | 7ED24BX-0*+TDR | A96DS2V070B16 | 23600 | 24000 | 18.5 | 12.3 | 8.5 | 2.16 | 70 | 69 | 214731013
AIREASE | 4SHP18LX136P | 7ED24BX-0*+TDR | A97DF2E045B12 | 23800 | 24000 | 18 | 12.3 | 8.5 | 2.22 | 71 | 72 | 214731019
AIREASE | 4SHP18LX136P | EAC4X30B+TDR | A96UH1E045B12 | 23800 | 24000 | 17.5 | 12.3 | 8.1 | 1.96 | 66 | 63 | 211644243
AIREASE | 4SHP18LX136P | EAC4X30B+TDR | A80US2V090B12* | 23600 | 24000 | 19 | 12.3 | 8.1 | 1.97 | 64 | 61 | 211644240
AIREASE | 4SHP18LX136P | EA(C,U)1P30B+TDR+TXV | A98USMV070B12 | 23400 | 24000 | 19 | 12.3 | 8.1 | 1.97 | 65 | 62 | 212539200
AIREASE | 4SHP18LX136P | EAD4X-24B+TDR | A80DF1E070B12 | 23600 | 24000 | 18 | 12.3 | 8.5 | 2.18 | 70 | 69 | 213352498
AIREASE | 4SHP18LX136P | EAD4X-24A+TDR | A80DF1E045A12 | 23600 | 24000 | 19 | 12.3 | 8.5 | 2.16 | 70 | 69 | 213352496
AIREASE | 4SHP18LX136P | BCE7E24M*4X |  | 23600 | 24000 | 18 | 12.3 | 8.5 | 2.12 | 68 | 65 | 213307163
CENTURY | HRG1836S1P | EAH1P30B+TDR+TXV | GUH97M070B3M | 23600 | 24000 | 19 | 12.3 | 8.5 | 2.04 | 65 | 62 | 212604310
CENTURY | HRG1836S1P | HCG36V1P |  | 34000 | 34800 | 19 | 11.7 | 8.5 | 2.16 | 63 | 52 | 207071025
COMFORT-AIRE | HRG1836S1P | EAH1P30B+H4TXV01 | GUH92C045B3M | 24000 | 24000 | 19 | 12.3 | 8.5 | 2.03 | 66 | 63 | 207071370
COMFORT-AIRE | HRG1836S1P | EAH1P30A+H4TXV01 | GUH80C045A3M | 23800 | 24000 | 18.5 | 12.3 | 8.5 | 2.04 | 65 | 63 | 207071362
COMFORT-AIRE | HRG1836S1P | HMG24F1P+H4TXV01 |  | 23000 | 24000 | 16.5 | 12.3 | 8.1 | 1.84 | 67 | 64 | 207071252
CENTURY | HRG1836S1P | HCG42V1P |  | 34400 | 35000 | 17.5 | 11.7 | 8.5 | 2.18 | 63 | 52 | 207071033
CENTURY | HRG1836S1P | EAD4X-24B+TDR | GDD92C045B3M | 24000 | 24000 | 19 | 12.3 | 8.5 | 2.16 | 70 | 69 | 213379657
COMFORT-AIRE | HRG1836S1P | E*1P23B+H4TXV01 | GUH96T070B3M | 23200 | 24000 | 19 | 12.3 | 8.1 | 1.91 | 63 | 60 | 207071266
COMFORT-AIRE | HRG1836S1P | ED1P30/36C+H4TXV02 | GDD96C090C4M | 34600 | 36000 | 17.1 | 12 | 8.1 | 2.06 | 62 | 50 | 207071250
COMFORT-AIRE | HRG1836S1P | ED1P30/36B+H4TXV02 | GDD92C070B3M | 34400 | 36000 | 18 | 11.7 | 8.1 | 2.02 | 62 | 50 | 207071236
COMFORT-AIRE | HRG1836S1P | EAH1P30B+TDR+TXV | GUH97M070B3M | 23600 | 24000 | 19 | 12.3 | 8.5 | 2.04 | 65 | 62 | 212604356
DUCANE | 4HP18V36P | 7EH30BX-0*+TDR | 92G1UH070BE12 | 24000 | 24000 | 19 | 12.3 | 8.5 | 2.04 | 66 | 63 | 214730796
DUCANE | 4HP18V36P | 7ED48CX-0*+TDR | EFV16CCA | 34200 | 36000 | 19 | 11.7 | 8.5 | 2.18 | 68 | 55 | 214730338
DUCANE | 4HP18V36P | 7ED24BX-0*+TDR | 97G2DF045BE12 | 24000 | 24000 | 18 | 12.3 | 8.5 | 2.16 | 71 | 70 | 214730321
DUCANE | 4HP18V36P | 7ED24BX-0*+TDR | EFV08BCA | 23000 | 24000 | 17.5 | 12.3 | 8.5 | 2.14 | 70 | 69 | 214730298
DUCANE | 4HP18V36P | 7EC30BX-0*+TDR | 96G2UH045BV12 | 23400 | 24000 | 18.5 | 12.3 | 8.1 | 1.96 | 65 | 62 | 214730739
DUCANE | 4HP18V36P | 7EC30BX-0*+TDR | 92G1UH070BE12 | 24000 | 24000 | 18.5 | 12.3 | 8.1 | 1.97 | 66 | 63 | 214730733
DUCANE | 4HP18V36P | 7EC24BX-0*+TDR | 97G2UH030BE08 | 23200 | 24000 | 18.5 | 12.3 | 8.1 | 1.88 | 63 | 60 | 214730693
ALLIED | 4HP18V36P | E*1P23B+H4TXV01 | 96G1UH070BE12 | 23400 | 24000 | 18 | 12.3 | 8.1 | 1.9 | 64 | 61 | 206905868
ALLIED | 4HP18V36P | E*1P23B+H4TXV01 | 80G2UH090BE12 | 23400 | 24000 | 19 | 12.3 | 8.1 | 1.91 | 64 | 60 | 206905860
ALLIED | 4HP18V36P | E*1P23B+H4TXV01 | 80G1UH070BE12 | 23000 | 24000 | 17.5 | 12.3 | 8.1 | 1.91 | 63 | 59 | 206905859
ALLIED | 4HP18V36P | E*1P23A+H4TXV01 | 80G2UH070AE12 | 23400 | 24000 | 19 | 12.3 | 8.1 | 1.91 | 64 | 60 | 206905856
ALLIED | 4HP18V36P | E*1P23A+H4TXV01 | 80G2UH045AE12 | 22800 | 24000 | 18 | 12.3 | 8.1 | 1.9 | 62 | 59 | 206905855
ALLIED | 4HP18V36P | BCE5C18M*1P+H4TXV01 |  | 22000 | 24000 | 17.1 | 12.3 | 8.5 | 1.94 | 64 | 61 | 206905833
CONCORD | 4HP18V36P | EAH1P30B+H4TXV01 | 96G1UH070BE12 | 24000 | 24000 | 18 | 12.3 | 8.5 | 2.03 | 66 | 64 | 206906489
CONCORD | 4HP18V36P | EAH1P30B+H4TXV01 | 96G1UH045BE12 | 24000 | 24000 | 18.5 | 12.3 | 8.5 | 2.03 | 66 | 64 | 206906488
CONCORD | 4HP18V36P | EAC4X30B | 92G1UH070BE12 | 24000 | 24000 | 18.5 | 12.3 | 8.1 | 1.97 | 66 | 63 | 206906412
AIREASE | 4SHP18LX136P | ED1P24B+TDR+TXV | A97DSMV070B12 | 22800 | 24000 | 19 | 12.3 | 8.1 | 1.82 | 65 | 61 | 211644259
AIREASE | 4SHP18LX136P | ED1P24B+TDR+TXV | A96DF2E070B16 | 22800 | 24000 | 17.5 | 12.3 | 8.1 | 1.82 | 65 | 62 | 211644256
AIREASE | 4SHP18LX136P | 7ED24BX-0*+TDR | A93DF1E070B12 | 24000 | 24000 | 19 | 12.3 | 8.5 | 2.16 | 70 | 69 | 214731009
AIREASE | 4SHP18LX136P | 7ED24BX-0*+TDR | A80DF1E070B12 | 23600 | 24000 | 18 | 12.3 | 8.5 | 2.18 | 70 | 69 | 214731006
AIREASE | 4SHP18LX136P | EAH1P30B+TDR+TXV | A97US2V060B12X | 23600 | 24000 | 19 | 12.3 | 8.5 | 2.02 | 65 | 62 | 210822101
AIREASE | 4SHP18LX136P | EAH1P30B+TDR+TXV | A96US2V070B12 | 23600 | 24000 | 19 | 12.3 | 8.5 | 2.04 | 65 | 62 | 210822098
AIREASE | 4SHP18LX136P | EAC4X30B+TDR | A97US2V060B12X | 23400 | 24000 | 18.5 | 12.3 | 8.1 | 1.96 | 65 | 62 | 210822065
AIREASE | 4SHP18LX136P | EAC4X30B+TDR | A97US2V040B12X | 23400 | 24000 | 19 | 12.3 | 8.1 | 1.96 | 65 | 62 | 210822063
AIREASE | 4SHP18LX136P | EAC4X30A+TDR | A80UH1E040A12X | 23800 | 24000 | 18.5 | 12.3 | 8.1 | 1.98 | 66 | 63 | 210822031
COMFORT-AIRE | HRG1836S1P | EAH1P30B+H4TXV01 | GUH96C070B3M | 24000 | 24000 | 18 | 12.3 | 8.5 | 2.03 | 66 | 64 | 207071380
COMFORT-AIRE | HRG1836S1P | EAH1P30B+H4TXV01 | GUH96T070B3M | 23800 | 24000 | 19 | 12.3 | 8.5 | 2.04 | 65 | 62 | 207071366
COMFORT-AIRE | HRG1836S1P | EAC4X30B | GUH92C070B3M | 24000 | 24000 | 18.5 | 12.3 | 8.1 | 1.97 | 66 | 63 | 207071352
COMFORT-AIRE | HRG1836S1P | E*1P23B+H4TXV01 | GUH80C070B3M | 23000 | 24000 | 17.5 | 12.3 | 8.1 | 1.91 | 63 | 59 | 207071268
COMFORT-AIRE | HRG1836S1P | HMG30X1P |  | 24000 | 24000 | 17.5 | 12.3 | 8.5 | 2 | 66 | 64 | 207071256
COMFORT-AIRE | HRG1836S1P | ED1P30/36C+H4TXV02 | GDD92C090C4M | 34600 | 36000 | 17.1 | 12 | 8.1 | 2.04 | 62 | 50 | 207071246
COMFORT-AIRE | HRG1836S1P | ED1P30/36B+H4TXV02 | GDD96C045B3M | 34000 | 36000 | 18 | 11.7 | 8.1 | 2.04 | 61 | 50 | 207071242
COMFORT-AIRE | HRG1836S1P | E*1P23B+TDR+TXV | GUH97M070B3M | 23000 | 24000 | 19 | 12.3 | 8.1 | 1.91 | 63 | 60 | 212604334
COMFORT-AIRE | HRG1836S1P | 7EH30BX-0*+TDR | GUH97T070B3M | 23800 | 24000 | 19 | 12.3 | 8.5 | 2.04 | 65 | 62 | 214831124
COMFORT-AIRE | HRG1836S1P | EAC4X30B+TDR | GUH97T070B3M | 23400 | 24000 | 19 | 12.3 | 8.1 | 1.97 | 65 | 62 | 214831114
COMFORT-AIRE | HRG1836S1P | EA(C,U)1P30B+TDR+TXV | GUH97T045B3M | 23400 | 24000 | 19 | 12.3 | 8.1 | 1.93 | 65 | 62 | 214831095
COMFORT-AIRE | HRG1836S1P | E*1P23B+TDR+TXV | GUH97T045B3M | 23200 | 24000 | 19 | 12.3 | 8.1 | 1.89 | 63 | 60 | 214831093
ALLIED | 4HP18V36P | ED1P30/36B+H4TXV02 | 92G1DF045BE12 | 34400 | 36000 | 18 | 11.7 | 8.1 | 2.04 | 62 | 50 | 206906207
ALLIED | 4HP18V36P | ED1P24B+H4TXV01 | EFV12BCA | 22800 | 24000 | 18.5 | 12.3 | 8.1 | 1.83 | 65 | 62 | 206906200
ALLIED | 4HP18V36P | ED1P24B+H4TXV01 | 96G2DF070BV16 | 22800 | 24000 | 18.5 | 12 | 8.1 | 1.83 | 66 | 63 | 206906198
ALLIED | 4HP18V36P | EAH1P30B+H4TXV01 | 92G1UH030BE12 | 23400 | 24000 | 18 | 12.3 | 8.1 | 1.99 | 66 | 63 | 206906096
ALLIED | 4HP18V36P | EAH1P30A+H4TXV01 | 80G2UH070AE12 | 24000 | 24000 | 19 | 12.3 | 8.5 | 2.05 | 66 | 63 | 206906091
ARMSTRONG AIR | 4SHP18LX136P | ED1P24B+TDR+TXV | A96DS2V045B12 | 22800 | 24000 | 18.5 | 12.3 | 8.1 | 1.82 | 65 | 61 | 211632226
ARMSTRONG AIR | 4SHP18LX136P | ED1P24B+TDR+TXV | A96DF1E045B12 | 23000 | 24000 | 18 | 12.3 | 8.1 | 1.83 | 65 | 62 | 211632223
ARMSTRONG AIR | 4SHP18LX136P | EAC4X30B+TDR | A80US2V090B12* | 23600 | 24000 | 19 | 12.3 | 8.1 | 1.97 | 64 | 61 | 211632209
ARMSTRONG AIR | 4SHP18LX136P | E*1P23B+TDR+TXV | A97USMV070B12 | 23000 | 24000 | 19 | 12.3 | 8.1 | 1.9 | 63 | 59 | 211632183
ARMSTRONG AIR | 4SHP18LX136P | EAH1P30B+TDR+TXV | A96US2V070B12 | 23600 | 24000 | 19 | 12.3 | 8.5 | 2.04 | 65 | 62 | 210740435
ALLIED | 4HP18V36P | ED1P30/36C+H4TXV02 | 96G2DF090CE16 | 34400 | 36000 | 16.5 | 11.7 | 8.1 | 2.04 | 62 | 50 | 209332197
ALLIED | 4HP18V36P | EAD4X-24B+TDR | 80G1DF070BE12 | 23600 | 24000 | 18 | 12.3 | 8.5 | 2.18 | 70 | 69 | 213352554
ALLIED | 4HP18V36P | EAC4X30B+TDR | 97G2UH045BE12 | 23800 | 24000 | 17.5 | 12.3 | 8.1 | 2.06 | 66 | 63 | 213934181
ARMSTRONG AIR | 4SHP18LX136P | BCE7S36 |  | 33600 | 35600 | 19 | 11.7 | 8.5 | 2.14 | 63 | 52 | 210737934
ARMSTRONG AIR | 4SHP18LX136P | BCE7E24M*4X |  | 23600 | 24000 | 18 | 12.3 | 8.5 | 2.12 | 68 | 65 | 213307162
ARMSTRONG AIR | 4SHP18LX136P | EAH1P30B+TDR+TXV | A97US2V060B12X + TSTAT | 23600 | 24000 | 19 | 12.3 | 8.5 | 2.03 | 65 | 63 | 212595639
ARMSTRONG AIR | 4SHP18LX136P | EAC4X30B+TDR | A97USMV070B12 + TSTAT | 23400 | 24000 | 19 | 12.3 | 8.1 | 1.97 | 65 | 62 | 212595637
ARMSTRONG AIR | 4SHP18LX136P | EAH1P30B+TDR+TXV | A97US2V045B12 | 23600 | 24000 | 19 | 12.3 | 8.5 | 2.03 | 65 | 63 | 212539322
ARMSTRONG AIR | 4SHP18LX136P | EAC4X30B+TDR | A97US2V070B12 | 23400 | 24000 | 19 | 12.3 | 8.1 | 1.97 | 65 | 62 | 212539321
ARMSTRONG AIR | 4SHP18LX136P | EAH1P30B+TDR+TXV | A98USMV070B12 | 23600 | 24000 | 19 | 12.3 | 8.5 | 2.04 | 65 | 62 | 212539166
ARMSTRONG AIR | 4SHP18LX136P | E*1P23B+TDR+TXV | A98USMV070B12 | 23000 | 24000 | 19 | 12.3 | 8.1 | 1.9 | 63 | 59 | 212539154
ARMSTRONG AIR | 4SHP18LX136P | EAD4X-24B+TDR | A97DS2V070B16 | 23400 | 24000 | 18.5 | 12.3 | 8.5 | 2.16 | 70 | 69 | 214094618
ARMSTRONG AIR | 4SHP18LX136P | EAH1P30B+TDR+TXV | A97UH2E070B12 | 24000 | 24000 | 18.5 | 12.3 | 8.5 | 2.11 | 66 | 63 | 213927715
ARMSTRONG AIR | 4SHP18LX136P | EAC4X30B+TDR | A97UH2E045B12 | 23800 | 24000 | 17.5 | 12.3 | 8.1 | 2.06 | 66 | 63 | 213927712
ARMSTRONG AIR | 4SHP18LX136P | EAD4X-48C+TDR | EFV16CCA | 34200 | 36000 | 19 | 11.7 | 8.5 | 2.18 | 68 | 55 | 213352518
AIREASE | 4SHP18LX136P | ED1P24B+TDR+TXV | A97DS2V045B12 | 22800 | 24000 | 18.5 | 12.3 | 8.1 | 1.82 | 65 | 61 | 212539493
AIREASE | 4SHP18LX136P | EAD4X-24B+TDR | A93DF1E045B12 | 24000 | 24000 | 19 | 12.3 | 8.5 | 2.16 | 70 | 69 | 213352500
AIREASE | 4SHP18LX136P | EAD4X-24A+TDR | A80DS2V070A12 | 23600 | 24000 | 18.5 | 12.3 | 8.5 | 2.16 | 70 | 69 | 213352497
AIREASE | 4SHP18LX136P | EA(C,U)1P30A+TDR+TXV | A80US2V070A12 | 23400 | 24000 | 18.5 | 12.3 | 8.1 | 1.97 | 65 | 62 | 213270492
AIREASE | 4SHP18LX136P | 7EH30BX-0*+TDR | EFV08BCA | 23400 | 24000 | 17.1 | 12.3 | 8.5 | 1.99 | 65 | 63 | 214729355
AIREASE | 4SHP18LX136P | 7EH30BX-0*+TDR | A97US2V070B12 | 23600 | 24000 | 19 | 12.3 | 8.5 | 2.04 | 65 | 62 | 214729352
AIREASE | 4SHP18LX136P | 7EH30BX-0*+TDR | A80US2V090B16* | 23600 | 24000 | 19 | 12.3 | 8.5 | 2.02 | 65 | 62 | 214729335
AIREASE | 4SHP18LX136P | 7EC30BX-0*+TDR | A96US2V045B12 | 23400 | 24000 | 18.5 | 12.3 | 8.1 | 1.95 | 65 | 62 | 214729212
AIREASE | 4SHP18LX136P | 7EC30BX-0*+TDR | A96UH2E045B12 | 23800 | 24000 | 17.5 | 12.3 | 8.1 | 1.96 | 66 | 63 | 214729210
AIREASE | 4SHP18LX136P | 7EC30BX-0*+TDR | A93UH1E070B12 | 24000 | 24000 | 18.5 | 12.3 | 8.1 | 1.97 | 66 | 63 | 214729206
AC PRO | 4HP18V36P | 7ED24BX-0*+TDR | 97G2DF070BV16 | 23600 | 24000 | 19 | 12.3 | 8.5 | 2.14 | 71 | 70 | 214730331
AC PRO | 4HP18V36P | 7ED24AX-0*+TDR | 80G2DF070AE12 | 24000 | 24000 | 19 | 12.3 | 8.5 | 2.16 | 71 | 70 | 214730291
AC PRO | 4HP18V36P | 7ED24BX-0*+TDR | 96G2DF045BE12 | 24000 | 24000 | 18 | 12.3 | 8.5 | 2.16 | 71 | 70 | 214730311
AC PRO | 4HP18V36P | 7ED24BX-0*+TDR | 92G1DF045BE12 | 24000 | 24000 | 19 | 12.3 | 8.5 | 2.16 | 70 | 69 | 214730308
AC PRO | 4HP18V36P | EAC4X24B | 96G2UH030BE08 | 23200 | 24000 | 18.5 | 12.3 | 8.1 | 1.88 | 63 | 60 | 209329569
AC PRO | 4HP18V36P | EA(C,U)1P30B+H4TXV01 | 96G2UH030BE08 | 23600 | 24000 | 19 | 12.3 | 8.1 | 1.9 | 63 | 60 | 209329562
AC PRO | 4HP18V36P | EAH1P30B+H4TXV01 | EFV12BCA | 23600 | 24000 | 18.5 | 12.3 | 8.5 | 2.03 | 65 | 62 | 206905723
AC PRO | 4HP18V36P | EAH1P30B+H4TXV01 | 96G1UH070BE12 | 24000 | 24000 | 18 | 12.3 | 8.5 | 2.03 | 66 | 64 | 206905719
AC PRO | 4HP18V36P | EAH1P30B+H4TXV01 | 80G1UH070BE12 | 23800 | 24000 | 18 | 12.3 | 8.5 | 2.04 | 65 | 62 | 206905709
AC PRO | 4HP18V36P | EAH1P30A+H4TXV01 | 80G2UH070AE12L | 24000 | 24000 | 19 | 12.3 | 8.5 | 2.05 | 66 | 63 | 206905707
AC PRO | 4HP18V36P | EAC4X30B | 96G2UH070BV12 | 23400 | 24000 | 19 | 12.3 | 8.1 | 1.97 | 65 | 62 | 206905650
AIREASE | 4SHP18LX136P | ED1P24B+TDR+TXV | A96DS2V045B12 | 22800 | 24000 | 18.5 | 12.3 | 8.1 | 1.82 | 65 | 61 | 211644257
AIREASE | 4SHP18LX136P | ED1P24B+TDR+TXV | A96DF2E045B12 | 22800 | 24000 | 17.5 | 12.3 | 8.1 | 1.82 | 65 | 62 | 211644255
AIREASE | 4SHP18LX136P | ED1P24B+TDR+TXV | A80DF1E070B12 | 22600 | 24000 | 17.5 | 12.3 | 8.1 | 1.83 | 65 | 61 | 211644251
AIREASE | 4SHP18LX136P | E*1P23B+TDR+TXV | A97USMV070B12 | 23000 | 24000 | 19 | 12.3 | 8.1 | 1.9 | 63 | 59 | 211644214
AIREASE | 4SHP18LX136P | EA(C;U)1P30B+TDR+TXV | A97US2V045B12 | 23400 | 24000 | 18.5 | 12.3 | 8.1 | 1.95 | 65 | 62 | 212539393
AIREASE | 4SHP18LX136P | 7EH30BX-0*+TDR | A97UH2E070B12 | 24000 | 24000 | 18.5 | 12.3 | 8.5 | 2.11 | 66 | 63 | 214729348
AIREASE | 4SHP18LX136P | 7EH30BX-0*+TDR | A96US2V070B12 | 23600 | 24000 | 19 | 12.3 | 8.5 | 2.04 | 65 | 62 | 214729345
AIREASE | 4SHP18LX136P | 7EH30BX-0*+TDR | A96UH2E045B12 | 24000 | 24000 | 18 | 12.3 | 8.5 | 2.02 | 66 | 63 | 214729342
AIREASE | 4SHP18LX136P | 7EH30AX-0*+TDR | A80UH1E060A12X | 23800 | 24000 | 19 | 12.3 | 8.5 | 2.04 | 65 | 63 | 214729326
AIREASE | 4SHP18LX136P | 7EC30BX-0*+TDR | A97US2V045B12 | 23400 | 24000 | 18.5 | 12.3 | 8.1 | 1.95 | 65 | 62 | 214729218
AIREASE | 4SHP18LX136P | 7EC30BX-0*+TDR | A97UH2E045B12 | 23800 | 24000 | 17.5 | 12.3 | 8.1 | 2.06 | 66 | 63 | 214729215
AIREASE | 4SHP18LX136P | 7EC30BX-0*+TDR | A80UH2E090B12 | 24000 | 24000 | 18.5 | 12.3 | 8.1 | 1.97 | 66 | 63 | 214729199
AIREASE | 4SHP18LX136P | EAH1P30B+TDR+TXV | A96UH1E045B12 | 24000 | 24000 | 18.5 | 12.3 | 8.5 | 2.02 | 66 | 64 | 211644249
AIREASE | 4SHP18LX136P | EAH1P30B+TDR+TXV | A80US2V090B16* | 23600 | 24000 | 19 | 12.3 | 8.5 | 2.02 | 65 | 62 | 211644247
AIREASE | 4SHP18LX136P | EA(C,U)1P30B+TDR+TXV | A97USMV070B12 | 23400 | 24000 | 19 | 12.3 | 8.1 | 1.97 | 65 | 62 | 211644229
AIREASE | 4SHP18LX136P | EA(C;U)1P30B+TDR+TXV | A97US2V070B12 | 23400 | 24000 | 19 | 12.3 | 8.1 | 1.97 | 65 | 62 | 212539395
AIREASE | 4SHP18LX136P | 7EH48CX-0*+TDR | A93UH1E110C16 | 34400 | 33800 | 18.5 | 11.7 | 8.5 | 2.12 | 65 | 54 | 214729423
AIREASE | 4SHP18LX136P | 7EH30BX-0*+TDR | A96UH1E045B12 | 24000 | 24000 | 18.5 | 12.3 | 8.5 | 2.02 | 66 | 64 | 214729340
AIREASE | 4SHP18LX136P | 7EH30BX-0*+TDR | A93UH1E045B12 | 24000 | 24000 | 19 | 12.3 | 8.5 | 2.03 | 66 | 63 | 214729337
AIREASE | 4SHP18LX136P | EAC4X30A+TDR | A80UH2E070A12 | 23800 | 24000 | 18.5 | 12.3 | 8.1 | 1.99 | 66 | 63 | 210822040
AIREASE | 4SHP18LX136P | EA(C;U)1P30B+TDR+TXV | A93UH1E070B12 | 24000 | 24000 | 18.5 | 12.3 | 8.1 | 1.97 | 66 | 63 | 210821979
AIREASE | 4SHP18LX136P | EA(C;U)1P30B+TDR+TXV | A93UH1E045B12 | 23800 | 24000 | 18.5 | 12.3 | 8.1 | 1.96 | 66 | 63 | 210821977
AIREASE | 4SHP18LX136P | E*1P23B+TDR+TXV | A96UH2E045B12 | 23400 | 24000 | 17.5 | 12.3 | 8.1 | 1.91 | 64 | 61 | 210821907
AIREASE | 4SHP18LX136P | E*1P23A+TDR+TXV | A80US2V060A12X | 23200 | 24000 | 19 | 12.3 | 8.1 | 1.92 | 63 | 59 | 210821896
AIREASE | 4SHP18LX136P | E*1P23A+TDR+TXV | A80UH2E045A12 | 22800 | 24000 | 18 | 12.3 | 8.1 | 1.9 | 62 | 59 | 210821891
AIREASE | 4SHP18LX136P | BCE5E30M*4X |  | 24000 | 24000 | 17.5 | 12.3 | 8.5 | 2 | 66 | 64 | 210821874
AIREASE | 4SHP18LX136P | BCE5C18M*1P+TXV |  | 22000 | 24000 | 17.1 | 12.3 | 8.5 | 1.94 | 64 | 61 | 210821868
AIREASE | 4SHP18LX136P | ED1P30/36B+TDR+TXV | A80DF1E070B12 | 34200 | 34600 | 18 | 11.7 | 8.1 | 2.04 | 64 | 51 | 210821834
ALLIED | 4HP18V36P | 7ED24BX-0*+TDR | 92G1DF070BE12 | 24000 | 24000 | 19 | 12.3 | 8.5 | 2.16 | 70 | 69 | 214730316
ALLIED | 4HP18V36P | 7ED48CX-0*+TDR | EFV16CCA | 34200 | 36000 | 19 | 11.7 | 8.5 | 2.18 | 68 | 55 | 214730356
ALLIED | 4HP18V36P | 7ED48CX-0*+TDR | 96G1DF090CE16 | 34200 | 36000 | 18.5 | 11.7 | 8.5 | 2.18 | 68 | 55 | 214730353
AC PRO | 4HP18V36P | EAH1P48C+TDR+TXV | 92G1UH110CE16 | 34400 | 33800 | 18.5 | 11.7 | 8.5 | 2.12 | 65 | 54 | 212607755
AC PRO | 4HP18V36P | EAC4X24B+TDR | 97G2UH030BE08 | 23200 | 24000 | 18.5 | 12.3 | 8.1 | 1.88 | 63 | 60 | 214091889
AC PRO | 4HP18V36P | EAC4X30B+TDR | 97G2UH070BV12 | 23400 | 24000 | 19 | 12.3 | 8.1 | 1.97 | 65 | 62 | 214100157
AC PRO | 4HP18V36P | EAD4X-24B+TDR | 97G2DF070BE16 | 23800 | 24000 | 18 | 12.3 | 8.5 | 2.16 | 71 | 70 | 213934227
ALLIED | 4HP18V36P | EAH1P30A+TDR+TXV | 80G1UH070AE12 | 23600 | 24000 | 18.5 | 12.3 | 8.5 | 2.05 | 65 | 65 | 212523813
ALLIED | 4HP18V36P | EAC4X30B | 96G2UH030BE08 | 23600 | 24000 | 19 | 12.3 | 8.1 | 1.9 | 63 | 60 | 209329630
ALLIED | 4HP18V36P | EAC4X30B | 80G2UH090BE12 | 24000 | 24000 | 18.5 | 12.3 | 8.1 | 1.97 | 66 | 63 | 206906024
ALLIED | 4HP18V36P | EAC4X30B | 92G1UH045BE12 | 23800 | 24000 | 18.5 | 12.3 | 8.1 | 1.96 | 66 | 63 | 206906026
ALLIED | 4HP18V36P | 7EC30AX-0*+TDR | 80G2UH070AE12 | 23800 | 24000 | 18.5 | 12.3 | 8.1 | 1.97 | 66 | 63 | 214729621
ALLIED | 4HP18V36P | 7EC30BX-0*+TDR | 96G2UH070BV12 | 23400 | 24000 | 19 | 12.3 | 8.1 | 1.97 | 65 | 62 | 214729636
ALLIED | 4HP18V36P | 7EC30BX-0*+TDR | 97G2UH045BE12 | 23800 | 24000 | 17.5 | 12.3 | 8.1 | 2.06 | 66 | 63 | 214729638
ALLIED | 4HP18V36P | 7EC30BX-0*+TDR | 97G2UH070BV12 | 23400 | 24000 | 19 | 12.3 | 8.1 | 1.97 | 65 | 62 | 214729641
ALLIED | 4HP18V36P | 7EH30AX-0*+TDR | 80G1UH040AE12X | 23800 | 24000 | 19 | 12.3 | 8.5 | 2.04 | 65 | 63 | 214729679
ALLIED | 4HP18V36P | 7EH30AX-0*+TDR | 80G1UH060AE12X | 23800 | 24000 | 19 | 12.3 | 8.5 | 2.04 | 65 | 63 | 214729681
ALLIED | 4HP18V36P | 7EH30BX-0*+TDR | 96G2UH070BV12 | 23800 | 24000 | 19 | 12.3 | 8.5 | 2.04 | 65 | 62 | 214729699
ALLIED | 4HP18V36P | 7EH30BX-0*+TDR | 97G2UH045BE12 | 24000 | 24000 | 18 | 12.3 | 8.5 | 2.11 | 66 | 63 | 214729701
ALLIED | 4HP18V36P | 7EH30BX-0*+TDR | 97G2UH070BV12 | 23800 | 24000 | 19 | 12.3 | 8.5 | 2.04 | 65 | 62 | 214729704
ALLIED | 4HP18V36P | BCE5C24M*4X |  | 23000 | 24000 | 16.5 | 12.3 | 8.1 | 1.84 | 67 | 64 | 206905836
ALLIED | 4HP18V36P | BCE5V18M |  | 23400 | 24000 | 18.5 | 12.3 | 8.5 | 2.04 | 66 | 63 | 206905843
CONCORD | 4HP18V36P | E*1P23B+H4TXV01 | 92G1UH070BE12 | 23400 | 24000 | 19 | 12.3 | 8.1 | 1.92 | 64 | 60 | 206906248
CONCORD | 4HP18V36P | E*1P23B+H4TXV01 | EFV12BCA | 23000 | 24000 | 17.5 | 12.3 | 8.1 | 1.92 | 63 | 60 | 206906257
CONCORD | 4HP18V36P | EA(C,U)1P30A+H4TXV01 | 80G2UH070AE12 | 23800 | 24000 | 18.5 | 12.3 | 8.1 | 1.97 | 66 | 63 | 206906313
CONCORD | 4HP18V36P | EA(C,U)1P30B+H4TXV01 | 96G1UH045BE12 | 23800 | 24000 | 17.5 | 12.3 | 8.1 | 1.96 | 66 | 63 | 206906325
CONCORD | 4HP18V36P | EAC4X30A | 80G2UH070AE12L | 23800 | 24000 | 18.5 | 12.3 | 8.1 | 1.97 | 66 | 63 | 206906406
CONCORD | 4HP18V36P | EAC4X30B | 92G1UH045BE12 | 23800 | 24000 | 18.5 | 12.3 | 8.1 | 1.96 | 66 | 63 | 206906411
CONCORD | 4HP18V36P | EAC4X30B | 96G2UH070BV12 | 23400 | 24000 | 19 | 12.3 | 8.1 | 1.97 | 65 | 62 | 206906420
CONCORD | 4HP18V36P | EAC4X30B | EFV12BCA | 23400 | 24000 | 17.5 | 12.3 | 8.1 | 1.98 | 65 | 62 | 206906422
CONCORD | 4HP18V36P | EAH1P30A+H4TXV01 | 80G2UH070AV12* | 23800 | 24000 | 19 | 12.3 | 8.5 | 2.05 | 65 | 62 | 206906478
CONCORD | 4HP18V36P | EAH1P30B+H4TXV01 | 92G1UH030BE12 | 23400 | 24000 | 18 | 12.3 | 8.1 | 1.99 | 66 | 63 | 206906481
CONCORD | 4HP18V36P | EAH1P30B+H4TXV01 | EFV08BCA | 23400 | 24000 | 17.1 | 12.3 | 8.5 | 1.99 | 65 | 63 | 206906492
AIREASE | 4SHP18LX136P | 7EC30BX-0*+TDR | A97US2V040B12X + TSTAT | 23400 | 24000 | 19 | 12.3 | 8.1 | 1.98 | 65 | 62 | 214784678
CONCORD | 4HP18V36P | 7EH48CX-0*+TDR | 92G1UH110CE16 | 34400 | 33800 | 18.5 | 11.7 | 8.5 | 2.12 | 65 | 54 | 214730597
ARMSTRONG AIR | 4SHP18LX136P | 7EH30AX-0*+TDR | A80UH1E040A12X | 23800 | 24000 | 19 | 12.3 | 8.5 | 2.06 | 65 | 63 | 214729993
ARMSTRONG AIR | 4SHP18LX136P | 7EH30BX-0*+TDR | A96UH1E045B12 | 24000 | 24000 | 18.5 | 12.3 | 8.5 | 2.02 | 66 | 64 | 214730009
ARMSTRONG AIR | 4SHP18LX136P | 7EH30BX-0*+TDR | A96UH2E070B12 | 24000 | 24000 | 18 | 12.3 | 8.5 | 2.02 | 66 | 63 | 214730012
ARMSTRONG AIR | 4SHP18LX136P | 7EH30BX-0*+TDR | A97UH2E070B12 | 24000 | 24000 | 18.5 | 12.3 | 8.5 | 2.11 | 66 | 63 | 214730017
ARMSTRONG AIR | 4SHP18LX136P | ED1P30/36B+TDR+TXV | A93DF1E045B12 | 34400 | 34600 | 18 | 11.7 | 8.1 | 2.04 | 65 | 52 | 210738756
ARMSTRONG AIR | 4SHP18LX136P | BCE7S30M*4X |  | 23400 | 24000 | 19 | 12.3 | 8.5 | 2.15 | 67 | 64 | 210739951
ARMSTRONG AIR | 4SHP18LX136P | E*1P23A+TDR+TXV | A80UH2E045A12 | 22800 | 24000 | 18 | 12.3 | 8.1 | 1.9 | 62 | 59 | 210739970
ARMSTRONG AIR | 4SHP18LX136P | EA(C;U)1P30A+TDR+TXV | A80UH1E040A12X | 23800 | 24000 | 18.5 | 12.3 | 8.1 | 1.96 | 66 | 63 | 210740116
ALLIED | 4HP18V36P | EA(C,U)1P30A+H4TXV01 | 80G2UH070AV12* | 23600 | 24000 | 18.5 | 12.3 | 8.1 | 1.98 | 65 | 62 | 206905930
ALLIED | 4HP18V36P | EA(C,U)1P30B+TDR+TXV | 97G2UH045BV12 | 23400 | 24000 | 19 | 12.3 | 8.1 | 1.93 | 65 | 62 | 214100164
ALLIED | 4HP18V36P | EAH1P30B+TDR+TXV | 97G2UH045BV12 | 23600 | 24000 | 19 | 12.3 | 8.5 | 2.03 | 65 | 63 | 214100170
ALLIED | 4HP18V36P | EAH1P30B+TDR+TXV | 97G2UH045BE12 | 24000 | 24000 | 18 | 12.3 | 8.5 | 2.11 | 66 | 63 | 213934183
CONCORD | 4HP18V60P | EAD4X-50/60C+TDR | 80G1DF110CE20 | 47500 | 48000 | 17.1 | 12.3 | 8.5 | 2.22 | 72 | 57 | 213352613
CONCORD | 4HP18V36P | BCE5V36M |  | 34000 | 34800 | 19 | 11.7 | 8.5 | 2.16 | 63 | 52 | 206905447
CONCORD | 4HP18V36P | EA(C,U)1P30B+TDR+TXV | 97G2UH030BE08 | 23600 | 24000 | 19 | 12.3 | 8.1 | 1.9 | 63 | 60 | 214091882
CONCORD | 4HP18V36P | EAC4X30B+TDR | 97G2UH045BV12 | 23400 | 24000 | 19 | 12.3 | 8.1 | 1.96 | 65 | 62 | 214100144
CONCORD | 4HP18V36P | EAH1P30B+TDR+TXV | 97G2UH070BV12 | 23800 | 24000 | 19 | 12.3 | 8.5 | 2.04 | 65 | 62 | 214100147
CONCORD | 4HP18V36P | EAD4X-48C+TDR | EFV16CCA | 34200 | 36000 | 19 | 11.7 | 8.5 | 2.18 | 68 | 55 | 213352594
CONCORD | 4HP18V36P | EAH1P30B+TDR+TXV | 97G2UH070BE12 | 24000 | 24000 | 18.5 | 12.3 | 8.5 | 2.11 | 66 | 63 | 213934152
CONCORD | 4HP18V36P | EAD4X-24B+TDR | 92G1DF045BE12 | 24000 | 24000 | 19 | 12.3 | 8.5 | 2.16 | 70 | 69 | 213352539
CONCORD | 4HP18V36P | E*1P23B+H4TXV01 | 96G2UH070BE12 | 23400 | 24000 | 17.5 | 12.3 | 8.1 | 1.91 | 64 | 61 | 209329504
CONCORD | 4HP18V36P | EAC4X30B | 96G2UH030BE08 | 23600 | 24000 | 19 | 12.3 | 8.1 | 1.9 | 63 | 60 | 209329527
CONCORD | 4HP18V36P | BCE5C18M*4X |  | 22000 | 24000 | 17.1 | 12.3 | 8.5 | 1.94 | 64 | 61 | 206906219
CONCORD | 4HP18V36P | BCE7E24M |  | 23200 | 24000 | 18 | 12.3 | 8.5 | 2.1 | 66 | 63 | 206906233
ALLIED | 4HP18V36P | 7EC24BX-0*+TDR | 96G2UH030BE08 | 23200 | 24000 | 18.5 | 12.3 | 8.1 | 1.88 | 63 | 60 | 214729583
ALLIED | 4HP18V36P | 7EC30AX-0*+TDR | 80G2UH070AV12* | 23600 | 24000 | 18.5 | 12.3 | 8.1 | 1.98 | 65 | 62 | 214729623
ALLIED | 4HP18V36P | 7EC30BX-0*+TDR | 97G2UH045BV12 | 23400 | 24000 | 19 | 12.3 | 8.1 | 1.96 | 65 | 62 | 214729639
ALLIED | 4HP18V36P | 7EC30BX-0*+TDR | EFV12BCA | 23400 | 24000 | 17.5 | 12.3 | 8.1 | 1.98 | 65 | 62 | 214729643
ALLIED | 4HP18V36P | 7EH30AX-0*+TDR | 80G2UH045AE12 | 23400 | 23800 | 18.5 | 12.3 | 8.5 | 2.05 | 65 | 62 | 214729683
ALLIED | 4HP18V36P | 7EH30BX-0*+TDR | 80G1UH070BE12 | 23800 | 24000 | 18 | 12.3 | 8.5 | 2.04 | 65 | 62 | 214729687
ALLIED | 4HP18V36P | 7EH30BX-0*+TDR | 97G2UH070BE12 | 24000 | 24000 | 18.5 | 12.3 | 8.5 | 2.11 | 66 | 63 | 214729703
CONCORD | 4HP18V36P | 7ED24BX-0*+TDR | 97G2DF045BE12 | 24000 | 24000 | 18 | 12.3 | 8.5 | 2.16 | 71 | 70 | 214730323
CONCORD | 4HP18V36P | 7ED24BX-0*+TDR | 96G1DF045BE12 | 24000 | 24000 | 18.5 | 12.3 | 8.5 | 2.16 | 70 | 69 | 214730303
CONCORD | 4HP18V36P | 7ED24BX-0*+TDR | EFV12BCA | 23400 | 24000 | 19 | 12.3 | 8.5 | 2.18 | 70 | 68 | 214730306
CONCORD | 4HP18V36P | EA(C,U)1P24B+TDR+TXV | 97G2UH030BE08 | 23200 | 24000 | 18.5 | 12.3 | 8.1 | 1.88 | 63 | 60 | 214091881
CONCORD | 4HP18V36P | EAH1P30B+TDR+TXV | 97G2UH045BV12 | 23600 | 24000 | 19 | 12.3 | 8.5 | 2.03 | 65 | 63 | 214100146
CONCORD | 4HP18V36P | EAD4X-48C+TDR | 96G1DF090CE16 | 34200 | 36000 | 18.5 | 11.7 | 8.5 | 2.18 | 68 | 55 | 213352591
CONCORD | 4HP18V36P | EAH1P30B+TDR+TXV | 97G2UH045BE12 | 24000 | 24000 | 18 | 12.3 | 8.5 | 2.11 | 66 | 63 | 213934150
CONCORD | 4HP18V36P | EAD4X-24B+TDR | 80G1DF070BE12 | 23600 | 24000 | 18 | 12.3 | 8.5 | 2.18 | 70 | 69 | 213352538
CONCORD | 4HP18V36P | ED1P30/36B+TDR+TXV | EFV12BCA | 33800 | 36000 | 17.1 | 11.7 | 8.1 | 2.06 | 61 | 49 | 212523818
CONCORD | 4HP18V36P | E*1P23B+H4TXV01 | 96G2UH045BE12 | 23400 | 24000 | 17.5 | 12.3 | 8.1 | 1.91 | 64 | 61 | 209329502
CONCORD | 4HP18V36P | EA(C,U)1P24B+H4TXV01 | 96G2UH030BE08 | 23200 | 24000 | 18.5 | 12.3 | 8.1 | 1.88 | 63 | 60 | 209329506
CONCORD | 4HP18V36P | BCE7E18M |  | 23200 | 24000 | 19 | 12.3 | 8.5 | 2.03 | 64 | 61 | 206906232
CONCORD | 4HP18V36P | E*1P23A+H4TXV01 | 80G2UH070AV12* | 23200 | 24000 | 19 | 12.3 | 8.1 | 1.92 | 63 | 60 | 206906243
CONCORD | 4HP18V36P | 7ED24BX-0*+TDR | 92G1DF045BE12 | 24000 | 24000 | 19 | 12.3 | 8.5 | 2.16 | 70 | 69 | 214730301
CONCORD | 4HP18V36P | 7ED24BX-0*+TDR | EFV08BCA | 23000 | 24000 | 17.5 | 12.3 | 8.5 | 2.14 | 70 | 69 | 214730305
CONCORD | 4HP18V36P | 7EC24BX-0*+TDR | 96G2UH030BE08 | 23200 | 24000 | 18.5 | 12.3 | 8.1 | 1.88 | 63 | 60 | 214730382
ARMSTRONG AIR | 4SHP18LX136P | EAC4X30A+TDR | A80UH1E060A12X | 23800 | 24000 | 18.5 | 12.3 | 8.1 | 1.96 | 66 | 63 | 210740289
ARMSTRONG AIR | 4SHP18LX136P | EAH1P30A+TDR+TXV | A80UH2E045A12 | 23400 | 24000 | 18.5 | 12.3 | 8.5 | 2.05 | 64 | 61 | 210740387
ARMSTRONG AIR | 4SHP18LX136P | EAH1P30A+TDR+TXV | A80UH2E070A12 | 24000 | 24000 | 19 | 12.3 | 8.5 | 2.06 | 66 | 63 | 210740391
ARMSTRONG AIR | 4SHP18LX136P | EAH1P30B+TDR+TXV | A93UH1E030B12 | 23400 | 24000 | 18 | 12.3 | 8.1 | 1.99 | 66 | 63 | 210740403
ARMSTRONG AIR | 4SHP18LX136P | E*1P23B+TDR+TXV | A97UH2E070B12 | 23400 | 24000 | 18.5 | 12.3 | 8.1 | 2.01 | 64 | 61 | 213927705
ARMSTRONG AIR | 4SHP18LX136P | EA(C,U)1P30B+TDR+TXV | A97UH2E045B12 | 23800 | 24000 | 17.5 | 12.3 | 8.1 | 2.06 | 66 | 63 | 213927708
ARMSTRONG AIR | 4SHP18LX136P | EA(C,U)1P30B+TDR+TXV | A97UH2E030B08 | 23600 | 24000 | 19 | 12.3 | 8.1 | 2.2 | 63 | 45 | 214091900
ARMSTRONG AIR | 4SHP18LX136P | EAD4X-24B+TDR | A97DF2E045B12 | 23800 | 24000 | 18 | 12.3 | 8.5 | 2.22 | 71 | 72 | 213927728
ARMSTRONG AIR | 4SHP18LX136P | E*1P23B+TDR+TXV | A97US2V040B12X + TSTAT | 23000 | 24000 | 19 | 12.3 | 8.1 | 1.91 | 63 | 60 | 212595623
ARMSTRONG AIR | 4SHP18LX136P | EAD4X-24B+TDR | A93DF1E070B12 | 24000 | 24000 | 19 | 12.3 | 8.5 | 2.16 | 70 | 69 | 213352488
ARMSTRONG AIR | 4SHP18LX136P | EAD4X-24B+TDR | A96DS2V045B12 | 23600 | 24000 | 19 | 12.3 | 8.5 | 2.18 | 70 | 69 | 213352491
ARMSTRONG AIR | 4SHP18LX136P | BCE7S36M*4X + TSTAT |  | 33600 | 35600 | 19 | 11.7 | 8.5 | 2.12 | 63 | 52 | 213249357
ARMSTRONG AIR | 4SHP18LX136P | EAC4X30A+TDR | A80US2V070A12 | 23400 | 24000 | 18.5 | 12.3 | 8.1 | 1.97 | 65 | 62 | 213270490
ARMSTRONG AIR | 4SHP18LX160P | BCE7S48 |  | 46000 | 48000 | 18 | 11.7 | 8.1 | 2.08 | 68 | 56 | 210727716
ARMSTRONG AIR | 4SHP18LX136P | EA(C;U)1P30B+TDR+TXV | A96US2V070B12 | 23400 | 24000 | 19 | 12.3 | 8.1 | 1.97 | 65 | 62 | 210740184
ARMSTRONG AIR | 4SHP18LX136P | EAC4X30B+TDR | A93UH1E070B12 | 24000 | 24000 | 18.5 | 12.3 | 8.1 | 1.97 | 66 | 63 | 210740328
ARMSTRONG AIR | 4SHP18LX136P | EAH1P30B+TDR+TXV | A80UH2E090B12 | 23400 | 24000 | 18.5 | 12.3 | 8.5 | 1.98 | 66 | 63 | 210740399
ARMSTRONG AIR | 4SHP18LX136P | EAH1P30B+TDR+TXV | A93UH1E045B12 | 24000 | 24000 | 19 | 12.3 | 8.5 | 2.03 | 66 | 63 | 210740407
ARMSTRONG AIR | 4SHP18LX136P | EAH1P30B+TDR+TXV | A96UH1E030B12 | 23400 | 24000 | 17.5 | 12.3 | 8.5 | 1.99 | 66 | 63 | 210740415
ARMSTRONG AIR | 4SHP18LX136P | E*1P23B+TDR+TXV | A80US2V090B16* | 23000 | 24000 | 18.5 | 12.3 | 8.1 | 1.9 | 63 | 60 | 211632178
ARMSTRONG AIR | 4SHP18LX136P | E*1P23B+TDR+TXV | A96UH1E045B12 | 23400 | 24000 | 18 | 12.3 | 8.1 | 1.9 | 64 | 61 | 211632181
ARMSTRONG AIR | 4SHP18LX136P | EA(C,U)1P30B+TDR+TXV | A97USMV070B12 | 23400 | 24000 | 19 | 12.3 | 8.1 | 1.97 | 65 | 62 | 211632198
ARMSTRONG AIR | 4SHP18LX136P | EAH1P30B+TDR+TXV | A96UH1E045B12 | 24000 | 24000 | 18.5 | 12.3 | 8.5 | 2.02 | 66 | 64 | 211632218
ARMSTRONG AIR | 4SHP18LX136P | ED1P24B+TDR+TXV | A96DF2E045B12 | 22800 | 24000 | 17.5 | 12.3 | 8.1 | 1.82 | 65 | 62 | 211632224
ARMSTRONG AIR | 4SHP18LX136P | 7EH30AX-0*+TDR | A80UH2E045A12 | 23400 | 24000 | 18.5 | 12.3 | 8.5 | 2.05 | 64 | 61 | 214729997
ARMSTRONG AIR | 4SHP18LX136P | 7EH30BX-0*+TDR | A80UH1E070B12 | 23800 | 24000 | 18 | 12.3 | 8.5 | 2.04 | 65 | 62 | 214729999
DUCANE | 4HP18V36P | EA(C,U)1P30B+H4TXV01 | 96G2UH030BE08 | 23600 | 24000 | 19 | 12.3 | 8.1 | 1.9 | 63 | 60 | 209329465
DUCANE | 4HP18V36P | EAC4X30B | 96G2UH070BE12 | 23800 | 24000 | 17.1 | 12.3 | 8.1 | 1.96 | 66 | 63 | 209329480
AC PRO | 4HP18V36P | BCE7E18M |  | 23200 | 24000 | 19 | 12.3 | 8.5 | 2.03 | 64 | 61 | 206905462
AC PRO | 4HP18V36P | BCE7E24M |  | 23200 | 24000 | 18 | 12.3 | 8.5 | 2.1 | 66 | 63 | 206905463
AC PRO | 4HP18V36P | E*1P23B+H4TXV01 | 96G2UH070BV12 | 23200 | 24000 | 19 | 12.3 | 8.1 | 1.91 | 63 | 60 | 206905485
AC PRO | 4HP18V36P | EA(C,U)1P30B+H4TXV01 | 96G1UH045BE12 | 23800 | 24000 | 17.5 | 12.3 | 8.1 | 1.96 | 66 | 63 | 206905555
AC PRO | 4HP18V36P | EAC4X30A | 80G1UH060AE12X | 23800 | 24000 | 18.5 | 12.3 | 8.1 | 1.96 | 66 | 63 | 206905633
AC PRO | 4HP18V36P | EAC4X30A | 80G2UH070AE12L | 23800 | 24000 | 18.5 | 12.3 | 8.1 | 1.97 | 66 | 63 | 206905636
AC PRO | 4HP18V36P | EAC4X30B | 92G1UH045BE12 | 23800 | 24000 | 18.5 | 12.3 | 8.1 | 1.96 | 66 | 63 | 206905641
AC PRO | 4HP18V36P | EAC4X30B | 96G2UH045BV12 | 23400 | 24000 | 18.5 | 12.3 | 8.1 | 1.96 | 65 | 62 | 206905649
AC PRO | 4HP18V36P | EAH1P30B+H4TXV01 | 80G2UH090BE12 | 23400 | 24000 | 18.5 | 12.3 | 8.5 | 1.98 | 66 | 63 | 206905710
AC PRO | 4HP18V36P | EAH1P30B+H4TXV01 | 96G1UH030BE08 | 23400 | 24000 | 17.5 | 12.3 | 8.5 | 1.99 | 66 | 63 | 206905717
AC PRO | 4HP18V36P | EAH1P30B+H4TXV01 | 96G1UH045BE12 | 24000 | 24000 | 18.5 | 12.3 | 8.5 | 2.03 | 66 | 64 | 206905718
AC PRO | 4HP18V36P | EAH1P30B+H4TXV01 | 96G2UH070BV12 | 23800 | 24000 | 19 | 12.3 | 8.5 | 2.04 | 65 | 62 | 206905721
AC PRO | 4HP18V36P | EAH1P30B+H4TXV01 | 96G2UH045BE12 | 24000 | 24000 | 18 | 12.3 | 8.5 | 2.02 | 66 | 63 | 209329588
AC PRO | 4HP18V36P | ED1P24B+H4TXV01 | 96G2DF070BE16 | 22800 | 24000 | 17.1 | 12.3 | 8.1 | 1.82 | 65 | 62 | 209329600
AC PRO | 4HP18V36P | 7EH30AX-0*+TDR | 80G1UH045AE12 | 23800 | 24000 | 18.5 | 12.3 | 8.5 | 2.04 | 65 | 63 | 214729029
AC PRO | 4HP18V36P | 7EH30AX-0*+TDR | 80G2UH045AE12 | 23400 | 23800 | 18.5 | 12.3 | 8.5 | 2.05 | 65 | 62 | 214729032
AC PRO | 4HP18V36P | 7EH30BX-0*+TDR | 97G2UH045BE12 | 24000 | 24000 | 18 | 12.3 | 8.5 | 2.11 | 66 | 63 | 214729050
AC PRO | 4HP18V36P | 7EH30BX-0*+TDR | 97G2UH070BE12 | 24000 | 24000 | 18.5 | 12.3 | 8.5 | 2.11 | 66 | 63 | 214729052
AIREASE | 4SHP18LX136P | E*1P23B+TDR+TXV | A80US2V090B16* | 23000 | 24000 | 18.5 | 12.3 | 8.1 | 1.9 | 63 | 60 | 211644209
AIREASE | 4SHP18LX136P | 7EH30BX-0*+TDR | A97US2V060B12X + TSTAT | 23600 | 24000 | 19 | 12.3 | 8.5 | 2.03 | 65 | 63 | 214784685
AIREASE | 4SHP18LX136P | EAD4X-24B+TDR | A97DS2V045B12 | 23400 | 24000 | 19 | 12.3 | 8.5 | 2.18 | 70 | 69 | 214094619
AIREASE | 4SHP18LX136P | E*1P23B+TDR+TXV | A97UH2E045B12 | 23400 | 24000 | 17.5 | 12.3 | 8.1 | 2.01 | 64 | 61 | 213927716
AIREASE | 4SHP18LX136P | EAD4X-48C+TDR | A96DF1E090C16 | 34200 | 36000 | 18.5 | 11.7 | 8.5 | 2.18 | 68 | 55 | 213352522
AIREASE | 4SHP18LX136P | EAD4X-24B+TDR | A96DF2E045B12 | 24000 | 24000 | 18 | 12.3 | 8.5 | 2.16 | 71 | 70 | 213352503
AIREASE | 4SHP18LX136P | EAD4X-24B+TDR | A96DS2V045B12 | 23600 | 24000 | 19 | 12.3 | 8.5 | 2.18 | 70 | 69 | 213352504
AIREASE | 4SHP18LX136P | 7EC30AX-0*+TDR | A80UH2E070A12 | 23800 | 24000 | 18.5 | 12.3 | 8.1 | 1.99 | 66 | 63 | 214729195
AIREASE | 4SHP18LX136P | 7EC30AX-0*+TDR | A80US2V070A12 | 23400 | 24000 | 18.5 | 12.3 | 8.1 | 1.97 | 65 | 62 | 214729197
AIREASE | 4SHP18LX136P | 7EC30BX-0*+TDR | A96UH2E070B12 | 23800 | 24000 | 17.1 | 12.3 | 8.1 | 1.96 | 66 | 63 | 214729211
AIREASE | 4SHP18LX136P | 7EC30BX-0*+TDR | A97UH2E030B08 | 23600 | 24000 | 19 | 12.3 | 8.1 | 2.2 | 63 | 45 | 214729214
AIREASE | 4SHP18LX136P | 7EC30BX-0*+TDR | A97US2V040B12X | 23400 | 24000 | 19 | 12.3 | 8.1 | 1.96 | 65 | 62 | 214729217
AIREASE | 4SHP18LX136P | E*1P23B+TDR+TXV | A96UH1E030B12 | 22600 | 24000 | 18.5 | 12.3 | 8.1 | 1.87 | 62 | 59 | 211644211
AIREASE | 4SHP18LX136P | BCE5V36M*4X |  | 34200 | 34800 | 19 | 11.7 | 8.5 | 2.16 | 63 | 52 | 210821457
AIREASE | 4SHP18LX136P | BCE5V42M*4X |  | 34400 | 35000 | 17.5 | 11.7 | 8.5 | 2.18 | 63 | 52 | 210821458
AIREASE | 4SHP18LX136P | ED1P30/36B+TDR+TXV | A80DF1E090B16 | 34600 | 34600 | 17.1 | 12 | 8.1 | 2.06 | 64 | 52 | 210821836
AIREASE | 4SHP18LX136P | ED1P30/36C+TDR+TXV | EFV16CCA | 33400 | 34600 | 17.5 | 12 | 8.1 | 2.08 | 63 | 51 | 210821862
AIREASE | 4SHP18LX136P | BCE5C24M*1P+TXV |  | 23000 | 24000 | 16.5 | 12.3 | 8.5 | 1.84 | 67 | 64 | 210821870
AIREASE | 4SHP18LX136P | BCE5E24M*4X |  | 23000 | 24000 | 17.5 | 12.3 | 8.1 | 1.85 | 63 | 62 | 210821873
AIREASE | 4SHP18LX136P | E*1P23B+TDR+TXV | A80UH2E090B12 | 23400 | 24000 | 19 | 12.3 | 8.1 | 1.91 | 64 | 60 | 210821899
AIREASE | 4SHP18LX136P | E*1P23B+TDR+TXV | A93UH1E045B12 | 23400 | 24000 | 18.5 | 12.3 | 8.1 | 1.92 | 64 | 61 | 210821903
AIREASE | 4SHP18LX136P | E*1P23B+TDR+TXV | EFV08BCA | 22600 | 24000 | 16.5 | 12.3 | 8.1 | 1.88 | 64 | 60 | 210821916
AIREASE | 4SHP18LX136P | EA(C;U)1P30B+TDR+TXV | A96US2V045B12 | 23400 | 24000 | 18.5 | 12.3 | 8.1 | 1.95 | 65 | 62 | 210821988
AIREASE | 4SHP18LX136P | EA(C;U)1P30B+TDR+TXV | EFV12BCA | 23400 | 24000 | 17.5 | 12.3 | 8.1 | 1.98 | 65 | 62 | 210821996
AIREASE | 4SHP18LX136P | EAC4X30A+TDR | A80UH1E070A12 | 23600 | 24000 | 17.5 | 12.3 | 8.1 | 1.96 | 65 | 62 | 210822036
AIREASE | 4SHP18LX136P | EAC4X30B+TDR | A80UH2E090B12 | 24000 | 24000 | 18.5 | 12.3 | 8.1 | 1.97 | 66 | 63 | 210822045
AIREASE | 4SHP18LX136P | EAH1P30A+TDR+TXV | A80UH1E040A12X | 23800 | 24000 | 19 | 12.3 | 8.5 | 2.06 | 65 | 63 | 210822069
AIREASE | 4SHP18LX136P | EAH1P30B+TDR+TXV | A96UH2E045B12 | 24000 | 24000 | 18 | 12.3 | 8.5 | 2.02 | 66 | 63 | 210822095
AIREASE | 4SHP18LX136P | EAH1P30B+TDR+TXV | EFV12BCA | 23600 | 24000 | 18.5 | 12.3 | 8.5 | 2.05 | 65 | 62 | 210822104
AIREASE | 4SHP18LX136P | 7ED24BX-0*+TDR | A97DS2V070B16 | 23400 | 24000 | 18.5 | 12.3 | 8.5 | 2.16 | 70 | 69 | 214731024
ARMSTRONG AIR | 4SHP18LX136P | ED1P30/36B+TDR+TXV | A93DF1E070B12 | 34400 | 34600 | 18 | 11.7 | 8.1 | 2.02 | 65 | 52 | 210738760
ARMSTRONG AIR | 4SHP18LX136P | BCE5V30M*4X |  | 23600 | 24000 | 18.5 | 12.3 | 8.5 | 1.98 | 66 | 63 | 210739935
ARMSTRONG AIR | 4SHP18LX136P | E*1P23A+TDR+TXV | A80UH1E060A12X | 23200 | 24000 | 19 | 12.3 | 8.1 | 1.91 | 64 | 60 | 210739963
ARMSTRONG AIR | 4SHP18LX136P | E*1P23B+TDR+TXV | A96UH2E070B12 | 23400 | 24000 | 17.5 | 12.3 | 8.1 | 1.91 | 64 | 61 | 210740005
ARMSTRONG AIR | 4SHP18LX136P | E*1P23B+TDR+TXV | A97US2V060B12X | 23000 | 24000 | 18.5 | 12.3 | 8.1 | 1.91 | 63 | 60 | 210740021
ARMSTRONG AIR | 4SHP18LX136P | E*1P23B+TDR+TXV | EFV12BCA | 23000 | 24000 | 17.5 | 12.3 | 8.1 | 1.92 | 63 | 60 | 210740030
ARMSTRONG AIR | 4SHP18LX136P | EA(C;U)1P30A+TDR+TXV | A80UH1E060A12X | 23800 | 24000 | 18.5 | 12.3 | 8.1 | 1.96 | 66 | 63 | 210740125
ARMSTRONG AIR | 4SHP18LX136P | EA(C;U)1P30A+TDR+TXV | A80UH2E070A12 | 23800 | 24000 | 18.5 | 12.3 | 8.1 | 1.97 | 66 | 63 | 210740138
ARMSTRONG AIR | 4SHP18LX136P | EA(C;U)1P30B+TDR+TXV | A97US2V040B12X | 23400 | 24000 | 19 | 12.3 | 8.1 | 1.96 | 65 | 62 | 210740188
ARMSTRONG AIR | 4SHP18LX136P | EAC4X30A+TDR | A80UH1E040A12X | 23800 | 24000 | 18.5 | 12.3 | 8.1 | 1.98 | 66 | 63 | 210740281
ARMSTRONG AIR | 4SHP18LX136P | EAC4X30A+TDR | A80UH1E070A12 | 23600 | 24000 | 17.5 | 12.3 | 8.1 | 1.96 | 65 | 62 | 210740294
ARMSTRONG AIR | 4SHP18LX136P | EAC4X30B+TDR | EFV12BCA | 23400 | 24000 | 17.5 | 12.3 | 8.1 | 2 | 65 | 62 | 210740368
ARMSTRONG AIR | 4SHP18LX136P | EAH1P30A+TDR+TXV | A80UH1E060A12X | 23800 | 24000 | 19 | 12.3 | 8.5 | 2.04 | 65 | 63 | 210740379
ARMSTRONG AIR | 4SHP18LX136P | EAH1P30B+TDR+TXV | A97US2V040B12X | 23600 | 24000 | 19 | 12.3 | 8.5 | 2.02 | 65 | 62 | 210740439
ARMSTRONG AIR | 4SHP18LX136P | ED1P24B+TDR+TXV | A93DF1E070B12 | 23000 | 24000 | 19 | 12.3 | 8.1 | 1.86 | 65 | 62 | 210740456
ARMSTRONG AIR | 4SHP18LX136P | 7EC30BX-0*+TDR | A93UH1E045B12 | 23800 | 24000 | 18.5 | 12.3 | 8.1 | 1.96 | 66 | 63 | 214729859
ARMSTRONG AIR | 4SHP18LX136P | 7EC30BX-0*+TDR | A96UH1E045B12 | 23800 | 24000 | 17.5 | 12.3 | 8.1 | 1.96 | 66 | 63 | 214729862
ARMSTRONG AIR | 4SHP18LX136P | 7EC30BX-0*+TDR | A96UH2E070B12 | 23800 | 24000 | 17.1 | 12.3 | 8.1 | 1.96 | 66 | 63 | 214729865
ARMSTRONG AIR | 4SHP18LX136P | 7EC30BX-0*+TDR | A98USMV070B12 | 23400 | 24000 | 19 | 12.3 | 8.1 | 1.97 | 65 | 62 | 214729879
CONCORD | 4HP18V36P | EAH1P30B+H4TXV01 | 96G2UH045BV12 | 23600 | 24000 | 19 | 12.3 | 8.5 | 2.03 | 65 | 63 | 206906490
CONCORD | 4HP18V36P | ED1P24B+H4TXV01 | 96G2DF070BV16 | 22800 | 24000 | 18.5 | 12 | 8.1 | 1.83 | 66 | 63 | 206906583
AIREASE | 4SHP18LX136P | 7EH30BX-0*+TDR | A97US2V040B12X + TSTAT | 23600 | 24000 | 19 | 12.3 | 8.5 | 2.04 | 65 | 63 | 214784680
AIREASE | 4SHP18LX136P | 7EC30BX-0*+TDR | A97US2V060B12X + TSTAT | 23400 | 24000 | 18.5 | 12.3 | 8.1 | 1.96 | 65 | 62 | 214784683
AIREASE | 4SHP18LX136P | EA(C,U)1P30B+TDR+TXV | A97US2V040B12X + TSTAT | 23400 | 24000 | 19 | 12.3 | 8.1 | 1.98 | 65 | 62 | 214784723
AIREASE | 4SHP18LX136P | EAD4X-24B+TDR | A97DS2V070B16 | 23400 | 24000 | 18.5 | 12.3 | 8.5 | 2.16 | 70 | 69 | 214094620
AIREASE | 4SHP18LX136P | EAD4X-24B+TDR | A97DF2E070B16 | 23600 | 24000 | 18 | 12.3 | 8.5 | 2.22 | 71 | 72 | 213927731
AIREASE | 4SHP18LX136P | EA(C,U)1P30B+TDR+TXV | A97UH2E030B08 | 23600 | 24000 | 19 | 12.3 | 8.1 | 2.2 | 63 | 45 | 214091906
AIREASE | 4SHP18LX136P | EAC4X30B+TDR | A97UH2E030B08 | 23600 | 24000 | 19 | 12.3 | 8.1 | 2.2 | 63 | 45 | 214091908
CONCORD | 4HP18V36P | EAC4X24B+TDR | 97G2UH030BE08 | 23200 | 24000 | 18.5 | 12.3 | 8.1 | 1.88 | 63 | 60 | 214091883
CONCORD | 4HP18V36P | EAD4X-24B+TDR | 97G2DF045BE12 | 24000 | 24000 | 18 | 12.3 | 8.5 | 2.16 | 71 | 70 | 213934223
CONCORD | 4HP18V36P | EAD4X-24A+TDR | 80G2DF070AE12 | 24000 | 24000 | 19 | 12.3 | 8.5 | 2.16 | 71 | 70 | 213352537
CONCORD | 4HP18V36P | EAD4X-24B+TDR | 92G1DF070BE12 | 24000 | 24000 | 19 | 12.3 | 8.5 | 2.16 | 70 | 69 | 213352540
CONCORD | 4HP18V36P | EAD4X-24B+TDR | EFV08BCA | 23000 | 24000 | 17.5 | 12.3 | 8.5 | 2.14 | 70 | 69 | 213352543
CONCORD | 4HP18V36P | EA(C,U)1P30B+H4TXV01 | 96G2UH070BE12 | 23800 | 24000 | 17.1 | 12.3 | 8.1 | 1.96 | 66 | 63 | 209329518
CONCORD | 4HP18V36P | ED1P24B+H4TXV01 | 96G2DF045BE12 | 22800 | 24000 | 17.5 | 12.3 | 8.1 | 1.83 | 65 | 62 | 209329544
CONCORD | 4HP18V36P | BCE5C24M*4X |  | 23000 | 24000 | 16.5 | 12.3 | 8.1 | 1.84 | 67 | 64 | 206906221
CONCORD | 4HP18V36P | E*1P23A+H4TXV01 | 80G1UH040AE12X | 23200 | 24000 | 19 | 12.3 | 8.1 | 1.91 | 64 | 60 | 206906237
CONCORD | 4HP18V36P | E*1P23A+H4TXV01 | 80G1UH060AE12X | 23200 | 24000 | 19 | 12.3 | 8.1 | 1.91 | 64 | 60 | 206906239
ARMSTRONG AIR | 4SHP18LX136P | 7EC30BX-0*+TDR | A93UH1E070B12 | 24000 | 24000 | 18.5 | 12.3 | 8.1 | 1.97 | 66 | 63 | 214729860
ARMSTRONG AIR | 4SHP18LX136P | 7EC30BX-0*+TDR | A97US2V060B12X | 23400 | 24000 | 18.5 | 12.3 | 8.1 | 1.96 | 65 | 62 | 214729874
ARMSTRONG AIR | 4SHP18LX136P | 7EC30BX-0*+TDR | A97USMV070B12 | 23400 | 24000 | 19 | 12.3 | 8.1 | 1.97 | 65 | 62 | 214729877
ALLIED | 4HP18V36P | BCE7E24M |  | 23200 | 24000 | 18 | 12.3 | 8.5 | 2.1 | 66 | 63 | 206905848
AC PRO | 4HP18V36P | ED1P30/36B+H4TXV02 | 80G1DF090BE16 | 34600 | 36000 | 17.1 | 12 | 8.1 | 2.06 | 62 | 50 | 206905820
AC PRO | 4HP18V36P | EAC4X30B | 96G2UH070BE12 | 23800 | 24000 | 17.1 | 12.3 | 8.1 | 1.96 | 66 | 63 | 209329583
AC PRO | 4HP18V36P | EAH1P30B+H4TXV01 | 96G2UH070BE12 | 23600 | 24000 | 18 | 12.3 | 8.5 | 2.02 | 66 | 63 | 209329590
AC PRO | 4HP18V36P | 7EC24BX-0*+TDR | 96G2UH030BE08 | 23200 | 24000 | 18.5 | 12.3 | 8.1 | 1.88 | 63 | 60 | 214728932
AC PRO | 4HP18V36P | EAD4X-24B+TDR | EFV08BCA | 23000 | 24000 | 17.5 | 12.3 | 8.5 | 2.14 | 70 | 69 | 213352551
AC PRO | 4HP18V36P | EAH1P30B+TDR+TXV | 97G2UH070BV12 | 23800 | 24000 | 19 | 12.3 | 8.5 | 2.04 | 65 | 62 | 214100159
AC PRO | 4HP18V36P | EAD4X-24B+TDR | 97G2DF070BV16 | 23600 | 24000 | 19 | 12.3 | 8.5 | 2.14 | 71 | 70 | 214100121
ALLIED | 4HP18V36P | 7ED24BX-0*+TDR | 96G2DF045BE12 | 24000 | 24000 | 18 | 12.3 | 8.5 | 2.16 | 71 | 70 | 214730318
AC PRO | 4HP18V60P | 7ED50/60CX-0*+TDR | 80G1DF110CE20 | 47500 | 48000 | 17.1 | 12.3 | 8.5 | 2.22 | 72 | 57 | 214730507
AIREASE | 4SHP18LX136P | 7ED48CX-0*+TDR | EFV16CCA | 34200 | 36000 | 19 | 11.7 | 8.5 | 2.18 | 68 | 55 | 214731044
ARMSTRONG AIR | 4SHP18LX136P | EAD4X-48C+TDR | A80DS2V110C20 | 34600 | 36000 | 19 | 11.7 | 8.5 | 2.16 | 68 | 55 | 213352509
ARMSTRONG AIR | 4SHP18LX136P | EA(C,U)1P30B+TDR+TXV | A97US2V045B12 | 23400 | 24000 | 18.5 | 12.3 | 8.1 | 1.95 | 65 | 62 | 214094623
ARMSTRONG AIR | 4SHP18LX136P | EAC4X30B+TDR | A97US2V045B12 | 23400 | 24000 | 18.5 | 12.3 | 8.1 | 1.95 | 65 | 62 | 212539319
ARMSTRONG AIR | 4SHP18LX136P | EAH1P30B+TDR+TXV | A97US2V040B12X + TSTAT | 23600 | 24000 | 19 | 12.3 | 8.5 | 2.04 | 65 | 63 | 212595638
ARMSTRONG AIR | 4SHP18LX136P | ED1P24B+TDR+TXV | A97DSMV070B12 + TSTAT | 22600 | 24000 | 19 | 12.3 | 8.1 | 1.82 | 64 | 61 | 212595641
ARMSTRONG AIR | 4SHP18LX136P | EAD4X-24A+TDR | A80DF1E045A12 | 23600 | 24000 | 19 | 12.3 | 8.5 | 2.16 | 70 | 69 | 213352483
ARMSTRONG AIR | 4SHP18LX136P | EAD4X-24B+TDR | A80DS2V090B16 | 23600 | 24000 | 19 | 12.3 | 8.5 | 2.16 | 70 | 69 | 213352486
ARMSTRONG AIR | 4SHP18LX136P | BCE7S30M*4X + TSTAT |  | 23200 | 24000 | 19 | 12.3 | 8.5 | 2.14 | 67 | 64 | 213249356
ARMSTRONG AIR | 4SHP18LX136P | BCE5V36M*4X |  | 34200 | 34800 | 19 | 11.7 | 8.5 | 2.16 | 63 | 52 | 210737949
AC PRO | 4HP18V36P | BCE5E24M |  | 23000 | 24000 | 17.5 | 12.3 | 8.1 | 1.85 | 63 | 62 | 206905454
AC PRO | 4HP18V36P | BCE5V24M |  | 23400 | 24000 | 18.5 | 12.3 | 8.5 | 1.88 | 67 | 64 | 206905459
AC PRO | 4HP18V36P | BCE5V42M |  | 34400 | 35000 | 17.5 | 11.7 | 8.5 | 2.18 | 63 | 52 | 206905461
AC PRO | 4HP18V36P | E*1P23A+H4TXV01 | 80G2UH070AV12* | 23200 | 24000 | 19 | 12.3 | 8.1 | 1.92 | 63 | 60 | 206905473
AIREASE | 4SHP18LX136P | EAC4X30B+TDR | A97USMV070B12 + TSTAT | 23400 | 24000 | 19 | 12.3 | 8.1 | 1.97 | 65 | 62 | 214784750
AC PRO | 4HP18V36P | 7EC30BX-0*+TDR | 96G2UH030BE08 | 23600 | 24000 | 19 | 12.3 | 8.1 | 1.9 | 63 | 60 | 214728981
AC PRO | 4HP18V36P | 7EC30BX-0*+TDR | 96G2UH070BV12 | 23400 | 24000 | 19 | 12.3 | 8.1 | 1.97 | 65 | 62 | 214728985
AC PRO | 4HP18V36P | 7EH30AX-0*+TDR | 80G1UH040AE12X | 23800 | 24000 | 19 | 12.3 | 8.5 | 2.04 | 65 | 63 | 214729028
AC PRO | 4HP18V36P | 7EH30BX-0*+TDR | 96G2UH070BV12 | 23800 | 24000 | 19 | 12.3 | 8.5 | 2.04 | 65 | 62 | 214729048
CONCORD | 4HP18V36P | E*1P23A+H4TXV01 | 80G2UH070AE12L | 23400 | 24000 | 19 | 12.3 | 8.1 | 1.91 | 64 | 60 | 206906242
CONCORD | 4HP18V36P | E*1P23B+H4TXV01 | EFV08BCA | 22600 | 24000 | 16.5 | 12.3 | 8.1 | 1.88 | 64 | 60 | 206906256
CONCORD | 4HP18V36P | EA(C,U)1P30B+H4TXV01 | 80G2UH090BE12 | 24000 | 24000 | 18.5 | 12.3 | 8.1 | 1.97 | 66 | 63 | 206906317
CONCORD | 4HP18V36P | EA(C,U)1P30B+H4TXV01 | 92G1UH070BE12 | 24000 | 24000 | 18.5 | 12.3 | 8.1 | 1.97 | 66 | 63 | 206906320
CONCORD | 4HP18V36P | 7ED24BX-0*+TDR | 97G2DF070BV16 | 23600 | 24000 | 19 | 12.3 | 8.5 | 2.14 | 71 | 70 | 214730330
CONCORD | 4HP18V36P | 7ED24AX-0*+TDR | 80G2DF070AE12 | 24000 | 24000 | 19 | 12.3 | 8.5 | 2.16 | 71 | 70 | 214730290
CONCORD | 4HP18V36P | 7ED24BX-0*+TDR | 97G2DF070BE16 | 23800 | 24000 | 18 | 12.3 | 8.5 | 2.16 | 71 | 70 | 214730324
CONCORD | 4HP18V36P | 7ED24BX-0*+TDR | 96G2DF045BE12 | 24000 | 24000 | 18 | 12.3 | 8.5 | 2.16 | 71 | 70 | 214730304
CONCORD | 4HP18V36P | 7EC24BX-0*+TDR | 97G2UH030BE08 | 23200 | 24000 | 18.5 | 12.3 | 8.1 | 1.88 | 63 | 60 | 214730387
CONCORD | 4HP18V36P | 7EC30BX-0*+TDR | 96G2UH045BV12 | 23400 | 24000 | 18.5 | 12.3 | 8.1 | 1.96 | 65 | 62 | 214730433
CONCORD | 4HP18V36P | 7EH30BX-0*+TDR | 96G1UH070BE12 | 24000 | 24000 | 18 | 12.3 | 8.5 | 2.03 | 66 | 64 | 214730493
DUCANE | 4HP18V36P | EA(C,U)1P30B+TDR+TXV | 97G2UH045BE12 | 23800 | 24000 | 17.5 | 12.3 | 8.1 | 2.06 | 66 | 63 | 213934126
DUCANE | 4HP18V36P | EAD4X-24B+TDR | EFV08BCA | 23000 | 24000 | 17.5 | 12.3 | 8.5 | 2.14 | 70 | 69 | 213352535
DUCANE | 4HP18V36P | EAD4X-24B+TDR | 97G2DF070BV16 | 23600 | 24000 | 19 | 12.3 | 8.5 | 2.14 | 71 | 70 | 214100119
DUCANE | 4HP18V36P | EAD4X-24B+TDR | 92G1DF070BE12 | 24000 | 24000 | 19 | 12.3 | 8.5 | 2.16 | 70 | 69 | 213352532
DUCANE | 4HP18V36P | EAC4X30B | 96G2UH030BE08 | 23600 | 24000 | 19 | 12.3 | 8.1 | 1.9 | 63 | 60 | 209329477
DUCANE | 4HP18V36P | EAH1P30B+H4TXV01 | EFV08BCA | 23400 | 24000 | 17.1 | 12.3 | 8.5 | 1.99 | 65 | 63 | 206903264
DUCANE | 4HP18V36P | EAH1P30A+H4TXV01 | 80G2UH070AE12L | 24000 | 24000 | 19 | 12.3 | 8.5 | 2.05 | 66 | 63 | 206903261
DUCANE | 4HP18V36P | EAC4X30B | EFV12BCA | 23400 | 24000 | 17.5 | 12.3 | 8.1 | 1.98 | 65 | 62 | 206903243
DUCANE | 4HP18V36P | E*1P23B+H4TXV01 | 96G1UH045BE12 | 23400 | 24000 | 18 | 12.3 | 8.1 | 1.9 | 64 | 61 | 206903167
CONCORD | 4HP18V36P | 7EH30BX-0*+TDR | 97G2UH070BV12 | 23800 | 24000 | 19 | 12.3 | 8.5 | 2.04 | 65 | 62 | 214730571
CONCORD | 4HP18V36P | 7EH30BX-0*+TDR | 96G1UH030BE08 | 23400 | 24000 | 17.5 | 12.3 | 8.5 | 1.99 | 66 | 63 | 214730491
CONCORD | 4HP18V36P | 7EH30BX-0*+TDR | 92G1UH030BE12 | 23400 | 24000 | 18 | 12.3 | 8.1 | 1.99 | 66 | 63 | 214730488
CONCORD | 4HP18V36P | 7EC30BX-0*+TDR | 95G1UH045BE12 | 23800 | 24000 | 18 | 12.3 | 8.1 | 1.97 | 66 | 63 | 214730428
AC PRO | 4HP18V36P | 7EH30BX-0*+TDR | EFV12BCA | 23600 | 24000 | 18.5 | 12.3 | 8.5 | 2.03 | 65 | 62 | 214729055
AC PRO | 4HP18V36P | 7EH30BX-0*+TDR | EFV08BCA | 23400 | 24000 | 17.1 | 12.3 | 8.5 | 1.99 | 65 | 63 | 214729054
AC PRO | 4HP18V36P | 7EH30BX-0*+TDR | 80G2UH090BE12 | 23400 | 24000 | 18.5 | 12.3 | 8.5 | 1.98 | 66 | 63 | 214729037
AC PRO | 4HP18V36P | 7EH30BX-0*+TDR | 80G1UH070BE12 | 23800 | 24000 | 18 | 12.3 | 8.5 | 2.04 | 65 | 62 | 214729036
AC PRO | 4HP18V36P | 7EH30AX-0*+TDR | 80G1UH070AE12 | 23600 | 24000 | 18.5 | 12.3 | 8.5 | 2.05 | 65 | 65 | 214729031
AC PRO | 4HP18V36P | 7EC30AX-0*+TDR | 80G2UH070AE12L | 23800 | 24000 | 18.5 | 12.3 | 8.1 | 1.97 | 66 | 63 | 214728971
AC PRO | 4HP18V36P | EAC4X30B | 80G2UH090BE12 | 24000 | 24000 | 18.5 | 12.3 | 8.1 | 1.97 | 66 | 63 | 206905639
AC PRO | 4HP18V36P | EA(C,U)1P30B+H4TXV01 | 92G1UH070BE12 | 24000 | 24000 | 18.5 | 12.3 | 8.1 | 1.97 | 66 | 63 | 206905550
AC PRO | 4HP18V36P | E*1P23A+H4TXV01 | 80G1UH040AE12X | 23200 | 24000 | 19 | 12.3 | 8.1 | 1.91 | 64 | 60 | 206905467
GE | NS18H60MA4-** | NCDC5060CT4+TDR | NF80D110S5C-* | 47500 | 48000 | 17.1 | 12.3 | 8.5 | 2.22 | 72 | 57 | 213804996
GE | NS18H36MA4-** | NCUC30BT4 | NF96U045V3B-* | 23400 | 24000 | 18.5 | 12.3 | 8.1 | 1.96 | 65 | 62 | 209941313
GE | NS18H36MA4-** | NAM30E1TA4-** |  | 24000 | 24000 | 17.5 | 12.3 | 8.5 | 2 | 66 | 64 | 209941283
GE | NS18H36MA4-** | NCUC30AT4 | NF80U070V3A-* | 23600 | 24000 | 18.5 | 12.3 | 8.1 | 1.98 | 65 | 62 | 209941143
GE | NS18H36MA4-** | NCUC30AT4 | NF80U070T3A-* | 23800 | 24000 | 18.5 | 12.3 | 8.1 | 1.97 | 66 | 63 | 209941136
ARMSTRONG AIR | 4SHP18LX136P | EAH1P30B+TDR+TXV | A96US2V045B12 | 23600 | 24000 | 19 | 12.3 | 8.5 | 2.03 | 65 | 63 | 210740431
ARMSTRONG AIR | 4SHP18LX136P | EAH1P30B+TDR+TXV | A96UH1E070B12 | 24000 | 24000 | 18 | 12.3 | 8.5 | 2.03 | 66 | 64 | 210740419
ARMSTRONG AIR | 4SHP18LX136P | EAC4X30B+TDR | A97US2V060B12X | 23400 | 24000 | 18.5 | 12.3 | 8.1 | 1.96 | 65 | 62 | 210740360
ARMSTRONG AIR | 4SHP18LX136P | EAC4X30B+TDR | A96US2V070B12 | 23400 | 24000 | 19 | 12.3 | 8.1 | 1.97 | 65 | 62 | 210740353
ARMSTRONG AIR | 4SHP18LX136P | EAC4X30B+TDR | A96UH2E045B12 | 23800 | 24000 | 17.5 | 12.3 | 8.1 | 1.96 | 66 | 63 | 210740339
ARMSTRONG AIR | 4SHP18LX136P | EA(C;U)1P30B+TDR+TXV | A96UH2E045B12 | 23800 | 24000 | 17.5 | 12.3 | 8.1 | 1.96 | 66 | 63 | 210740171
ARMSTRONG AIR | 4SHP18LX136P | EA(C;U)1P30B+TDR+TXV | A93UH1E070B12 | 24000 | 24000 | 18.5 | 12.3 | 8.1 | 1.97 | 66 | 63 | 210740158
ARMSTRONG AIR | 4SHP18LX136P | E*1P23B+TDR+TXV | A96UH2E045B12 | 23400 | 24000 | 17.5 | 12.3 | 8.1 | 1.91 | 64 | 61 | 210740000
ARMSTRONG AIR | 4SHP18LX136P | BCE7S24M*4X |  | 23000 | 24000 | 19 | 12.3 | 8.5 | 2.08 | 63 | 64 | 210739947
ARMSTRONG AIR | 4SHP18LX136P | BCE5E24M*4X |  | 23000 | 24000 | 17.5 | 12.3 | 8.1 | 1.85 | 63 | 62 | 210739925
ARMSTRONG AIR | 4SHP18LX136P | ED1P30/36C+TDR+TXV | A96DF1E090C16 | 34600 | 34600 | 17.1 | 12 | 8.1 | 2.06 | 64 | 52 | 210738782
ARMSTRONG AIR | 4SHP18LX136P | ED1P30/36B+TDR+TXV | A80DF1E090B16 | 34600 | 34600 | 17.1 | 12 | 8.1 | 2.06 | 64 | 52 | 210738748
DUCANE | 4HP18V36P | EA(C,U)1P30A+H4TXV01 | 80G2UH070AV12* | 23600 | 24000 | 18.5 | 12.3 | 8.1 | 1.98 | 65 | 62 | 206903190
DUCANE | 4HP18V36P | EAC4X30B+TDR | 97G2UH030BE08 | 23600 | 24000 | 19 | 12.3 | 8.1 | 1.9 | 63 | 60 | 214091878
AC PRO | 4HP18V36P | 7ED24BX-0*+TDR | EFV12BCA | 23400 | 24000 | 19 | 12.3 | 8.5 | 2.18 | 70 | 68 | 214730313
AC PRO | 4HP18V36P | E*1P23B+H4TXV01 | 96G2UH030BE08 | 23000 | 24000 | 18.5 | 12.3 | 8.1 | 1.89 | 63 | 60 | 209329549
AC PRO | 4HP18V36P | ED1P30/36B+H4TXV02 | 96G1DF045BE12 | 34000 | 36000 | 18 | 11.7 | 8.1 | 2.04 | 61 | 50 | 206905826
AC PRO | 4HP18V36P | ED1P30/36B+H4TXV02 | 92G1DF045BE12 | 34400 | 36000 | 18 | 11.7 | 8.1 | 2.04 | 62 | 50 | 206905822
AC PRO | 4HP18V36P | ED1P30/36B+H4TXV02 | 80G1DF070BE12 | 34200 | 36000 | 18 | 11.7 | 8.1 | 2.04 | 61 | 49 | 206905819
AC PRO | 4HP18V36P | EAH1P30B+H4TXV01 | 92G1UH030BE12 | 23400 | 24000 | 18 | 12.3 | 8.1 | 1.99 | 66 | 63 | 206905711
AC PRO | 4HP18V36P | EAC4X30A | 80G2UH070AE12 | 23800 | 24000 | 18.5 | 12.3 | 8.1 | 1.97 | 66 | 63 | 206905635
AC PRO | 4HP18V36P | EAC4X30A | 80G1UH040AE12X | 23800 | 24000 | 18.5 | 12.3 | 8.1 | 1.96 | 66 | 63 | 206905631
AC PRO | 4HP18V36P | EA(C,U)1P30B+H4TXV01 | 96G2UH045BV12 | 23400 | 24000 | 18.5 | 12.3 | 8.1 | 1.96 | 65 | 62 | 206905557
AC PRO | 4HP18V36P | EA(C,U)1P30B+H4TXV01 | 92G1UH045BE12 | 23800 | 24000 | 18.5 | 12.3 | 8.1 | 1.96 | 66 | 63 | 206905549
AC PRO | 4HP18V36P | E*1P23B+H4TXV01 | 92G1UH045BE12 | 23400 | 24000 | 18.5 | 12.3 | 8.1 | 1.92 | 64 | 61 | 206905477
AC PRO | 4HP18V36P | E*1P23B+H4TXV01 | 80G2UH090BE12 | 23400 | 24000 | 19 | 12.3 | 8.1 | 1.91 | 64 | 60 | 206905475
AC PRO | 4HP18V36P | E*1P23B+H4TXV01 | 80G1UH070BE12 | 23000 | 24000 | 17.5 | 12.3 | 8.1 | 1.91 | 63 | 59 | 206905474
CONCORD | 4HP18V36P | 7EH30BX-0*+TDR | EFV08BCA | 23400 | 24000 | 17.1 | 12.3 | 8.5 | 1.99 | 65 | 63 | 214730572
CONCORD | 4HP18V36P | 7EH30BX-0*+TDR | 96G1UH045BE12 | 24000 | 24000 | 18.5 | 12.3 | 8.5 | 2.03 | 66 | 64 | 214730492
CONCORD | 4HP18V36P | 7EH30BX-0*+TDR | 92G1UH045BE12 | 24000 | 24000 | 19 | 12.3 | 8.5 | 2.03 | 66 | 63 | 214730489
CONCORD | 4HP18V36P | 7EC30BX-0*+TDR | 96G2UH045BE12 | 23800 | 24000 | 17.5 | 12.3 | 8.1 | 1.96 | 66 | 63 | 214730432
CONCORD | 4HP18V36P | 7EC30BX-0*+TDR | 92G1UH045BE12 | 23800 | 24000 | 18.5 | 12.3 | 8.1 | 1.96 | 66 | 63 | 214730426
ARMSTRONG AIR | 4SHP18LX136P | 7EC30BX-0*+TDR | A97UH2E070B12 | 23800 | 24000 | 18 | 12.3 | 8.1 | 2.06 | 66 | 63 | 214729870
ARMSTRONG AIR | 4SHP18LX136P | 7EC30BX-0*+TDR | A96US2V070B12 | 23400 | 24000 | 19 | 12.3 | 8.1 | 1.97 | 65 | 62 | 214729867
ARMSTRONG AIR | 4SHP18LX136P | 7EC30BX-0*+TDR | A96UH2E045B12 | 23800 | 24000 | 17.5 | 12.3 | 8.1 | 1.96 | 66 | 63 | 214729864
ARMSTRONG AIR | 4SHP18LX136P | 7EC30AX-0*+TDR | A80US2V060A12X | 23600 | 24000 | 19 | 12.3 | 8.1 | 1.98 | 64 | 61 | 214729850
ARMSTRONG AIR | 4SHP18LX136P | 7EC30AX-0*+TDR | A80UH1E070A12 | 23600 | 24000 | 17.5 | 12.3 | 8.1 | 1.96 | 65 | 62 | 214729847
ARMSTRONG AIR | 4SHP18LX136P | 7EC30AX-0*+TDR | A80UH1E040A12X | 23800 | 24000 | 18.5 | 12.3 | 8.1 | 1.98 | 66 | 63 | 214729844
DUCANE | 4HP18V36P | E*1P23A+H4TXV01 | 80G1UH060AE12X | 23200 | 24000 | 19 | 12.3 | 8.1 | 1.91 | 64 | 60 | 206903151
DUCANE | 4HP18V36P | BCE5E30M |  | 24000 | 24000 | 17.5 | 12.3 | 8.5 | 2 | 66 | 64 | 206903141
DUCANE | 4HP18V36P | ED1P30/36A+H4TXV02 | 80G1DF070AE12 | 34200 | 36000 | 17.5 | 11.7 | 8.1 | 2.04 | 62 | 50 | 206903016
DUCANE | 4HP18V36P | 7EH48CX-0*+TDR | 92G1UH110CE16 | 34400 | 33800 | 18.5 | 11.7 | 8.5 | 2.12 | 65 | 54 | 214730835
CONCORD | 4HP18V36P | EAD4X-24B+TDR | 97G2DF070BV16 | 23600 | 24000 | 19 | 12.3 | 8.5 | 2.14 | 71 | 70 | 214100120
CONCORD | 4HP18V36P | 7EH30BX-0*+TDR | 97G2UH045BV12 | 23600 | 24000 | 19 | 12.3 | 8.5 | 2.03 | 65 | 63 | 214730569
DUCANE | 4HP18V36P | EAC4X30B+TDR | 97G2UH070BV12 | 23400 | 24000 | 19 | 12.3 | 8.1 | 1.97 | 65 | 62 | 214100133
DUCANE | 4HP18V36P | EAC4X30B+TDR | 97G2UH070BE12 | 23800 | 24000 | 18 | 12.3 | 8.1 | 2.06 | 66 | 63 | 213934132
DUCANE | 4HP18V36P | EAH1P30A+TDR+TXV | 80G1UH070AE12 | 23600 | 24000 | 18.5 | 12.3 | 8.5 | 2.05 | 65 | 65 | 212523811
CONCORD | 4HP18V36P | BCE5E24M |  | 23000 | 24000 | 17.5 | 12.3 | 8.1 | 1.85 | 63 | 62 | 206906224
CONCORD | 4HP18V36P | EA(C,U)1P30B+H4TXV01 | 96G2UH045BE12 | 23800 | 24000 | 17.5 | 12.3 | 8.1 | 1.96 | 66 | 63 | 209329515
CONCORD | 4HP18V36P | EAD4X-24B+TDR | 96G2DF045BE12 | 24000 | 24000 | 18 | 12.3 | 8.5 | 2.16 | 71 | 70 | 213352542
CONCORD | 4HP18V36P | E*1P23B+TDR+TXV | 97G2UH045BE12 | 23400 | 24000 | 17.5 | 12.3 | 8.1 | 2.01 | 64 | 61 | 213934136
CONCORD | 4HP18V36P | E*1P23B+TDR+TXV | 97G2UH045BV12 | 23200 | 24000 | 19 | 12.3 | 8.1 | 1.89 | 63 | 60 | 214100136
CONCORD | 4HP18V36P | EAH1P48C+TDR+TXV | 92G1UH110CE16 | 34400 | 33800 | 18.5 | 11.7 | 8.5 | 2.12 | 65 | 54 | 212607754
AIREASE | 4SHP18LX136P | 7ED24BX-0*+TDR | A97DF2E070B16 | 23600 | 24000 | 18 | 12.3 | 8.5 | 2.22 | 71 | 72 | 214731020
AIREASE | 4SHP18LX160P | 7ED50/60CX-0*+TDR | A80DS2V110C20 | 46500 | 48000 | 17.5 | 11.7 | 8.5 | 2.1 | 75 | 60 | 214731060
AIREASE | 4SHP18LX136P | 7ED24BX-0*+TDR | A97DS2V045B12 | 23400 | 24000 | 19 | 12.3 | 8.5 | 2.18 | 70 | 69 | 214731023
AIREASE | 4SHP18LX136P | EAH1P30B+TDR+TXV | A96US2V045B12 | 23600 | 24000 | 19 | 12.3 | 8.5 | 2.03 | 65 | 63 | 210822097
AIREASE | 4SHP18LX136P | EAH1P30B+TDR+TXV | A93UH1E070B12 | 24000 | 24000 | 19 | 12.3 | 8.5 | 2.04 | 66 | 63 | 210822090
AIREASE | 4SHP18LX136P | EAH1P30A+TDR+TXV | A80UH1E070A12 | 23600 | 24000 | 18.5 | 12.3 | 8.5 | 2.05 | 65 | 62 | 210822078
AC PRO | 4HP18V36P | 7EC30BX-0*+TDR | 97G2UH070BE12 | 23800 | 24000 | 18 | 12.3 | 8.1 | 2.06 | 66 | 63 | 214728989
AC PRO | 4HP18V36P | 7EC30BX-0*+TDR | 97G2UH030BE08 | 23600 | 24000 | 19 | 12.3 | 8.1 | 1.9 | 63 | 60 | 214728986
AC PRO | 4HP18V36P | 7EC30AX-0*+TDR | 80G2UH070AE12 | 23800 | 24000 | 18.5 | 12.3 | 8.1 | 1.97 | 66 | 63 | 214728970
AC PRO | 4HP18V36P | 7EC30AX-0*+TDR | 80G1UH040AE12X | 23800 | 24000 | 18.5 | 12.3 | 8.1 | 1.96 | 66 | 63 | 214728966
AC PRO | 4HP18V36P | 7EH30BX-0*+TDR | 96G1UH070BE12 | 24000 | 24000 | 18 | 12.3 | 8.5 | 2.03 | 66 | 64 | 214729043
DUCANE | 4HP18V36P | E*1P23B+TDR+TXV | 97G2UH045BV12 | 23200 | 24000 | 19 | 12.3 | 8.1 | 1.89 | 63 | 60 | 214100124
DUCANE | 4HP18V36P | EAD4X-24B+TDR | 97G2DF070BE16 | 23800 | 24000 | 18 | 12.3 | 8.5 | 2.16 | 71 | 70 | 213934221
DUCANE | 4HP18V36P | EAD4X-24B+TDR | EFV12BCA | 23400 | 24000 | 19 | 12.3 | 8.5 | 2.18 | 70 | 68 | 213352536
DUCANE | 4HP18V36P | EAD4X-24B+TDR | 96G1DF045BE12 | 24000 | 24000 | 18.5 | 12.3 | 8.5 | 2.16 | 70 | 69 | 213352533
DUCANE | 4HP18V36P | ED1P24B+H4TXV01 | 96G2DF070BV16 | 22800 | 24000 | 18.5 | 12 | 8.1 | 1.83 | 66 | 63 | 206903301
DUCANE | 4HP18V36P | EAH1P30B+H4TXV01 | 80G1UH070BE12 | 23800 | 24000 | 18 | 12.3 | 8.5 | 2.04 | 65 | 62 | 206903266
DUCANE | 4HP18V36P | EAH1P30B+H4TXV01 | EFV12BCA | 23600 | 24000 | 18.5 | 12.3 | 8.5 | 2.03 | 65 | 62 | 206903265
DUCANE | 4HP18V36P | EAH1P30A+H4TXV01 | 80G2UH070AV12* | 23800 | 24000 | 19 | 12.3 | 8.5 | 2.05 | 65 | 62 | 206903255
DUCANE | 4HP18V36P | EAC4X30B | 95G1UH045BE12 | 23800 | 24000 | 18 | 12.3 | 8.1 | 1.97 | 66 | 63 | 206903250
DUCANE | 4HP18V36P | EAC4X30B | 96G2UH070BV12 | 23400 | 24000 | 19 | 12.3 | 8.1 | 1.97 | 65 | 62 | 206903241
DUCANE | 4HP18V36P | EAC4X30B | 96G2UH045BV12 | 23400 | 24000 | 18.5 | 12.3 | 8.1 | 1.96 | 65 | 62 | 206903240
DUCANE | 4HP18V36P | EAC4X30A | 80G1UH040AE12X | 23800 | 24000 | 18.5 | 12.3 | 8.1 | 1.96 | 66 | 63 | 206903234
DUCANE | 4HP18V36P | EA(C,U)1P30B+H4TXV01 | 92G1UH070BE12 | 24000 | 24000 | 18.5 | 12.3 | 8.1 | 1.97 | 66 | 63 | 206903205
DUCANE | 4HP18V36P | EA(C,U)1P30A+H4TXV01 | 80G1UH060AE12X | 23800 | 24000 | 18.5 | 12.3 | 8.1 | 1.96 | 66 | 63 | 206903193
DUCANE | 4HP18V36P | E*1P23B+H4TXV01 | 96G1UH030BE08 | 22600 | 24000 | 18 | 12.3 | 8.1 | 1.88 | 62 | 59 | 206903166
AC PRO | 4HP18V36P | 7EC24BX-0*+TDR | 97G2UH030BE08 | 23200 | 24000 | 18.5 | 12.3 | 8.1 | 1.88 | 63 | 60 | 214728937
GE | NS18H36MA4-** | NCUC30BT4+TDR | NF97X040V3B-* | 23400 | 24000 | 19 | 12.3 | 8.1 | 1.98 | 65 | 62 | 213164544
GE | NS18H36MA4-** | NCUU30BP4+TDR+TXV | NF97X060V3B-* | 23400 | 24000 | 18.5 | 12.3 | 8.1 | 1.96 | 65 | 62 | 213164527
GE | NS18H36MA4-** | NCUU30BP4+TDR+TXV | NF97X040V3B-* | 23400 | 24000 | 19 | 12.3 | 8.1 | 1.98 | 65 | 62 | 213164526
GE | NS18H36MA4-** | NAM24E1TA4-** |  | 23000 | 24000 | 17.5 | 12.3 | 8.1 | 1.85 | 63 | 62 | 209941282
GE | NS18H36MA4-** | NCUU30BP4+TXV | NF96U045S3B-* | 23800 | 24000 | 17.5 | 12.3 | 8.1 | 1.96 | 66 | 63 | 209941211
CENTURY | HRG1836S1P | ED1P30/36B+H4TXV02 | GDD80C090B4M | 34600 | 36000 | 17.1 | 12 | 8.1 | 2.06 | 62 | 50 | 207071231
CENTURY | HRG1836S1P | ED1P30/36B+H4TXV02 | GDD92C070B3M | 34400 | 36000 | 18 | 11.7 | 8.1 | 2.02 | 62 | 50 | 207071235
CENTURY | HRG1836S1P | HCG30V1P |  | 23600 | 24000 | 18.5 | 12.3 | 8.5 | 1.98 | 66 | 63 | 207071259
CENTURY | HRG1836S1P | E*1P23B+H4TXV01 | GUH96T045B3M | 23200 | 24000 | 19 | 12.3 | 8.1 | 1.89 | 63 | 60 | 207071263
CENTURY | HRG1836S1P | E*1P23B+H4TXV01 | GUH96C070B3M | 23400 | 24000 | 18 | 12.3 | 8.1 | 1.9 | 64 | 61 | 207071279
CENTURY | HRG1836S1P | EA(C,U)1P30B+H4TXV01 | GUH96T045B3M | 23400 | 24000 | 18.5 | 12.3 | 8.1 | 1.96 | 65 | 62 | 207071303
CENTURY | HRG1836S1P | EAC4X30B | GUH92C045B3M | 23800 | 24000 | 18.5 | 12.3 | 8.1 | 1.96 | 66 | 63 | 207071349
CENTURY | HRG1836S1P | EAH1P30A+H4TXV01 | GUH80C045A3M | 23800 | 24000 | 18.5 | 12.3 | 8.5 | 2.04 | 65 | 63 | 207071361
CENTURY | HRG1836S1P | EAH1P30B+H4TXV01 | GUH80C070B3M | 23800 | 24000 | 18 | 12.3 | 8.5 | 2.04 | 65 | 62 | 207071367
CENTURY | HRG1836S1P | EAH1P30B+H4TXV01 | GUH92C045B3M | 24000 | 24000 | 19 | 12.3 | 8.5 | 2.03 | 66 | 63 | 207071369
DUCANE | 4HP18V36P | 7EC30BX-0*+TDR | 96G2UH070BE12 | 23800 | 24000 | 17.1 | 12.3 | 8.1 | 1.96 | 66 | 63 | 214730740
DUCANE | 4HP18V36P | 7EC30BX-0*+TDR | 96G2UH030BE08 | 23600 | 24000 | 19 | 12.3 | 8.1 | 1.9 | 63 | 60 | 214730737
DUCANE | 4HP18V36P | E*1P23B+H4TXV01 | 92G1UH045BE12 | 23400 | 24000 | 18.5 | 12.3 | 8.1 | 1.92 | 64 | 61 | 206903162
DUCANE | 4HP18V36P | E*1P23B+H4TXV01 | EFV12BCA | 23000 | 24000 | 17.5 | 12.3 | 8.1 | 1.92 | 63 | 60 | 206903158
DUCANE | 4HP18V36P | E*1P23B+H4TXV01 | EFV08BCA | 22600 | 24000 | 16.5 | 12.3 | 8.1 | 1.88 | 64 | 60 | 206903157
DUCANE | 4HP18V36P | BCE7E24M |  | 23200 | 24000 | 18 | 12.3 | 8.5 | 2.1 | 66 | 63 | 206903146
DUCANE | 4HP18V36P | BCE5V18M |  | 23400 | 24000 | 18.5 | 12.3 | 8.5 | 2.04 | 66 | 63 | 206903142
DUCANE | 4HP18V36P | BCE5C24M*1P+H4TXV01 |  | 23000 | 24000 | 16.5 | 12.3 | 8.1 | 1.84 | 67 | 64 | 206903138
DUCANE | 4HP18V36P | BCE5C18M*1P+H4TXV01 |  | 22000 | 24000 | 17.1 | 12.3 | 8.5 | 1.94 | 64 | 61 | 206903136
DUCANE | 4HP18V36P | ED1P30/36C+H4TXV02 | 96G1DF090CE16 | 34600 | 36000 | 17.1 | 12 | 8.1 | 2.06 | 62 | 50 | 206903031
DUCANE | 4HP18V36P | ED1P30/36B+H4TXV02 | 80G2DF090BE16 | 34800 | 36000 | 17.5 | 12 | 8.1 | 2.04 | 62 | 50 | 206903022
DUCANE | 4HP18V36P | ED1P30/36B+H4TXV02 | 80G1DF090BE16 | 34600 | 36000 | 17.1 | 12 | 8.1 | 2.06 | 62 | 50 | 206903021
DUCANE | 4HP18V36P | 7EH30BX-0*+TDR | 96G2UH070BE12 | 23600 | 24000 | 18 | 12.3 | 8.5 | 2.02 | 66 | 63 | 214730803
AIREASE | 4SHP18LX160P | EAD4X-50/60C+TDR | A80DF1E110C20 | 46500 | 48000 | 16.5 | 11.7 | 8.5 | 2.12 | 74 | 59 | 213352571
GE | NS18H36MA4-** | NCUU30AP4+TXV | NF80X060S3A-* | 23800 | 24000 | 18.5 | 12.3 | 8.1 | 1.96 | 66 | 63 | 209941064
CENTURY | HRG1836S1P | EAC4X30B | GUH92C070B3M | 24000 | 24000 | 18.5 | 12.3 | 8.1 | 1.97 | 66 | 63 | 207071351
CENTURY | HRG1836S1P | EAH1P30B+H4TXV01 | GUH96C070B3M | 24000 | 24000 | 18 | 12.3 | 8.5 | 2.03 | 66 | 64 | 207071379
CENTURY | HRG1836S1P | EA(C,U)1P30B+TDR+TXV | GUH97T070B3M | 23400 | 24000 | 19 | 12.3 | 8.1 | 1.93 | 65 | 62 | 214831048
CENTURY | HRG1836S1P | 7EC30BX-0*+TDR | GUH97T045B3M | 23400 | 24000 | 19 | 12.3 | 8.1 | 1.96 | 65 | 62 | 214831041
DUCANE | 4HP18V36P | 7EH30BX-0*+TDR | 97G2UH070BE12 | 24000 | 24000 | 18.5 | 12.3 | 8.5 | 2.11 | 66 | 63 | 214730808
DUCANE | 4HP18V36P | 7EH30AX-0*+TDR | 80G2UH045AE12 | 23400 | 23800 | 18.5 | 12.3 | 8.5 | 2.05 | 65 | 62 | 214730788
DUCANE | 4HP18V36P | 7EH30AX-0*+TDR | 80G1UH045AE12 | 23800 | 24000 | 18.5 | 12.3 | 8.5 | 2.04 | 65 | 63 | 214730785
DUCANE | 4HP18V36P | EA(C,U)1P30B+TDR+TXV | 97G2UH045BV12 | 23400 | 24000 | 19 | 12.3 | 8.1 | 1.93 | 65 | 62 | 214100128
DUCANE | 4HP18V36P | E*1P23B+TDR+TXV | 97G2UH070BV12 | 23200 | 24000 | 19 | 12.3 | 8.1 | 1.91 | 63 | 60 | 214100125
DUCANE | 4HP18V36P | EAH1P30B+TDR+TXV | 97G2UH070BE12 | 24000 | 24000 | 18.5 | 12.3 | 8.5 | 2.11 | 66 | 63 | 213934135
DUCANE | 4HP18V36P | EA(C,U)1P30B+TDR+TXV | 97G2UH070BE12 | 23800 | 24000 | 18 | 12.3 | 8.1 | 2.06 | 66 | 63 | 213934127
DUCANE | 4HP18V36P | ED1P24B+H4TXV01 | EFV12BCA | 22800 | 24000 | 18.5 | 12.3 | 8.1 | 1.83 | 65 | 62 | 206903303
DUCANE | 4HP18V36P | EAH1P30B+H4TXV01 | 96G1UH070BE12 | 24000 | 24000 | 18 | 12.3 | 8.5 | 2.03 | 66 | 64 | 206903276
DUCANE | 4HP18V36P | EA(C,U)1P30A+H4TXV01 | 80G2UH070AE12 | 23800 | 24000 | 18.5 | 12.3 | 8.1 | 1.97 | 66 | 63 | 206903195
DUCANE | 4HP18V36P | EA(C,U)1P30A+H4TXV01 | 80G1UH040AE12X | 23800 | 24000 | 18.5 | 12.3 | 8.1 | 1.96 | 66 | 63 | 206903191
AIREASE | 4SHP18LX136P | ED1P30/36C+TDR+TXV | A96DF2E090C16 | 34400 | 34600 | 16.5 | 11.7 | 8.1 | 2.04 | 64 | 52 | 210821857
CONCORD | 4HP18V36P | 7EH30BX-0*+TDR | 96G2UH070BV12 | 23800 | 24000 | 19 | 12.3 | 8.5 | 2.04 | 65 | 62 | 214730566
CONCORD | 4HP18V36P | 7EH30BX-0*+TDR | 80G1UH070BE12 | 23800 | 24000 | 18 | 12.3 | 8.5 | 2.04 | 65 | 62 | 214730486
CONCORD | 4HP18V36P | 7EH30AX-0*+TDR | 80G2UH070AE12 | 24000 | 24000 | 19 | 12.3 | 8.5 | 2.05 | 66 | 63 | 214730483
CONCORD | 4HP18V36P | 7EH30AX-0*+TDR | 80G1UH060AE12X | 23800 | 24000 | 19 | 12.3 | 8.5 | 2.04 | 65 | 63 | 214730480
CONCORD | 4HP18V36P | 7EC30BX-0*+TDR | 97G2UH070BV12 | 23400 | 24000 | 19 | 12.3 | 8.1 | 1.97 | 65 | 62 | 214730440
CONCORD | 4HP18V36P | 7EC30AX-0*+TDR | 80G2UH070AE12 | 23800 | 24000 | 18.5 | 12.3 | 8.1 | 1.97 | 66 | 63 | 214730420
CONCORD | 4HP18V36P | 7ED24BX-0*+TDR | 80G1DF070BE12 | 23600 | 24000 | 18 | 12.3 | 8.5 | 2.18 | 70 | 69 | 214730300
DUCANE | 4HP18V36P | EAH1P48C+TDR+TXV | 92G1UH110CE16 | 34400 | 33800 | 18.5 | 11.7 | 8.5 | 2.12 | 65 | 54 | 212607753
DUCANE | 4HP18V36P | EA(C,U)1P30B+TDR+TXV | 97G2UH030BE08 | 23600 | 24000 | 19 | 12.3 | 8.1 | 1.9 | 63 | 60 | 214091876
DUCANE | 4HP18V36P | EAH1P30B+TDR+TXV | 97G2UH070BV12 | 23800 | 24000 | 19 | 12.3 | 8.5 | 2.04 | 65 | 62 | 214100135
DUCANE | 4HP18V36P | EAD4X-48C+TDR | 96G1DF090CE16 | 34200 | 36000 | 18.5 | 11.7 | 8.5 | 2.18 | 68 | 55 | 213352585
DUCANE | 4HP18V36P | E*1P23B+TDR+TXV | 97G2UH045BE12 | 23400 | 24000 | 17.5 | 12.3 | 8.1 | 2.01 | 64 | 61 | 213934121
DUCANE | 4HP18V36P | EAD4X-24B+TDR | 80G1DF070BE12 | 23600 | 24000 | 18 | 12.3 | 8.5 | 2.18 | 70 | 69 | 213352530
DUCANE | 4HP18V36P | ED1P24B+H4TXV01 | 96G2DF045BE12 | 22800 | 24000 | 17.5 | 12.3 | 8.1 | 1.83 | 65 | 62 | 209329494
CONCORD | 4HP18V60P | 7ED50/60CX-0*+TDR | 80G1DF110CE20 | 47500 | 48000 | 17.1 | 12.3 | 8.5 | 2.22 | 72 | 57 | 214730501
CONCORD | 4HP18V36P | 7EH30BX-0*+TDR | 96G2UH045BV12 | 23600 | 24000 | 19 | 12.3 | 8.5 | 2.03 | 65 | 63 | 214730564
CONCORD | 4HP18V36P | ED1P30/36B+H4TXV02 | 80G2DF090BE16 | 34800 | 36000 | 17.5 | 12 | 8.1 | 2.04 | 62 | 50 | 206906591
CONCORD | 4HP18V36P | ED1P24B+H4TXV01 | EFV12BCA | 22800 | 24000 | 18.5 | 12.3 | 8.1 | 1.83 | 65 | 62 | 206906585
CONCORD | 4HP18V36P | EAH1P30B+H4TXV01 | 80G1UH070BE12 | 23800 | 24000 | 18 | 12.3 | 8.5 | 2.04 | 65 | 62 | 206906479
CONCORD | 4HP18V36P | EAH1P30A+H4TXV01 | 80G2UH070AE12L | 24000 | 24000 | 19 | 12.3 | 8.5 | 2.05 | 66 | 63 | 206906477
CONCORD | 4HP18V36P | EAH1P30A+H4TXV01 | 80G1UH040AE12X | 23800 | 24000 | 19 | 12.3 | 8.5 | 2.04 | 65 | 63 | 206906472
CONCORD | 4HP18V36P | EAC4X30B | 95G1UH045BE12 | 23800 | 24000 | 18 | 12.3 | 8.1 | 1.97 | 66 | 63 | 206906414
CONCORD | 4HP18V36P | EA(C,U)1P30B+H4TXV01 | EFV12BCA | 23400 | 24000 | 17.5 | 12.3 | 8.1 | 1.98 | 65 | 62 | 206906330
CONCORD | 4HP18V36P | EA(C,U)1P30B+H4TXV01 | 96G2UH045BV12 | 23400 | 24000 | 18.5 | 12.3 | 8.1 | 1.96 | 65 | 62 | 206906327
CONCORD | 4HP18V36P | E*1P23B+H4TXV01 | 96G1UH045BE12 | 23400 | 24000 | 18 | 12.3 | 8.1 | 1.9 | 64 | 61 | 206906252
CONCORD | 4HP18V36P | E*1P23B+H4TXV01 | 80G1UH070BE12 | 23000 | 24000 | 17.5 | 12.3 | 8.1 | 1.91 | 63 | 59 | 206906244
GE | NS18H36MA4-** | NAM36V2TA4 |  | 33600 | 35600 | 19 | 11.7 | 8.5 | 2.12 | 63 | 52 | 213255778
GE | NS18H36MA4-** | NCHC30AT4 | NF80U045T3A-* | 23400 | 23800 | 18.5 | 12.3 | 8.5 | 2.05 | 65 | 62 | 209941130
GE | NS18H36MA4-** | NCHC30AT4 | NF80U070V3A-* | 23800 | 24000 | 19 | 12.3 | 8.5 | 2.05 | 65 | 62 | 209941144
ARMSTRONG AIR | 4SHP18LX136P | EAH1P30B+TDR+TXV | A80UH1E070B12 | 23800 | 24000 | 18 | 12.3 | 8.5 | 2.04 | 65 | 62 | 210740395
ARMSTRONG AIR | 4SHP18LX136P | EAC4X30B+TDR | A80UH2E090B12 | 24000 | 24000 | 18.5 | 12.3 | 8.1 | 1.97 | 66 | 63 | 210740315
ARMSTRONG AIR | 4SHP18LX136P | EAC4X30A+TDR | A80US2V060A12X | 23600 | 24000 | 19 | 12.3 | 8.1 | 1.98 | 64 | 61 | 210740307
ARMSTRONG AIR | 4SHP18LX160P | 7ED50/60CX-0*+TDR | A80DF1E110C20 | 46500 | 48000 | 16.5 | 11.7 | 8.5 | 2.12 | 74 | 59 | 214731049
ARMSTRONG AIR | 4SHP18LX136P | 7ED24BX-0*+TDR | A97DSMV070B12 | 23600 | 24000 | 19 | 12.3 | 8.5 | 2.18 | 70 | 69 | 214731003
AIREASE | 4SHP18LX136P | 7EC30BX-0*+TDR | A97USMV070B12 | 23400 | 24000 | 19 | 12.3 | 8.1 | 1.97 | 65 | 62 | 214729221
AIREASE | 4SHP18LX136P | 7EC30BX-0*+TDR | A97US2V070B12 | 23400 | 24000 | 19 | 12.3 | 8.1 | 1.97 | 65 | 62 | 214729220
AIREASE | 4SHP18LX136P | 7EC30BX-0*+TDR | A80US2V090B12* | 23600 | 24000 | 19 | 12.3 | 8.1 | 1.97 | 64 | 61 | 214729201
AIREASE | 4SHP18LX136P | EAD4X-24B+TDR | EFV12BCA | 23600 | 24000 | 19 | 12.3 | 8.5 | 2.18 | 70 | 69 | 213352508
AIREASE | 4SHP18LX136P | EAC4X30B+TDR | A97UH2E070B12 | 23800 | 24000 | 18 | 12.3 | 8.1 | 2.06 | 66 | 63 | 213927725
AIREASE | 4SHP18LX136P | ED1P24B+TDR+TXV | A96DF1E045B12 | 23000 | 24000 | 18 | 12.3 | 8.1 | 1.83 | 65 | 62 | 211644254
ALLIED | 4HP18V36P | EAD4X-24B+TDR | 96G2DF045BE12 | 24000 | 24000 | 18 | 12.3 | 8.5 | 2.16 | 71 | 70 | 213352558
ALLIED | 4HP18V36P | EAD4X-24B+TDR | 92G1DF045BE12 | 24000 | 24000 | 19 | 12.3 | 8.5 | 2.16 | 70 | 69 | 213352555
ALLIED | 4HP18V36P | EAD4X-24A+TDR | 80G2DF070AE12 | 24000 | 24000 | 19 | 12.3 | 8.5 | 2.16 | 71 | 70 | 213352553
ALLIED | 4HP18V36P | EAC4X30B+TDR | 97G2UH070BE12 | 23800 | 24000 | 18 | 12.3 | 8.1 | 2.06 | 66 | 63 | 213934182
ALLIED | 4HP18V36P | EAD4X-24B+TDR | 97G2DF070BV16 | 23600 | 24000 | 19 | 12.3 | 8.5 | 2.14 | 71 | 70 | 214100122
ALLIED | 4HP18V36P | EA(C,U)1P30B+H4TXV01 | 96G2UH070BV12 | 23400 | 24000 | 19 | 12.3 | 8.1 | 1.97 | 65 | 62 | 206905943
ALLIED | 4HP18V36P | E*1P23B+H4TXV01 | 96G2UH070BV12 | 23200 | 24000 | 19 | 12.3 | 8.1 | 1.91 | 63 | 60 | 206905870
ALLIED | 4HP18V36P | E*1P23B+H4TXV01 | 96G1UH045BE12 | 23400 | 24000 | 18 | 12.3 | 8.1 | 1.9 | 64 | 61 | 206905867
ALLIED | 4HP18V36P | E*1P23A+H4TXV01 | 80G1UH060AE12X | 23200 | 24000 | 19 | 12.3 | 8.1 | 1.91 | 64 | 60 | 206905854
ALLIED | 4HP18V36P | BCE5E30M |  | 24000 | 24000 | 17.5 | 12.3 | 8.5 | 2 | 66 | 64 | 206905840
ALLIED | 4HP18V36P | BCE5C24M*1P+H4TXV01 |  | 23000 | 24000 | 16.5 | 12.3 | 8.1 | 1.84 | 67 | 64 | 206905835
COMFORT-AIRE | HRG1836S1P | EAH1P30B+TDR+TXV | GUH97T070B3M | 23800 | 24000 | 19 | 12.3 | 8.5 | 2.04 | 65 | 62 | 214831115
COMFORT-AIRE | HRG1836S1P | EAH1P30B+TDR+TXV | GUH97T045B3M | 23600 | 24000 | 19 | 12.3 | 8.5 | 2.03 | 65 | 63 | 214831098
COMFORT-AIRE | HRG1836S1P | EAD4X-24B+TDR | GDD80C070B3M | 23600 | 24000 | 18 | 12.3 | 8.5 | 2.18 | 70 | 69 | 213379667
ARMSTRONG AIR | 4SHP18LX136P | EAH1P30B+TDR+TXV | A96UH2E070B12 | 24000 | 24000 | 18 | 12.3 | 8.5 | 2.02 | 66 | 63 | 210740427
ARMSTRONG AIR | 4SHP18LX136P | 7ED48CX-0*+TDR | EFV16CCA | 34200 | 36000 | 19 | 11.7 | 8.5 | 2.18 | 68 | 55 | 214731034
ARMSTRONG AIR | 4SHP18LX136P | 7ED24AX-0*+TDR | A80DF1E045A12 | 23600 | 24000 | 19 | 12.3 | 8.5 | 2.16 | 70 | 69 | 214730991
AIREASE | 4SHP18LX136P | EAD4X-24B+TDR | A93DF1E070B12 | 24000 | 24000 | 19 | 12.3 | 8.5 | 2.16 | 70 | 69 | 213352501
AIREASE | 4SHP18LX136P | EAD4X-24B+TDR | A80DS2V090B16 | 23600 | 24000 | 19 | 12.3 | 8.5 | 2.16 | 70 | 69 | 213352499
AIREASE | 4SHP18LX136P | EAC4X30A+TDR | A80US2V070A12 | 23400 | 24000 | 18.5 | 12.3 | 8.1 | 1.97 | 65 | 62 | 213270494
AIREASE | 4SHP18LX136P | 7EH30BX-0*+TDR | EFV12BCA | 23600 | 24000 | 18.5 | 12.3 | 8.5 | 2.05 | 65 | 62 | 214729356
AIREASE | 4SHP18LX136P | 7EH30BX-0*+TDR | A96UH1E030B12 | 23400 | 24000 | 17.5 | 12.3 | 8.5 | 1.99 | 66 | 63 | 214729339
AIREASE | 4SHP18LX136P | 7EH30BX-0*+TDR | A93UH1E030B12 | 23400 | 24000 | 18 | 12.3 | 8.1 | 1.99 | 66 | 63 | 214729336
AIREASE | 4SHP18LX136P | 7EH30BX-0*+TDR | A80US2V090B12* | 23600 | 24000 | 19 | 12.3 | 8.5 | 2.04 | 65 | 62 | 214729333
AIREASE | 4SHP18LX136P | 7EC30BX-0*+TDR | A96US2V070B12 | 23400 | 24000 | 19 | 12.3 | 8.1 | 1.97 | 65 | 62 | 214729213
AIREASE | 4SHP18LX136P | 7EC30AX-0*+TDR | A80UH1E060A12X | 23800 | 24000 | 18.5 | 12.3 | 8.1 | 1.96 | 66 | 63 | 214729192
AIREASE | 4SHP18LX136P | 7EC30AX-0*+TDR | A80UH1E040A12X | 23800 | 24000 | 18.5 | 12.3 | 8.1 | 1.98 | 66 | 63 | 214729190
AIREASE | 4SHP18LX136P | EAD4X-24B+TDR | A96DS2V070B16 | 23600 | 24000 | 18.5 | 12.3 | 8.5 | 2.16 | 70 | 69 | 213352505
AIREASE | 4SHP18LX136P | E*1P23B+TDR+TXV | A80US2V090B12* | 23200 | 24000 | 19 | 12.3 | 8.1 | 1.91 | 63 | 59 | 211644208
AIREASE | 4SHP18LX136P | EAH1P30B+TDR+TXV | A80US2V090B16L | 23600 | 24000 | 19 | 12.3 | 8.5 | 2.02 | 65 | 62 | 211644248
AIREASE | 4SHP18LX136P | EA(C,U)1P30B+TDR+TXV | A96UH1E045B12 | 23800 | 24000 | 17.5 | 12.3 | 8.1 | 1.96 | 66 | 63 | 211644228
AIREASE | 4SHP18LX136P | EA(C,U)1P30B+TDR+TXV | A80US2V090B12* | 23600 | 24000 | 19 | 12.3 | 8.1 | 1.97 | 64 | 61 | 211644225
AIREASE | 4SHP18LX136P | EAC4X30B+TDR | A97US2V070B12 | 23400 | 24000 | 19 | 12.3 | 8.1 | 1.97 | 65 | 62 | 212539403
AIREASE | 4SHP18LX136P | 7ED24BX-0*+TDR | EFV08BCA | 23400 | 24000 | 17.5 | 12.3 | 8.5 | 2.14 | 71 | 70 | 214731015
AIREASE | 4SHP18LX136P | 7ED24BX-0*+TDR | A96DS2V045B12 | 23600 | 24000 | 19 | 12.3 | 8.5 | 2.18 | 70 | 69 | 214731012
AIREASE | 4SHP18LX136P | 7ED48CX-0*+TDR | A96DF1E090C16 | 34200 | 36000 | 18.5 | 11.7 | 8.5 | 2.18 | 68 | 55 | 214731038
AIREASE | 4SHP18LX136P | 7ED48CX-0*+TDR | A80DS2V110C20 | 34600 | 36000 | 19 | 11.7 | 8.5 | 2.16 | 68 | 55 | 214731035
AIREASE | 4SHP18LX136P | EAH1P30B+TDR+TXV | A93UH1E045B12 | 24000 | 24000 | 19 | 12.3 | 8.5 | 2.03 | 66 | 63 | 210822089
AIREASE | 4SHP18LX136P | EAH1P30B+TDR+TXV | A80UH2E090B12 | 23400 | 24000 | 18.5 | 12.3 | 8.5 | 1.98 | 66 | 63 | 210822086
AIREASE | 4SHP18LX136P | EAH1P30A+TDR+TXV | A80UH1E060A12X | 23800 | 24000 | 19 | 12.3 | 8.5 | 2.04 | 65 | 63 | 210822073
AIREASE | 4SHP18LX136P | EAC4X30B+TDR | A93UH1E070B12 | 24000 | 24000 | 18.5 | 12.3 | 8.1 | 1.97 | 66 | 63 | 210822051
AIREASE | 4SHP18LX136P | EAC4X30A+TDR | A80US2V060A12X | 23600 | 24000 | 19 | 12.3 | 8.1 | 1.98 | 64 | 61 | 210822041
AIREASE | 4SHP18LX136P | E*1P23A+TDR+TXV | A80UH1E070A12 | 23000 | 24000 | 17.5 | 12.3 | 8.1 | 1.91 | 63 | 60 | 210821890
AIREASE | 4SHP18LX136P | BCE7E18M*4X |  | 23200 | 24000 | 18 | 12.3 | 8.5 | 2.03 | 64 | 61 | 210821878
DUCANE | 4HP18V36P | 7EC30BX-0*+TDR | 97G2UH070BE12 | 23800 | 24000 | 18 | 12.3 | 8.1 | 2.06 | 66 | 63 | 214730745
DUCANE | 4HP18V36P | 7EC30BX-0*+TDR | 97G2UH030BE08 | 23600 | 24000 | 19 | 12.3 | 8.1 | 1.9 | 63 | 60 | 214730742
DUCANE | 4HP18V36P | 7EC30AX-0*+TDR | 80G1UH040AE12X | 23800 | 24000 | 18.5 | 12.3 | 8.1 | 1.96 | 66 | 63 | 214730722
DUCANE | 4HP18V36P | E*1P23A+H4TXV01 | 80G2UH070AV12* | 23200 | 24000 | 19 | 12.3 | 8.1 | 1.92 | 63 | 60 | 206903148
DUCANE | 4HP18V36P | BCE5E24M |  | 23000 | 24000 | 17.5 | 12.3 | 8.1 | 1.85 | 63 | 62 | 206903140
AC PRO | 4HP18V36P | EAH1P30B+TDR+TXV | 97G2UH045BV12 | 23600 | 24000 | 19 | 12.3 | 8.5 | 2.03 | 65 | 63 | 214100158
AC PRO | 4HP18V36P | ED1P30/36B+TDR+TXV | EFV12BCA | 33800 | 36000 | 17.1 | 11.7 | 8.1 | 2.06 | 61 | 49 | 212523816
AC PRO | 4HP18V36P | EAH1P30B+TDR+TXV | 97G2UH045BE12 | 24000 | 24000 | 18 | 12.3 | 8.5 | 2.11 | 66 | 63 | 213934167
AC PRO | 4HP18V36P | EAD4X-24B+TDR | EFV12BCA | 23400 | 24000 | 19 | 12.3 | 8.5 | 2.18 | 70 | 68 | 213352552
AC PRO | 4HP18V36P | EAD4X-24B+TDR | 96G2DF045BE12 | 24000 | 24000 | 18 | 12.3 | 8.5 | 2.16 | 71 | 70 | 213352550
AC PRO | 4HP18V36P | EAD4X-24B+TDR | 92G1DF070BE12 | 24000 | 24000 | 19 | 12.3 | 8.5 | 2.16 | 70 | 69 | 213352548
AC PRO | 4HP18V36P | EAC4X30B | 96G2UH045BE12 | 23800 | 24000 | 17.5 | 12.3 | 8.1 | 1.96 | 66 | 63 | 209329581
AC PRO | 4HP18V36P | ED1P30/36B+H4TXV02 | 80G2DF090BE16 | 34800 | 36000 | 17.5 | 12 | 8.1 | 2.04 | 62 | 50 | 206905821
AC PRO | 4HP18V36P | EAH1P30B+H4TXV01 | 92G1UH045BE12 | 24000 | 24000 | 19 | 12.3 | 8.5 | 2.03 | 66 | 63 | 206905712
AC PRO | 4HP18V36P | EAH1P30A+H4TXV01 | 80G2UH070AV12* | 23800 | 24000 | 19 | 12.3 | 8.5 | 2.05 | 65 | 62 | 206905708
AC PRO | 4HP18V36P | EAC4X30B | EFV12BCA | 23400 | 24000 | 17.5 | 12.3 | 8.1 | 1.98 | 65 | 62 | 206905652
AC PRO | 4HP18V36P | EAC4X30B | 95G1UH045BE12 | 23800 | 24000 | 18 | 12.3 | 8.1 | 1.97 | 66 | 63 | 206905644
AC PRO | 4HP18V36P | EAC4X30B | 92G1UH070BE12 | 24000 | 24000 | 18.5 | 12.3 | 8.1 | 1.97 | 66 | 63 | 206905642
AC PRO | 4HP18V36P | EA(C,U)1P30B+H4TXV01 | EFV12BCA | 23400 | 24000 | 17.5 | 12.3 | 8.1 | 1.98 | 65 | 62 | 206905560
AC PRO | 4HP18V36P | EA(C,U)1P30B+H4TXV01 | 80G2UH090BE12 | 24000 | 24000 | 18.5 | 12.3 | 8.1 | 1.97 | 66 | 63 | 206905547
AC PRO | 4HP18V36P | EA(C,U)1P30A+H4TXV01 | 80G2UH070AV12* | 23600 | 24000 | 18.5 | 12.3 | 8.1 | 1.98 | 65 | 62 | 206905545
AC PRO | 4HP18V36P | EA(C,U)1P30A+H4TXV01 | 80G1UH060AE12X | 23800 | 24000 | 18.5 | 12.3 | 8.1 | 1.96 | 66 | 63 | 206905541
AC PRO | 4HP18V36P | E*1P23B+H4TXV01 | EFV12BCA | 23000 | 24000 | 17.5 | 12.3 | 8.1 | 1.92 | 63 | 60 | 206905487
GE | NS18H36MA4-** | NCHC30BT4 | NF80U070S3B-* | 23800 | 24000 | 18 | 12.3 | 8.5 | 2.04 | 65 | 62 | 209941080
CENTURY | HRG1836S1P | ED1P30/36C+H4TXV02 | GDD96C090C4M | 34600 | 36000 | 17.1 | 12 | 8.1 | 2.06 | 62 | 50 | 207071249
COMFORT-AIRE | HRG1836S1P | EAD4X-48C+TDR | GDD96C090C4M | 34200 | 36000 | 18.5 | 11.7 | 8.5 | 2.18 | 68 | 55 | 213379673
COMFORT-AIRE | HRG1836S1P | EAD4X-24B+TDR | GDD92C070B3M | 24000 | 24000 | 19 | 12.3 | 8.5 | 2.16 | 70 | 69 | 213379669
AC PRO | 4HP18V36P | BCE5C18M*4X |  | 22000 | 24000 | 17.1 | 12.3 | 8.5 | 1.94 | 64 | 61 | 206905449
AC PRO | 4HP18V36P | BCE7E30M |  | 24000 | 24000 | 19 | 12.3 | 8.5 | 2.17 | 68 | 65 | 206905464
COMFORT-AIRE | HRG1836S1P | HCG24V1P |  | 23400 | 24000 | 18.5 | 12.3 | 8.5 | 1.88 | 67 | 64 | 207071258
COMFORT-AIRE | HRG1836S1P | EA(C,U)1P30B+TDR+TXV | GUH97M070B3M | 23400 | 24000 | 19 | 12.3 | 8.1 | 1.97 | 65 | 62 | 212604341
CENTURY | HRG1836S1P | HMG24F1P+H4TXV01 |  | 23000 | 24000 | 16.5 | 12.3 | 8.1 | 1.84 | 67 | 64 | 207071251
CENTURY | HRG1836S1P | E*1P23B+H4TXV01 | GUH92C045B3M | 23400 | 24000 | 18.5 | 12.3 | 8.1 | 1.92 | 64 | 61 | 207071269
CENTURY | HRG1836S1P | EA(C,U)1P30B+H4TXV01 | GUH96C045B3M | 23800 | 24000 | 17.5 | 12.3 | 8.1 | 1.96 | 66 | 63 | 207071317
DUCANE | 4HP18V36P | 7EC30BX-0*+TDR | 80G2UH090BE12 | 24000 | 24000 | 18.5 | 12.3 | 8.1 | 1.97 | 66 | 63 | 214730730
DUCANE | 4HP18V36P | 7EC30AX-0*+TDR | 80G2UH070AE12L | 23800 | 24000 | 18.5 | 12.3 | 8.1 | 1.97 | 66 | 63 | 214730727
DUCANE | 4HP18V36P | ED1P30/36C+H4TXV02 | 96G2DF090CE16 | 34400 | 36000 | 16.5 | 11.7 | 8.1 | 2.04 | 62 | 50 | 209332251
DUCANE | 4HP18V36P | EA(C,U)1P24B+H4TXV01 | 96G2UH030BE08 | 23200 | 24000 | 18.5 | 12.3 | 8.1 | 1.88 | 63 | 60 | 209329458
DUCANE | 4HP18V36P | EAH1P30B+H4TXV01 | 96G1UH030BE08 | 23400 | 24000 | 17.5 | 12.3 | 8.5 | 1.99 | 66 | 63 | 206903274
DUCANE | 4HP18V36P | EAH1P30B+H4TXV01 | 92G1UH030BE12 | 23400 | 24000 | 18 | 12.3 | 8.1 | 1.99 | 66 | 63 | 206903268
DUCANE | 4HP18V36P | EAH1P30A+H4TXV01 | 80G2UH070AE12 | 24000 | 24000 | 19 | 12.3 | 8.5 | 2.05 | 66 | 63 | 206903260
DUCANE | 4HP18V36P | EAH1P30A+H4TXV01 | 80G1UH060AE12X | 23800 | 24000 | 19 | 12.3 | 8.5 | 2.04 | 65 | 63 | 206903258
DUCANE | 4HP18V36P | EAH1P30A+H4TXV01 | 80G1UH045AE12 | 23800 | 24000 | 18.5 | 12.3 | 8.5 | 2.04 | 65 | 63 | 206903257
DUCANE | 4HP18V36P | EAC4X30A | 80G1UH060AE12X | 23800 | 24000 | 18.5 | 12.3 | 8.1 | 1.96 | 66 | 63 | 206903236
DUCANE | 4HP18V36P | EA(C,U)1P30B+H4TXV01 | 96G1UH045BE12 | 23800 | 24000 | 17.5 | 12.3 | 8.1 | 1.96 | 66 | 63 | 206903210
DUCANE | 4HP18V36P | EA(C,U)1P30B+H4TXV01 | EFV12BCA | 23400 | 24000 | 17.5 | 12.3 | 8.1 | 1.98 | 65 | 62 | 206903200
DUCANE | 4HP18V36P | EA(C,U)1P30B+H4TXV01 | 96G2UH045BV12 | 23400 | 24000 | 18.5 | 12.3 | 8.1 | 1.96 | 65 | 62 | 206903197
DUCANE | 4HP18V36P | E*1P23B+H4TXV01 | 96G1UH070BE12 | 23400 | 24000 | 18 | 12.3 | 8.1 | 1.9 | 64 | 61 | 206903168
DUCANE | 4HP18V36P | E*1P23A+H4TXV01 | 80G2UH070AE12L | 23400 | 24000 | 19 | 12.3 | 8.1 | 1.91 | 64 | 60 | 206903154
DUCANE | 4HP18V36P | E*1P23A+H4TXV01 | 80G2UH045AE12 | 22800 | 24000 | 18 | 12.3 | 8.1 | 1.9 | 62 | 59 | 206903152
DUCANE | 4HP18V36P | E*1P23A+H4TXV01 | 80G1UH040AE12X | 23200 | 24000 | 19 | 12.3 | 8.1 | 1.91 | 64 | 60 | 206903149
CONCORD | 4HP18V36P | 7EH30AX-0*+TDR | 80G1UH070AE12 | 23600 | 24000 | 18.5 | 12.3 | 8.5 | 2.05 | 65 | 65 | 214730481
CONCORD | 4HP18V36P | 7EH30AX-0*+TDR | 80G1UH040AE12X | 23800 | 24000 | 19 | 12.3 | 8.5 | 2.04 | 65 | 63 | 214730478
CONCORD | 4HP18V36P | 7EC30BX-0*+TDR | 97G2UH070BE12 | 23800 | 24000 | 18 | 12.3 | 8.1 | 2.06 | 66 | 63 | 214730439
CONCORD | 4HP18V36P | 7EC30BX-0*+TDR | 96G2UH070BV12 | 23400 | 24000 | 19 | 12.3 | 8.1 | 1.97 | 65 | 62 | 214730435
CONCORD | 4HP18V36P | 7EC30AX-0*+TDR | 80G1UH060AE12X | 23800 | 24000 | 18.5 | 12.3 | 8.1 | 1.96 | 66 | 63 | 214730418
DUCANE | 4HP18V36P | 7EH30BX-0*+TDR | 96G1UH045BE12 | 24000 | 24000 | 18.5 | 12.3 | 8.5 | 2.03 | 66 | 64 | 214730798
DUCANE | 4HP18V36P | 7EH30BX-0*+TDR | 92G1UH045BE12 | 24000 | 24000 | 19 | 12.3 | 8.5 | 2.03 | 66 | 63 | 214730795
DUCANE | 4HP18V36P | 7ED24BX-0*+TDR | 96G1DF045BE12 | 24000 | 24000 | 18.5 | 12.3 | 8.5 | 2.16 | 70 | 69 | 214730296
DUCANE | 4HP18V36P | 7ED24BX-0*+TDR | 92G1DF045BE12 | 24000 | 24000 | 19 | 12.3 | 8.5 | 2.16 | 70 | 69 | 214730294
DUCANE | 4HP18V36P | 7EC30BX-0*+TDR | 92G1UH045BE12 | 23800 | 24000 | 18.5 | 12.3 | 8.1 | 1.96 | 66 | 63 | 214730732
DUCANE | 4HP18V36P | EAH1P30B+H4TXV01 | 96G2UH070BV12 | 23800 | 24000 | 19 | 12.3 | 8.5 | 2.04 | 65 | 62 | 206903263
DUCANE | 4HP18V36P | EAH1P30B+H4TXV01 | 96G2UH045BV12 | 23600 | 24000 | 19 | 12.3 | 8.5 | 2.03 | 65 | 63 | 206903262
DUCANE | 4HP18V36P | EA(C,U)1P30B+H4TXV01 | 92G1UH045BE12 | 23800 | 24000 | 18.5 | 12.3 | 8.1 | 1.96 | 66 | 63 | 206903204
AIREASE | 4SHP18LX136P | 7EH30BX-0*+TDR | A96UH1E070B12 | 24000 | 24000 | 18 | 12.3 | 8.5 | 2.03 | 66 | 64 | 214729341
AIREASE | 4SHP18LX136P | 7EH30BX-0*+TDR | A93UH1E070B12 | 24000 | 24000 | 19 | 12.3 | 8.5 | 2.04 | 66 | 63 | 214729338
AIREASE | 4SHP18LX136P | 7EH30AX-0*+TDR | A80UH1E040A12X | 23800 | 24000 | 19 | 12.3 | 8.5 | 2.06 | 65 | 63 | 214729324
AIREASE | 4SHP18LX136P | EAC4X30B+TDR | A96UH2E045B12 | 23800 | 24000 | 17.5 | 12.3 | 8.1 | 1.96 | 66 | 63 | 210822056
AIREASE | 4SHP18LX136P | EAC4X30B+TDR | A93UH1E045B12 | 23800 | 24000 | 18.5 | 12.3 | 8.1 | 1.96 | 66 | 63 | 210822049
AIREASE | 4SHP18LX136P | EA(C;U)1P30A+TDR+TXV | A80UH2E070A12 | 23800 | 24000 | 18.5 | 12.3 | 8.1 | 1.97 | 66 | 63 | 210821969
AIREASE | 4SHP18LX136P | EA(C;U)1P30A+TDR+TXV | A80UH1E060A12X | 23800 | 24000 | 18.5 | 12.3 | 8.1 | 1.96 | 66 | 63 | 210821963
AIREASE | 4SHP18LX136P | E*1P23A+TDR+TXV | A80UH2E070A12 | 23400 | 24000 | 19 | 12.3 | 8.1 | 1.91 | 64 | 60 | 210821893
AIREASE | 4SHP18LX136P | BCE5V30M*4X |  | 23600 | 24000 | 18.5 | 12.3 | 8.5 | 1.98 | 66 | 63 | 210821877
AIREASE | 4SHP18LX136P | BCE5V18M*4X |  | 23400 | 24000 | 18 | 12.3 | 8.5 | 2.04 | 66 | 63 | 210821875
AIREASE | 4SHP18LX136P | E*1P23B+TDR+TXV | A80US2V090B16L | 23000 | 24000 | 18.5 | 12.3 | 8.1 | 1.9 | 63 | 60 | 211644210
ALLIED | 4HP18V36P | EAC4X30A | 80G2UH070AE12 | 23800 | 24000 | 18.5 | 12.3 | 8.1 | 1.97 | 66 | 63 | 206906020
ALLIED | 4HP18V36P | EAH1P30B+H4TXV01 | 96G2UH045BE12 | 24000 | 24000 | 18 | 12.3 | 8.5 | 2.02 | 66 | 63 | 209329637
ALLIED | 4HP18V36P | E*1P23B+H4TXV01 | 96G2UH030BE08 | 23000 | 24000 | 18.5 | 12.3 | 8.1 | 1.89 | 63 | 60 | 209329602
CENTURY | HRG1836S1P | 7EH30BX-0*+TDR | GUH97T045B3M | 23600 | 24000 | 19 | 12.3 | 8.5 | 2.03 | 65 | 63 | 214831043
CENTURY | HRG1836S1P | EA(C,U)1P30B+TDR+TXV | GUH97T045B3M | 23400 | 24000 | 19 | 12.3 | 8.1 | 1.93 | 65 | 62 | 214831031
COMFORT-AIRE | HRG1836S1P | EAH1P30B+H4TXV01 | GUH96T045B3M | 23600 | 24000 | 19 | 12.3 | 8.5 | 2.03 | 65 | 63 | 207071364
GE | NS18H36MA4-** | NAM24V2TA4 |  | 23000 | 24000 | 19 | 12.3 | 8.5 | 1.94 | 63 | 60 | 213255776
DUCANE | 4HP18V36P | 7EH30BX-0*+TDR | 97G2UH045BV12 | 23600 | 24000 | 19 | 12.3 | 8.5 | 2.03 | 65 | 63 | 214730807
DUCANE | 4HP18V36P | 7EH30BX-0*+TDR | 96G2UH070BV12 | 23800 | 24000 | 19 | 12.3 | 8.5 | 2.04 | 65 | 62 | 214730804
DUCANE | 4HP18V36P | 7EH30BX-0*+TDR | 96G2UH045BE12 | 24000 | 24000 | 18 | 12.3 | 8.5 | 2.02 | 66 | 63 | 214730801
DUCANE | 4HP18V36P | 7EH30AX-0*+TDR | 80G1UH040AE12X | 23800 | 24000 | 19 | 12.3 | 8.5 | 2.04 | 65 | 63 | 214730784
DUCANE | 4HP18V60P | 7ED50/60CX-0*+TDR | 80G1DF110CE20 | 47500 | 48000 | 17.1 | 12.3 | 8.5 | 2.22 | 72 | 57 | 214730495
AC PRO | 4HP18V36P | E*1P23A+H4TXV01 | 80G2UH045AE12 | 22800 | 24000 | 18 | 12.3 | 8.1 | 1.9 | 62 | 59 | 206905470
AC PRO | 4HP18V36P | BCE5C24M*1P+H4TXV01 |  | 23000 | 24000 | 16.5 | 12.3 | 8.1 | 1.84 | 67 | 64 | 206905450
AC PRO | 4HP18V36P | 7ED24BX-0*+TDR | 97G2DF070BE16 | 23800 | 24000 | 18 | 12.3 | 8.5 | 2.16 | 71 | 70 | 214730326
ARMSTRONG AIR | 4SHP18LX136P | 7EH30BX-0*+TDR | A97US2V040B12X | 23600 | 24000 | 19 | 12.3 | 8.5 | 2.02 | 65 | 62 | 214730018
ARMSTRONG AIR | 4SHP18LX136P | 7EH30BX-0*+TDR | A96US2V070B12 | 23600 | 24000 | 19 | 12.3 | 8.5 | 2.04 | 65 | 62 | 214730014
DUCANE | 4HP18V36P | 7ED24BX-0*+TDR | 97G2DF070BE16 | 23800 | 24000 | 18 | 12.3 | 8.5 | 2.16 | 71 | 70 | 214730322
DUCANE | 4HP18V36P | 7ED24BX-0*+TDR | EFV12BCA | 23400 | 24000 | 19 | 12.3 | 8.5 | 2.18 | 70 | 68 | 214730299
AIREASE | 4SHP18LX136P | E*1P23B+TDR+TXV | A96UH1E045B12 | 23400 | 24000 | 18 | 12.3 | 8.1 | 1.9 | 64 | 61 | 211644212
AIREASE | 4SHP18LX136P | EAH1P30B+TDR+TXV | A97US2V045B12 | 23600 | 24000 | 19 | 12.3 | 8.5 | 2.03 | 65 | 63 | 212539405
AIREASE | 4SHP18LX136P | EAH1P30B+TDR+TXV | A96UH2E070B12 | 24000 | 24000 | 18 | 12.3 | 8.5 | 2.02 | 66 | 63 | 210822096
AIREASE | 4SHP18LX136P | EAH1P30B+TDR+TXV | A96UH1E070B12 | 24000 | 24000 | 18 | 12.3 | 8.5 | 2.03 | 66 | 64 | 210822093
AIREASE | 4SHP18LX136P | EAH1P30B+TDR+TXV | A96UH1E030B12 | 23400 | 24000 | 17.5 | 12.3 | 8.5 | 1.99 | 66 | 63 | 210822092
AIREASE | 4SHP18LX136P | EAC4X30B+TDR | EFV12BCA | 23400 | 24000 | 17.5 | 12.3 | 8.1 | 2 | 65 | 62 | 210822068
AIREASE | 4SHP18LX136P | EAC4X30B+TDR | A96US2V045B12 | 23400 | 24000 | 18.5 | 12.3 | 8.1 | 1.95 | 65 | 62 | 210822061
AIREASE | 4SHP18LX136P | EAC4X30B+TDR | A96UH2E070B12 | 23800 | 24000 | 17.1 | 12.3 | 8.1 | 1.96 | 66 | 63 | 210822058
AIREASE | 4SHP18LX136P | EA(C;U)1P30B+TDR+TXV | A97US2V060B12X | 23400 | 24000 | 18.5 | 12.3 | 8.1 | 1.96 | 65 | 62 | 210821993
AIREASE | 4SHP18LX136P | EA(C;U)1P30B+TDR+TXV | A96UH2E070B12 | 23800 | 24000 | 17.1 | 12.3 | 8.1 | 1.96 | 66 | 63 | 210821986
AIREASE | 4SHP18LX136P | EA(C;U)1P30B+TDR+TXV | A80UH2E090B12 | 24000 | 24000 | 18.5 | 12.3 | 8.1 | 1.97 | 66 | 63 | 210821974
AIREASE | 4SHP18LX136P | EA(C;U)1P30A+TDR+TXV | A80UH1E070A12 | 23600 | 24000 | 17.5 | 12.3 | 8.1 | 1.96 | 65 | 62 | 210821966
AIREASE | 4SHP18LX136P | EA(C;U)1P30A+TDR+TXV | A80UH1E040A12X | 23800 | 24000 | 18.5 | 12.3 | 8.1 | 1.96 | 66 | 63 | 210821958
AIREASE | 4SHP18LX136P | E*1P23B+TDR+TXV | A96UH2E070B12 | 23400 | 24000 | 17.5 | 12.3 | 8.1 | 1.91 | 64 | 61 | 210821908
AIREASE | 4SHP18LX136P | E*1P23B+TDR+TXV | A93UH1E070B12 | 23400 | 24000 | 19 | 12.3 | 8.1 | 1.92 | 64 | 60 | 210821905
AIREASE | 4SHP18LX136P | E*1P23A+TDR+TXV | A80UH1E040A12X | 23200 | 24000 | 19 | 12.3 | 8.1 | 1.91 | 64 | 60 | 210821886
AIREASE | 4SHP18LX136P | BCE5V24M*4X |  | 23400 | 24000 | 18.5 | 12.3 | 8.5 | 1.88 | 67 | 64 | 210821876
AIREASE | 4SHP18LX136P | ED1P30/36B+TDR+TXV | A96DF1E045B12 | 34000 | 34600 | 18 | 11.7 | 8.1 | 2.04 | 64 | 52 | 210821842
ALLIED | 4HP18V36P | ED1P30/36C+H4TXV02 | 92G1DF090CE16 | 34600 | 36000 | 17.1 | 12 | 8.1 | 2.04 | 62 | 50 | 206906215
ALLIED | 4HP18V36P | EAH1P30B+H4TXV01 | 96G1UH070BE12 | 24000 | 24000 | 18 | 12.3 | 8.5 | 2.03 | 66 | 64 | 206906104
ALLIED | 4HP18V36P | EAH1P30B+H4TXV01 | 92G1UH045BE12 | 24000 | 24000 | 19 | 12.3 | 8.5 | 2.03 | 66 | 63 | 206906097
ALLIED | 4HP18V36P | EAH1P30B+H4TXV01 | 80G1UH070BE12 | 23800 | 24000 | 18 | 12.3 | 8.5 | 2.04 | 65 | 62 | 206906094
ALLIED | 4HP18V36P | EAH1P30A+H4TXV01 | 80G1UH040AE12X | 23800 | 24000 | 19 | 12.3 | 8.5 | 2.04 | 65 | 63 | 206906087
ALLIED | 4HP18V36P | EAC4X30B | 95G1UH045BE12 | 23800 | 24000 | 18 | 12.3 | 8.1 | 1.97 | 66 | 63 | 206906029
ALLIED | 4HP18V36P | EAC4X30B | 92G1UH070BE12 | 24000 | 24000 | 18.5 | 12.3 | 8.1 | 1.97 | 66 | 63 | 206906027
ALLIED | 4HP18V36P | ED1P24B+H4TXV01 | 96G2DF070BE16 | 22800 | 24000 | 17.1 | 12.3 | 8.1 | 1.82 | 65 | 62 | 209329651
ALLIED | 4HP18V36P | EA(C,U)1P30B+H4TXV01 | 96G2UH070BE12 | 23800 | 24000 | 17.1 | 12.3 | 8.1 | 1.96 | 66 | 63 | 209329621
ALLIED | 4HP18V36P | EA(C,U)1P30B+H4TXV01 | 96G2UH045BE12 | 23800 | 24000 | 17.5 | 12.3 | 8.1 | 1.96 | 66 | 63 | 209329619
ALLIED | 4HP18V36P | E*1P23B+H4TXV01 | 96G2UH070BE12 | 23400 | 24000 | 17.5 | 12.3 | 8.1 | 1.91 | 64 | 61 | 209329607
CENTURY | HRG1860S1P | EAD4X-50/60C+TDR | GDD80C110C5M | 47500 | 48000 | 17.1 | 12.3 | 8.5 | 2.22 | 72 | 57 | 213379663
CENTURY | HRG1836S1P | EAD4X-24B+TDR | GDD92C070B3M | 24000 | 24000 | 19 | 12.3 | 8.5 | 2.16 | 70 | 69 | 213379658
COMFORT-AIRE | HRG1836S1P | EAC4X30B | GUH95C045B3M | 23800 | 24000 | 18 | 12.3 | 8.1 | 1.97 | 66 | 63 | 207071354
COMFORT-AIRE | HRG1836S1P | EAC4X30B | GUH92C045B3M | 23800 | 24000 | 18.5 | 12.3 | 8.1 | 1.96 | 66 | 63 | 207071350
COMFORT-AIRE | HRG1836S1P | EAC4X30B | GUH96T070B3M | 23400 | 24000 | 19 | 12.3 | 8.1 | 1.97 | 65 | 62 | 207071346
COMFORT-AIRE | HRG1836S1P | EA(C,U)1P30B+H4TXV01 | GUH92C045B3M | 23800 | 24000 | 18.5 | 12.3 | 8.1 | 1.96 | 66 | 63 | 207071310
COMFORT-AIRE | HRG1836S1P | ED1P30/36B+H4TXV02 | GDD80C070B3M | 34200 | 36000 | 18 | 11.7 | 8.1 | 2.04 | 61 | 49 | 207071230
AC PRO | 4HP18V36P | 7EH30BX-0*+TDR | 97G2UH070BV12 | 23800 | 24000 | 19 | 12.3 | 8.5 | 2.04 | 65 | 62 | 214729053
AC PRO | 4HP18V36P | 7EH30AX-0*+TDR | 80G2UH070AE12L | 24000 | 24000 | 19 | 12.3 | 8.5 | 2.05 | 66 | 63 | 214729034
AC PRO | 4HP18V36P | 7EH30AX-0*+TDR | 80G1UH060AE12X | 23800 | 24000 | 19 | 12.3 | 8.5 | 2.04 | 65 | 63 | 214729030
AC PRO | 4HP18V36P | 7EC30BX-0*+TDR | EFV12BCA | 23400 | 24000 | 17.5 | 12.3 | 8.1 | 1.98 | 65 | 62 | 214728992
AC PRO | 4HP18V36P | 7EC30BX-0*+TDR | 97G2UH070BV12 | 23400 | 24000 | 19 | 12.3 | 8.1 | 1.97 | 65 | 62 | 214728990
AC PRO | 4HP18V36P | 7EC30BX-0*+TDR | 97G2UH045BE12 | 23800 | 24000 | 17.5 | 12.3 | 8.1 | 2.06 | 66 | 63 | 214728987
AC PRO | 4HP18V36P | 7EC30AX-0*+TDR | 80G1UH060AE12X | 23800 | 24000 | 18.5 | 12.3 | 8.1 | 1.96 | 66 | 63 | 214728968
AIREASE | 4SHP18LX136P | EAH1P30B+TDR+TXV | A97USMV070B12 + TSTAT | 23600 | 24000 | 19 | 12.3 | 8.5 | 2.04 | 65 | 62 | 214784753
CENTURY | HRG1836S1P | 7EC30BX-0*+TDR | GUH97T070B3M | 23400 | 24000 | 19 | 12.3 | 8.1 | 1.97 | 65 | 62 | 214831058
CENTURY | HRG1836S1P | EAC4X30B+TDR | GUH97T070B3M | 23400 | 24000 | 19 | 12.3 | 8.1 | 1.97 | 65 | 62 | 214831050
GE | NS18H36MA4-** | NCHC30BT4+TDR | NF97U070M3B-* | 23600 | 24000 | 19 | 12.3 | 8.5 | 2.04 | 65 | 62 | 213164561
GE | NS18H36MA4-** | NCHC30BT4+TDR | NF97X040V3B-* | 23600 | 24000 | 19 | 12.3 | 8.5 | 2.04 | 65 | 63 | 213164559
GE | NS18H36MA4-** | NCUC30BT4+TDR | NF97U070M3B-* | 23400 | 24000 | 19 | 12.3 | 8.1 | 1.97 | 65 | 62 | 213164546
GE | NS18H36MA4-** | NCDC48CT4+TDR | NF96D090S4C-* | 34200 | 36000 | 18.5 | 11.7 | 8.5 | 2.18 | 68 | 55 | 213804993
GE | NS18H36MA4-** | NCHC30BT4 | NF96U070V3B-* | 23800 | 24000 | 19 | 12.3 | 8.5 | 2.04 | 65 | 62 | 209941315
GE | NS18H36MA4-** | NCUU30BP4+TXV | NF96U045V3B-* | 23400 | 24000 | 18.5 | 12.3 | 8.1 | 1.96 | 65 | 62 | 209941312
GE | NS18H36MA4-** | NAM18V1TA4-** |  | 23400 | 24000 | 18.5 | 12.3 | 8.5 | 2.04 | 66 | 63 | 209941284
GE | NS18H36MA4-** | NAM24P1TA4 |  | 23000 | 24000 | 16.5 | 12.3 | 8.1 | 1.84 | 67 | 64 | 209941281
ARMSTRONG AIR | 4SHP18LX136P | 7EH30BX-0*+TDR | A93UH1E070B12 | 24000 | 24000 | 19 | 12.3 | 8.5 | 2.04 | 66 | 63 | 214730007
ARMSTRONG AIR | 4SHP18LX136P | 7EH30BX-0*+TDR | A80US2V090B16* | 23600 | 24000 | 19 | 12.3 | 8.5 | 2.02 | 65 | 62 | 214730004
ARMSTRONG AIR | 4SHP18LX136P | 7EH30BX-0*+TDR | A80UH2E090B12 | 23400 | 24000 | 18.5 | 12.3 | 8.5 | 1.98 | 66 | 63 | 214730000
ARMSTRONG AIR | 4SHP18LX136P | ED1P24B+TDR+TXV | EFV12BCA | 22800 | 24000 | 18.5 | 12.3 | 8.1 | 1.84 | 65 | 62 | 211632230
ARMSTRONG AIR | 4SHP18LX136P | 7ED24BX-0*+TDR | A96DF1E045B12 | 24000 | 24000 | 18.5 | 12.3 | 8.5 | 2.16 | 70 | 69 | 214730999
ARMSTRONG AIR | 4SHP18LX136P | 7ED24BX-0*+TDR | A80DS2V090B16 | 23600 | 24000 | 19 | 12.3 | 8.5 | 2.16 | 70 | 69 | 214730996
CONCORD | 4HP18V36P | EAH1P30A+H4TXV01 | 80G1UH060AE12X | 23800 | 24000 | 19 | 12.3 | 8.5 | 2.04 | 65 | 63 | 206906474
CONCORD | 4HP18V36P | EAC4X30A | 80G1UH040AE12X | 23800 | 24000 | 18.5 | 12.3 | 8.1 | 1.96 | 66 | 63 | 206906401
CONCORD | 4HP18V36P | EA(C,U)1P30A+H4TXV01 | 80G2UH070AV12* | 23600 | 24000 | 18.5 | 12.3 | 8.1 | 1.98 | 65 | 62 | 206906315
CONCORD | 4HP18V36P | EA(C,U)1P30A+H4TXV01 | 80G1UH040AE12X | 23800 | 24000 | 18.5 | 12.3 | 8.1 | 1.96 | 66 | 63 | 206906309
CONCORD | 4HP18V36P | E*1P23B+H4TXV01 | 96G1UH070BE12 | 23400 | 24000 | 18 | 12.3 | 8.1 | 1.9 | 64 | 61 | 206906253
CONCORD | 4HP18V36P | BCE5V30M |  | 23600 | 24000 | 18.5 | 12.3 | 8.5 | 1.98 | 66 | 63 | 206906230
CONCORD | 4HP18V36P | ED1P24B+H4TXV01 | 96G2DF070BE16 | 22800 | 24000 | 17.1 | 12.3 | 8.1 | 1.82 | 65 | 62 | 209329546
CONCORD | 4HP18V36P | EAC4X30B | 96G2UH045BE12 | 23800 | 24000 | 17.5 | 12.3 | 8.1 | 1.96 | 66 | 63 | 209329531
AIREASE | 4SHP18LX136P | 7EC30BX-0*+TDR | A97US2V060B12X | 23400 | 24000 | 18.5 | 12.3 | 8.1 | 1.96 | 65 | 62 | 214729219
AIREASE | 4SHP18LX136P | 7EC30BX-0*+TDR | A97UH2E070B12 | 23800 | 24000 | 18 | 12.3 | 8.1 | 2.06 | 66 | 63 | 214729216
AIREASE | 4SHP18LX136P | 7EC30AX-0*+TDR | A80US2V060A12X | 23600 | 24000 | 19 | 12.3 | 8.1 | 1.98 | 64 | 61 | 214729196
AIREASE | 4SHP18LX136P | 7EC30AX-0*+TDR | A80UH1E070A12 | 23600 | 24000 | 17.5 | 12.3 | 8.1 | 1.96 | 65 | 62 | 214729193
AIREASE | 4SHP18LX136P | 7EC24BX-0*+TDR | A97UH2E030B08 | 23200 | 24000 | 18.5 | 12.3 | 8.1 | 2.15 | 63 | 45 | 214729179
AIREASE | 4SHP18LX136P | EAD4X-24B+TDR | A97DSMV070B12 | 23600 | 24000 | 19 | 12.3 | 8.5 | 2.18 | 70 | 69 | 213352506
AIREASE | 4SHP18LX136P | EAD4X-24B+TDR | A96DF1E045B12 | 24000 | 24000 | 18.5 | 12.3 | 8.5 | 2.16 | 70 | 69 | 213352502
AIREASE | 4SHP18LX136P | EAC4X30B+TDR | A97UH2E045B12 | 23800 | 24000 | 17.5 | 12.3 | 8.1 | 2.06 | 66 | 63 | 213927724
AIREASE | 4SHP18LX136P | 7ED24BX-0*+TDR | A96DF1E045B12 | 24000 | 24000 | 18.5 | 12.3 | 8.5 | 2.16 | 70 | 69 | 214731010
AIREASE | 4SHP18LX136P | 7ED24BX-0*+TDR | A80DS2V090B16 | 23600 | 24000 | 19 | 12.3 | 8.5 | 2.16 | 70 | 69 | 214731007
DUCANE | 4HP18V36P | 7ED24BX-0*+TDR | 97G2DF070BV16 | 23600 | 24000 | 19 | 12.3 | 8.5 | 2.14 | 71 | 70 | 214730329
DUCANE | 4HP18V36P | 7EC30BX-0*+TDR | 97G2UH045BV12 | 23400 | 24000 | 19 | 12.3 | 8.1 | 1.96 | 65 | 62 | 214730744
DUCANE | 4HP18V36P | 7EC30BX-0*+TDR | 96G2UH070BV12 | 23400 | 24000 | 19 | 12.3 | 8.1 | 1.97 | 65 | 62 | 214730741
DUCANE | 4HP18V36P | 7EC30BX-0*+TDR | 96G2UH045BE12 | 23800 | 24000 | 17.5 | 12.3 | 8.1 | 1.96 | 66 | 63 | 214730738
DUCANE | 4HP18V36P | 7EC30AX-0*+TDR | 80G1UH060AE12X | 23800 | 24000 | 18.5 | 12.3 | 8.1 | 1.96 | 66 | 63 | 214730724
ARMSTRONG AIR | 4SHP18LX160P | 7ED50/60CX-0*+TDR | A80DS2V110C20 | 46500 | 48000 | 17.5 | 11.7 | 8.5 | 2.1 | 75 | 60 | 214731050
AC PRO | 4HP18V36P | 7EH30BX-0*+TDR | 92G1UH045BE12 | 24000 | 24000 | 19 | 12.3 | 8.5 | 2.03 | 66 | 63 | 214729039
ALLIED | 4HP18V36P | 7ED24BX-0*+TDR | 97G2DF070BV16 | 23600 | 24000 | 19 | 12.3 | 8.5 | 2.14 | 71 | 70 | 214730332
AC PRO | 4HP18V36P | EAC4X30B+TDR | 97G2UH045BV12 | 23400 | 24000 | 19 | 12.3 | 8.1 | 1.96 | 65 | 62 | 214100156
AC PRO | 4HP18V36P | EA(C,U)1P30B+TDR+TXV | 97G2UH070BV12 | 23400 | 24000 | 19 | 12.3 | 8.1 | 1.93 | 65 | 62 | 214100153
AC PRO | 4HP18V36P | EAD4X-48C+TDR | EFV16CCA | 34200 | 36000 | 19 | 11.7 | 8.5 | 2.18 | 68 | 55 | 213352600
AC PRO | 4HP18V36P | EAH1P30B+TDR+TXV | 97G2UH070BE12 | 24000 | 24000 | 18.5 | 12.3 | 8.5 | 2.11 | 66 | 63 | 213934168
AC PRO | 4HP18V36P | EAC4X30B+TDR | 97G2UH045BE12 | 23800 | 24000 | 17.5 | 12.3 | 8.1 | 2.06 | 66 | 63 | 213934164
AC PRO | 4HP18V36P | EA(C,U)1P30B+TDR+TXV | 97G2UH070BE12 | 23800 | 24000 | 18 | 12.3 | 8.1 | 2.06 | 66 | 63 | 213934160
AC PRO | 4HP18V36P | EAD4X-24B+TDR | 80G1DF070BE12 | 23600 | 24000 | 18 | 12.3 | 8.5 | 2.18 | 70 | 69 | 213352546
AC PRO | 4HP18V36P | EAD4X-24A+TDR | 80G2DF070AE12 | 24000 | 24000 | 19 | 12.3 | 8.5 | 2.16 | 71 | 70 | 213352545
AC PRO | 4HP18V36P | EA(C,U)1P30B+TDR+TXV | 97G2UH030BE08 | 23600 | 24000 | 19 | 12.3 | 8.1 | 1.9 | 63 | 60 | 214091888
AC PRO | 4HP18V36P | EAD4X-24B+TDR | 97G2DF045BE12 | 24000 | 24000 | 18 | 12.3 | 8.5 | 2.16 | 71 | 70 | 213934226
AC PRO | 4HP18V36P | ED1P24B+H4TXV01 | 96G2DF045BE12 | 22800 | 24000 | 17.5 | 12.3 | 8.1 | 1.83 | 65 | 62 | 209329598
AC PRO | 4HP18V36P | EA(C,U)1P30B+H4TXV01 | 96G2UH070BE12 | 23800 | 24000 | 17.1 | 12.3 | 8.1 | 1.96 | 66 | 63 | 209329567
AC PRO | 4HP18V36P | E*1P23B+H4TXV01 | 96G2UH045BE12 | 23400 | 24000 | 17.5 | 12.3 | 8.1 | 1.91 | 64 | 61 | 209329552
AC PRO | 4HP18V36P | ED1P30/36C+H4TXV02 | 92G1DF090CE16 | 34600 | 36000 | 17.1 | 12 | 8.1 | 2.04 | 62 | 50 | 206905830
AC PRO | 4HP18V36P | ED1P24B+H4TXV01 | 96G2DF070BV16 | 22800 | 24000 | 18.5 | 12 | 8.1 | 1.83 | 66 | 63 | 206905813
AC PRO | 4HP18V36P | EAH1P30B+H4TXV01 | EFV08BCA | 23400 | 24000 | 17.1 | 12.3 | 8.5 | 1.99 | 65 | 63 | 206905722
AC PRO | 4HP18V36P | EAH1P30B+H4TXV01 | 96G2UH045BV12 | 23600 | 24000 | 19 | 12.3 | 8.5 | 2.03 | 65 | 63 | 206905720
ALLIED | 4HP18V36P | EAD4X-48C+TDR | EFV16CCA | 34200 | 36000 | 19 | 11.7 | 8.5 | 2.18 | 68 | 55 | 213352606
ALLIED | 4HP18V36P | EAD4X-48C+TDR | 96G1DF090CE16 | 34200 | 36000 | 18.5 | 11.7 | 8.5 | 2.18 | 68 | 55 | 213352603
ALLIED | 4HP18V36P | EAD4X-24B+TDR | 97G2DF070BE16 | 23800 | 24000 | 18 | 12.3 | 8.5 | 2.16 | 71 | 70 | 213934230
ALLIED | 4HP18V36P | EA(C,U)1P30B+H4TXV01 | EFV12BCA | 23400 | 24000 | 17.5 | 12.3 | 8.1 | 1.98 | 65 | 62 | 206905945
ARMSTRONG AIR | 4SHP18LX136P | E*1P23B+TDR+TXV | A93UH1E070B12 | 23400 | 24000 | 19 | 12.3 | 8.1 | 1.92 | 64 | 60 | 210739996
ARMSTRONG AIR | 4SHP18LX136P | E*1P23A+TDR+TXV | A80US2V060A12X | 23200 | 24000 | 19 | 12.3 | 8.1 | 1.92 | 63 | 59 | 210739978
ARMSTRONG AIR | 4SHP18LX136P | BCE5C18M*4X |  | 22000 | 24000 | 17.1 | 12.3 | 8.5 | 1.94 | 64 | 61 | 210739914
ARMSTRONG AIR | 4SHP18LX136P | ED1P30/36B+TDR+TXV | EFV12BCA | 33800 | 34600 | 17.1 | 11.7 | 8.1 | 2.06 | 63 | 51 | 210738775
ARMSTRONG AIR | 4SHP18LX136P | EAD4X-24B+TDR | EFV12BCA | 23600 | 24000 | 19 | 12.3 | 8.5 | 2.18 | 70 | 69 | 213352495
ARMSTRONG AIR | 4SHP18LX136P | EAD4X-24B+TDR | A96DS2V070B16 | 23600 | 24000 | 18.5 | 12.3 | 8.5 | 2.16 | 70 | 69 | 213352492
ARMSTRONG AIR | 4SHP18LX136P | EAD4X-24B+TDR | A96DF1E045B12 | 24000 | 24000 | 18.5 | 12.3 | 8.5 | 2.16 | 70 | 69 | 213352489
ARMSTRONG AIR | 4SHP18LX136P | 7EH30AX-0*+TDR | A80UH1E070A12 | 23600 | 24000 | 18.5 | 12.3 | 8.5 | 2.05 | 65 | 62 | 214729996
ARMSTRONG AIR | 4SHP18LX136P | 7EH30AX-0*+TDR | A80UH1E045A12 | 23800 | 24000 | 18.5 | 12.3 | 8.5 | 2.04 | 65 | 63 | 214729994
CONCORD | 4HP18V36P | ED1P30/36C+H4TXV02 | 96G1DF090CE16 | 34600 | 36000 | 17.1 | 12 | 8.1 | 2.06 | 62 | 50 | 206906602
CONCORD | 4HP18V36P | ED1P30/36B+H4TXV02 | 92G1DF070BE12 | 34400 | 36000 | 18 | 11.7 | 8.1 | 2.02 | 62 | 50 | 206906593
CONCORD | 4HP18V36P | ED1P30/36B+H4TXV02 | 80G1DF090BE16 | 34600 | 36000 | 17.1 | 12 | 8.1 | 2.06 | 62 | 50 | 206906590
CONCORD | 4HP18V36P | EAH1P30B+H4TXV01 | 96G2UH070BV12 | 23800 | 24000 | 19 | 12.3 | 8.5 | 2.04 | 65 | 62 | 206906491
CONCORD | 4HP18V36P | EAH1P30B+H4TXV01 | 92G1UH045BE12 | 24000 | 24000 | 19 | 12.3 | 8.5 | 2.03 | 66 | 63 | 206906482
CONCORD | 4HP18V36P | EAH1P30B+H4TXV01 | 80G2UH090BE12 | 23400 | 24000 | 18.5 | 12.3 | 8.5 | 1.98 | 66 | 63 | 206906480
CONCORD | 4HP18V36P | EAC4X30B | 80G2UH090BE12 | 24000 | 24000 | 18.5 | 12.3 | 8.1 | 1.97 | 66 | 63 | 206906409
CONCORD | 4HP18V36P | EAC4X30A | 80G2UH070AE12 | 23800 | 24000 | 18.5 | 12.3 | 8.1 | 1.97 | 66 | 63 | 206906405
CONCORD | 4HP18V36P | EAC4X30A | 80G1UH060AE12X | 23800 | 24000 | 18.5 | 12.3 | 8.1 | 1.96 | 66 | 63 | 206906403
AIREASE | 4SHP18LX136P | 7EH30BX-0*+TDR | A97US2V040B12X | 23600 | 24000 | 19 | 12.3 | 8.5 | 2.02 | 65 | 62 | 214729349
AIREASE | 4SHP18LX136P | 7EH30BX-0*+TDR | A96UH2E070B12 | 24000 | 24000 | 18 | 12.3 | 8.5 | 2.02 | 66 | 63 | 214729343
AIREASE | 4SHP18LX136P | 7EH30AX-0*+TDR | A80UH2E070A12 | 24000 | 24000 | 19 | 12.3 | 8.5 | 2.06 | 66 | 63 | 214729329
AIREASE | 4SHP18LX136P | 7EH30AX-0*+TDR | A80UH1E045A12 | 23800 | 24000 | 18.5 | 12.3 | 8.5 | 2.04 | 65 | 63 | 214729325
AC PRO | 4HP18V36P | EAH1P30A+H4TXV01 | 80G1UH060AE12X | 23800 | 24000 | 19 | 12.3 | 8.5 | 2.04 | 65 | 63 | 206905704
AC PRO | 4HP18V36P | EAC4X30A | 80G2UH070AV12* | 23600 | 24000 | 18.5 | 12.3 | 8.1 | 1.98 | 65 | 62 | 206905637
ALLIED | 4HP18V36P | 7EH30BX-0*+TDR | EFV12BCA | 23600 | 24000 | 18.5 | 12.3 | 8.5 | 2.03 | 65 | 62 | 214729706
ALLIED | 4HP18V36P | 7EH30BX-0*+TDR | 97G2UH045BV12 | 23600 | 24000 | 19 | 12.3 | 8.5 | 2.03 | 65 | 63 | 214729702
ALLIED | 4HP18V36P | 7EH30AX-0*+TDR | 80G2UH070AV12* | 23800 | 24000 | 19 | 12.3 | 8.5 | 2.05 | 65 | 62 | 214729686
ALLIED | 4HP18V36P | 7EH30AX-0*+TDR | 80G1UH070AE12 | 23600 | 24000 | 18.5 | 12.3 | 8.5 | 2.05 | 65 | 65 | 214729682
ALLIED | 4HP18V36P | 7EH30AX-0*+TDR | 80G1UH045AE12 | 23800 | 24000 | 18.5 | 12.3 | 8.5 | 2.04 | 65 | 63 | 214729680
ALLIED | 4HP18V36P | 7EC30BX-0*+TDR | 97G2UH070BE12 | 23800 | 24000 | 18 | 12.3 | 8.1 | 2.06 | 66 | 63 | 214729640
ALLIED | 4HP18V36P | 7EC30AX-0*+TDR | 80G2UH070AE12L | 23800 | 24000 | 18.5 | 12.3 | 8.1 | 1.97 | 66 | 63 | 214729622
ALLIED | 4HP18V36P | 7EC30AX-0*+TDR | 80G1UH060AE12X | 23800 | 24000 | 18.5 | 12.3 | 8.1 | 1.96 | 66 | 63 | 214729619
ALLIED | 4HP18V36P | 7ED24BX-0*+TDR | EFV08BCA | 23000 | 24000 | 17.5 | 12.3 | 8.5 | 2.14 | 70 | 69 | 214730319
ARMSTRONG AIR | 4SHP18LX136P | 7EH30BX-0*+TDR | A97US2V060B12X + TSTAT | 23600 | 24000 | 19 | 12.3 | 8.5 | 2.03 | 65 | 63 | 214730022
ARMSTRONG AIR | 4SHP18LX136P | 7EH30BX-0*+TDR | A97US2V040B12X + TSTAT | 23600 | 24000 | 19 | 12.3 | 8.5 | 2.04 | 65 | 63 | 214730019
ARMSTRONG AIR | 4SHP18LX136P | 7EH30BX-0*+TDR | A80US2V090B12* | 23600 | 24000 | 19 | 12.3 | 8.5 | 2.04 | 65 | 62 | 214730002
ARMSTRONG AIR | 4SHP18LX136P | 7EH30AX-0*+TDR | A80UH2E070A12 | 24000 | 24000 | 19 | 12.3 | 8.5 | 2.06 | 66 | 63 | 214729998
ARMSTRONG AIR | 4SHP18LX136P | 7EH30AX-0*+TDR | A80UH1E060A12X | 23800 | 24000 | 19 | 12.3 | 8.5 | 2.04 | 65 | 63 | 214729995
ARMSTRONG AIR | 4SHP18LX160P | EAD4X-50/60C+TDR | A80DS2V110C20 | 46500 | 48000 | 17.5 | 11.7 | 8.5 | 2.1 | 75 | 60 | 213352562
ARMSTRONG AIR | 4SHP18LX136P | ED1P24B+TDR+TXV | A96DF2E070B16 | 22800 | 24000 | 17.5 | 12.3 | 8.1 | 1.82 | 65 | 62 | 211632225
ARMSTRONG AIR | 4SHP18LX136P | ED1P24B+TDR+TXV | A93DF1E045B12 | 23000 | 24000 | 19 | 12.3 | 8.1 | 1.84 | 65 | 62 | 211632222
ARMSTRONG AIR | 4SHP18LX136P | E*1P23B+TDR+TXV | A96UH1E070B12 | 23400 | 24000 | 18 | 12.3 | 8.1 | 1.9 | 64 | 61 | 211632182
ARMSTRONG AIR | 4SHP18LX136P | E*1P23B+TDR+TXV | A80US2V090B16L | 23000 | 24000 | 18.5 | 12.3 | 8.1 | 1.9 | 63 | 60 | 211632179
CONCORD | 4HP18V36P | EAD4X-24B+TDR | EFV12BCA | 23400 | 24000 | 19 | 12.3 | 8.5 | 2.18 | 70 | 68 | 213352544
CONCORD | 4HP18V36P | EAD4X-24B+TDR | 96G1DF045BE12 | 24000 | 24000 | 18.5 | 12.3 | 8.5 | 2.16 | 70 | 69 | 213352541
CONCORD | 4HP18V36P | EAD4X-24B+TDR | 97G2DF070BE16 | 23800 | 24000 | 18 | 12.3 | 8.5 | 2.16 | 71 | 70 | 213934224
CONCORD | 4HP18V36P | EAC4X30B+TDR | 97G2UH030BE08 | 23600 | 24000 | 19 | 12.3 | 8.1 | 1.9 | 63 | 60 | 214091884
AIREASE | 4SHP18LX136P | EAC4X24B+TDR | A97UH2E030B08 | 23200 | 24000 | 18.5 | 12.3 | 8.1 | 2.15 | 63 | 45 | 214091907
AIREASE | 4SHP18LX136P | EAH1P30B+TDR+TXV | A97US2V040B12X + TSTAT | 23600 | 24000 | 19 | 12.3 | 8.5 | 2.04 | 65 | 63 | 214784730
AIREASE | 4SHP18LX136P | EAC4X30B+TDR | A97US2V040B12X + TSTAT | 23400 | 24000 | 19 | 12.3 | 8.1 | 1.98 | 65 | 62 | 214784727
CONCORD | 4HP18V36P | ED1P30/36C+H4TXV02 | 92G1DF090CE16 | 34600 | 36000 | 17.1 | 12 | 8.1 | 2.04 | 62 | 50 | 206906600
CONCORD | 4HP18V36P | ED1P30/36B+H4TXV02 | 80G1DF070BE12 | 34200 | 36000 | 18 | 11.7 | 8.1 | 2.04 | 61 | 49 | 206906589
AC PRO | 4HP18V36P | E*1P23B+TDR+TXV | 97G2UH045BE12 | 23400 | 24000 | 17.5 | 12.3 | 8.1 | 2.01 | 64 | 61 | 213934153
AC PRO | 4HP18V36P | EAC4X30B | 96G2UH030BE08 | 23600 | 24000 | 19 | 12.3 | 8.1 | 1.9 | 63 | 60 | 209329579
AC PRO | 4HP18V36P | EA(C,U)1P24B+H4TXV01 | 96G2UH030BE08 | 23200 | 24000 | 18.5 | 12.3 | 8.1 | 1.88 | 63 | 60 | 209329555
AC PRO | 4HP18V36P | E*1P23B+H4TXV01 | 96G2UH070BE12 | 23400 | 24000 | 17.5 | 12.3 | 8.1 | 1.91 | 64 | 61 | 209329554
AC PRO | 4HP18V36P | BCE5V36M |  | 34000 | 34800 | 19 | 11.7 | 8.5 | 2.16 | 63 | 52 | 206905445
AC PRO | 4HP18V36P | ED1P30/36B+H4TXV02 | 92G1DF070BE12 | 34400 | 36000 | 18 | 11.7 | 8.1 | 2.02 | 62 | 50 | 206905823
ALLIED | 4HP18V36P | BCE5C18M*4X |  | 22000 | 24000 | 17.1 | 12.3 | 8.5 | 1.94 | 64 | 61 | 206905834
ALLIED | 4HP18V36P | 7EH30BX-0*+TDR | EFV08BCA | 23400 | 24000 | 17.1 | 12.3 | 8.5 | 1.99 | 65 | 63 | 214729705
ALLIED | 4HP18V36P | 7EH30BX-0*+TDR | 92G1UH045BE12 | 24000 | 24000 | 19 | 12.3 | 8.5 | 2.03 | 66 | 63 | 214729690
ALLIED | 4HP18V36P | 7EH30AX-0*+TDR | 80G2UH070AE12L | 24000 | 24000 | 19 | 12.3 | 8.5 | 2.05 | 66 | 63 | 214729685
ALLIED | 4HP18V36P | 7EH30AX-0*+TDR | 80G2UH070AE12 | 24000 | 24000 | 19 | 12.3 | 8.5 | 2.05 | 66 | 63 | 214729684
ALLIED | 4HP18V36P | 7EC30BX-0*+TDR | 92G1UH045BE12 | 23800 | 24000 | 18.5 | 12.3 | 8.1 | 1.96 | 66 | 63 | 214729627
ALLIED | 4HP18V36P | ED1P24B+H4TXV01 | 96G2DF045BE12 | 22800 | 24000 | 17.5 | 12.3 | 8.1 | 1.83 | 65 | 62 | 209329648
ALLIED | 4HP18V36P | EAH1P30B+H4TXV01 | 96G2UH070BE12 | 23600 | 24000 | 18 | 12.3 | 8.5 | 2.02 | 66 | 63 | 209329640
ALLIED | 4HP18V36P | EAC4X24B | 96G2UH030BE08 | 23200 | 24000 | 18.5 | 12.3 | 8.1 | 1.88 | 63 | 60 | 209329622
ALLIED | 4HP18V36P | E*1P23B+H4TXV01 | 96G2UH045BE12 | 23400 | 24000 | 17.5 | 12.3 | 8.1 | 1.91 | 64 | 61 | 209329604
ALLIED | 4HP18V36P | EA(C,U)1P30B+TDR+TXV | 97G2UH045BE12 | 23800 | 24000 | 17.5 | 12.3 | 8.1 | 2.06 | 66 | 63 | 213934175
ALLIED | 4HP18V36P | E*1P23B+TDR+TXV | 97G2UH070BE12 | 23400 | 24000 | 18.5 | 12.3 | 8.1 | 2.01 | 64 | 61 | 213934171
ALLIED | 4HP18V36P | E*1P23B+TDR+TXV | 97G2UH070BV12 | 23200 | 24000 | 19 | 12.3 | 8.1 | 1.91 | 63 | 60 | 214100161
ALLIED | 4HP18V36P | EAC4X30B+TDR | 97G2UH030BE08 | 23600 | 24000 | 19 | 12.3 | 8.1 | 1.9 | 63 | 60 | 214091896
ALLIED | 4HP18V36P | EA(C,U)1P24B+TDR+TXV | 97G2UH030BE08 | 23200 | 24000 | 18.5 | 12.3 | 8.1 | 1.88 | 63 | 60 | 214091893
ALLIED | 4HP18V36P | EAH1P48C+TDR+TXV | 92G1UH110CE16 | 34400 | 33800 | 18.5 | 11.7 | 8.5 | 2.12 | 65 | 54 | 212607756
ALLIED | 4HP18V36P | EA(C,U)1P30B+H4TXV01 | 92G1UH045BE12 | 23800 | 24000 | 18.5 | 12.3 | 8.1 | 1.96 | 66 | 63 | 206905934
ALLIED | 4HP18V36P | E*1P23B+H4TXV01 | 96G1UH030BE08 | 22600 | 24000 | 18 | 12.3 | 8.1 | 1.88 | 62 | 59 | 206905866
ALLIED | 4HP18V36P | E*1P23B+H4TXV01 | 92G1UH045BE12 | 23400 | 24000 | 18.5 | 12.3 | 8.1 | 1.92 | 64 | 61 | 206905862
ALLIED | 4HP18V36P | BCE7E30M |  | 24000 | 24000 | 19 | 12.3 | 8.5 | 2.17 | 68 | 65 | 206905849
ALLIED | 4HP18V36P | BCE7E18M |  | 23200 | 24000 | 19 | 12.3 | 8.5 | 2.03 | 64 | 61 | 206905847
ALLIED | 4HP18V36P | BCE5V24M |  | 23400 | 24000 | 18.5 | 12.3 | 8.5 | 1.88 | 67 | 64 | 206905844
ALLIED | 4HP18V36P | BCE5E24M |  | 23000 | 24000 | 17.5 | 12.3 | 8.1 | 1.85 | 63 | 62 | 206905839
ALLIED | 4HP18V60P | EAD4X-50/60C+TDR | 80G1DF110CE20 | 47500 | 48000 | 17.1 | 12.3 | 8.5 | 2.22 | 72 | 57 | 213352625
ALLIED | 4HP18V36P | 7EH30BX-0*+TDR | 96G2UH070BE12 | 23600 | 24000 | 18 | 12.3 | 8.5 | 2.02 | 66 | 63 | 214729698
ALLIED | 4HP18V36P | 7EH30BX-0*+TDR | 96G2UH045BV12 | 23600 | 24000 | 19 | 12.3 | 8.5 | 2.03 | 65 | 63 | 214729697
ALLIED | 4HP18V36P | 7EH30BX-0*+TDR | 96G1UH070BE12 | 24000 | 24000 | 18 | 12.3 | 8.5 | 2.03 | 66 | 64 | 214729694
ALLIED | 4HP18V36P | 7EC30BX-0*+TDR | 97G2UH030BE08 | 23600 | 24000 | 19 | 12.3 | 8.1 | 1.9 | 63 | 60 | 214729637
ALLIED | 4HP18V36P | 7EC30BX-0*+TDR | 96G2UH045BE12 | 23800 | 24000 | 17.5 | 12.3 | 8.1 | 1.96 | 66 | 63 | 214729633
ALLIED | 4HP18V36P | 7EC30AX-0*+TDR | 80G1UH040AE12X | 23800 | 24000 | 18.5 | 12.3 | 8.1 | 1.96 | 66 | 63 | 214729617
ALLIED | 4HP18V36P | 7ED24BX-0*+TDR | EFV12BCA | 23400 | 24000 | 19 | 12.3 | 8.5 | 2.18 | 70 | 68 | 214730320
ALLIED | 4HP18V36P | 7ED24BX-0*+TDR | 96G1DF045BE12 | 24000 | 24000 | 18.5 | 12.3 | 8.5 | 2.16 | 70 | 69 | 214730317
ALLIED | 4HP18V36P | 7ED24BX-0*+TDR | 80G1DF070BE12 | 23600 | 24000 | 18 | 12.3 | 8.5 | 2.18 | 70 | 69 | 214730314
ALLIED | 4HP18V36P | EAH1P30B+H4TXV01 | 96G2UH070BV12 | 23800 | 24000 | 19 | 12.3 | 8.5 | 2.04 | 65 | 62 | 206906106
ALLIED | 4HP18V36P | EAH1P30B+H4TXV01 | 96G1UH030BE08 | 23400 | 24000 | 17.5 | 12.3 | 8.5 | 1.99 | 66 | 63 | 206906102
ALLIED | 4HP18V36P | EAC4X30B | EFV12BCA | 23400 | 24000 | 17.5 | 12.3 | 8.1 | 1.98 | 65 | 62 | 206906037
ALLIED | 4HP18V36P | EAC4X30B | 96G2UH045BV12 | 23400 | 24000 | 18.5 | 12.3 | 8.1 | 1.96 | 65 | 62 | 206906034
ALLIED | 4HP18V36P | EAD4X-24B+TDR | EFV12BCA | 23400 | 24000 | 19 | 12.3 | 8.5 | 2.18 | 70 | 68 | 213352560
ALLIED | 4HP18V36P | EAD4X-24B+TDR | 96G1DF045BE12 | 24000 | 24000 | 18.5 | 12.3 | 8.5 | 2.16 | 70 | 69 | 213352557
ALLIED | 4HP18V36P | EAH1P30B+TDR+TXV | 97G2UH070BE12 | 24000 | 24000 | 18.5 | 12.3 | 8.5 | 2.11 | 66 | 63 | 213934185
ALLIED | 4HP18V36P | EAH1P30B+TDR+TXV | 97G2UH070BV12 | 23800 | 24000 | 19 | 12.3 | 8.5 | 2.04 | 65 | 62 | 214100171
ALLIED | 4HP18V36P | EAC4X30B+TDR | 97G2UH045BV12 | 23400 | 24000 | 19 | 12.3 | 8.1 | 1.96 | 65 | 62 | 214100168
ALLIED | 4HP18V36P | EA(C,U)1P30A+H4TXV01 | 80G1UH060AE12X | 23800 | 24000 | 18.5 | 12.3 | 8.1 | 1.96 | 66 | 63 | 206905926
ALLIED | 4HP18V36P | E*1P23B+H4TXV01 | EFV12BCA | 23000 | 24000 | 17.5 | 12.3 | 8.1 | 1.92 | 63 | 60 | 206905872
ALLIED | 4HP18V36P | E*1P23B+H4TXV01 | 96G2UH045BV12 | 23200 | 24000 | 19 | 12.3 | 8.1 | 1.89 | 63 | 60 | 206905869
COMFORT-AIRE | HRG1836S1P | EAH1P30B+H4TXV01 | GUH96C045B3M | 24000 | 24000 | 18.5 | 12.3 | 8.5 | 2.03 | 66 | 64 | 207071378
COMFORT-AIRE | HRG1836S1P | EA(C,U)1P30B+H4TXV01 | GUH92C070B3M | 24000 | 24000 | 18.5 | 12.3 | 8.1 | 1.97 | 66 | 63 | 207071312
COMFORT-AIRE | HRG1836S1P | E*1P23B+H4TXV01 | GUH92C070B3M | 23400 | 24000 | 19 | 12.3 | 8.1 | 1.92 | 64 | 60 | 207071272
COMFORT-AIRE | HRG1836S1P | E*1P23B+H4TXV01 | GUH92C045B3M | 23400 | 24000 | 18.5 | 12.3 | 8.1 | 1.92 | 64 | 61 | 207071270
COMFORT-AIRE | HRG1836S1P | HCG30V1P |  | 23600 | 24000 | 18.5 | 12.3 | 8.5 | 1.98 | 66 | 63 | 207071260
DUCANE | 4HP18V36P | 7EH30BX-0*+TDR | EFV08BCA | 23400 | 24000 | 17.1 | 12.3 | 8.5 | 1.99 | 65 | 63 | 214730810
DUCANE | 4HP18V36P | 7EH30BX-0*+TDR | 80G2UH090BE12 | 23400 | 24000 | 18.5 | 12.3 | 8.5 | 1.98 | 66 | 63 | 214730793
DUCANE | 4HP18V36P | 7EH30AX-0*+TDR | 80G2UH070AE12L | 24000 | 24000 | 19 | 12.3 | 8.5 | 2.05 | 66 | 63 | 214730790
DUCANE | 4HP18V36P | 7EH30AX-0*+TDR | 80G1UH070AE12 | 23600 | 24000 | 18.5 | 12.3 | 8.5 | 2.05 | 65 | 65 | 214730787
DUCANE | 4HP18V36P | 7ED48CX-0*+TDR | 96G1DF090CE16 | 34200 | 36000 | 18.5 | 11.7 | 8.5 | 2.18 | 68 | 55 | 214730335
DUCANE | 4HP18V36P | 7ED24AX-0*+TDR | 80G2DF070AE12 | 24000 | 24000 | 19 | 12.3 | 8.5 | 2.16 | 71 | 70 | 214730289
DUCANE | 4HP18V36P | 7ED24BX-0*+TDR | 92G1DF070BE12 | 24000 | 24000 | 19 | 12.3 | 8.5 | 2.16 | 70 | 69 | 214730295
ARMSTRONG AIR | 4SHP18LX136P | EAH1P30B+TDR+TXV | A80US2V090B12* | 23600 | 24000 | 19 | 12.3 | 8.5 | 2.04 | 65 | 62 | 211632215
ARMSTRONG AIR | 4SHP18LX136P | EAC4X30B+TDR | A96UH1E045B12 | 23800 | 24000 | 17.5 | 12.3 | 8.1 | 1.96 | 66 | 63 | 211632212
ARMSTRONG AIR | 4SHP18LX136P | 7ED24BX-0*+TDR | A97DS2V045B12 | 23400 | 24000 | 19 | 12.3 | 8.5 | 2.18 | 70 | 69 | 214731021
ARMSTRONG AIR | 4SHP18LX136P | 7ED24BX-0*+TDR | A97DF2E070B16 | 23600 | 24000 | 18 | 12.3 | 8.5 | 2.22 | 71 | 72 | 214731018
ARMSTRONG AIR | 4SHP18LX136P | 7ED24BX-0*+TDR | EFV08BCA | 23400 | 24000 | 17.5 | 12.3 | 8.5 | 2.14 | 71 | 70 | 214731004
ARMSTRONG AIR | 4SHP18LX136P | 7ED24BX-0*+TDR | A96DS2V045B12 | 23600 | 24000 | 19 | 12.3 | 8.5 | 2.18 | 70 | 69 | 214731001
ARMSTRONG AIR | 4SHP18LX136P | 7ED24BX-0*+TDR | A93DF1E070B12 | 24000 | 24000 | 19 | 12.3 | 8.5 | 2.16 | 70 | 69 | 214730998
AIREASE | 4SHP18LX136P | EA(C,U)1P30B+TDR+TXV | A97UH2E045B12 | 23800 | 24000 | 17.5 | 12.3 | 8.1 | 2.06 | 66 | 63 | 213927720
AIREASE | 4SHP18LX136P | E*1P23B+TDR+TXV | A97UH2E070B12 | 23400 | 24000 | 18.5 | 12.3 | 8.1 | 2.01 | 64 | 61 | 213927717
AIREASE | 4SHP18LX136P | 7EH30BX-0*+TDR | A97USMV070B12 + TSTAT | 23600 | 24000 | 19 | 12.3 | 8.5 | 2.04 | 65 | 62 | 214784692
AIREASE | 4SHP18LX136P | E*1P23B+TDR+TXV | A80US2V080B16X | 23000 | 24000 | 18 | 12.3 | 8.1 | 1.88 | 63 | 60 | 211644207
AIREASE | 4SHP18LX136P | ED1P24B+TDR+TXV | A93DF1E045B12 | 23000 | 24000 | 19 | 12.3 | 8.1 | 1.84 | 65 | 62 | 211644253
AIREASE | 4SHP18LX136P | EAH1P30B+TDR+TXV | A97USMV070B12 | 23600 | 24000 | 19 | 12.3 | 8.5 | 2.04 | 65 | 62 | 211644250
AIREASE | 4SHP18LX136P | E*1P23B+TDR+TXV | A96UH1E070B12 | 23400 | 24000 | 18 | 12.3 | 8.1 | 1.9 | 64 | 61 | 211644213
AIREASE | 4SHP18LX136P | EAH1P30B+TDR+TXV | A97US2V070B12 | 23600 | 24000 | 19 | 12.3 | 8.5 | 2.04 | 65 | 62 | 212539407
AIREASE | 4SHP18LX136P | EAC4X30B+TDR | A97US2V045B12 | 23400 | 24000 | 18.5 | 12.3 | 8.1 | 1.95 | 65 | 62 | 212539401
AIREASE | 4SHP18LX136P | EAH1P48C+TDR+TXV | A93UH1E110C16 | 34400 | 33800 | 18.5 | 11.7 | 8.5 | 2.12 | 65 | 54 | 212607752
AIREASE | 4SHP18LX136P | 7EH30BX-0*+TDR | A96US2V045B12 | 23600 | 24000 | 19 | 12.3 | 8.5 | 2.03 | 65 | 63 | 214729344
ALLIED | 4HP18V36P | EA(C,U)1P30B+H4TXV01 | 80G2UH090BE12 | 24000 | 24000 | 18.5 | 12.3 | 8.1 | 1.97 | 66 | 63 | 206905932
ALLIED | 4HP18V36P | EA(C,U)1P30A+H4TXV01 | 80G2UH070AE12 | 23800 | 24000 | 18.5 | 12.3 | 8.1 | 1.97 | 66 | 63 | 206905928
ALLIED | 4HP18V36P | E*1P23A+H4TXV01 | 80G2UH070AE12L | 23400 | 24000 | 19 | 12.3 | 8.1 | 1.91 | 64 | 60 | 206905857
ALLIED | 4HP18V36P | BCE5V42M |  | 34400 | 35000 | 17.5 | 11.7 | 8.5 | 2.18 | 63 | 52 | 206905846
ALLIED | 4HP18V36P | BCE5V30M |  | 23600 | 24000 | 18.5 | 12.3 | 8.5 | 1.98 | 66 | 63 | 206905845
COMFORT-AIRE | HRG1836S1P | HCG42V1P |  | 34400 | 35000 | 17.5 | 11.7 | 8.5 | 2.18 | 63 | 52 | 207071034
COMFORT-AIRE | HRG1836S1P | HCG36V1P |  | 34000 | 34800 | 19 | 11.7 | 8.5 | 2.16 | 63 | 52 | 207071026
COMFORT-AIRE | HRG1836S1P | EA(C,U)1P30B+TDR+TXV | GUH97T070B3M | 23400 | 24000 | 19 | 12.3 | 8.1 | 1.93 | 65 | 62 | 214831112
ALLIED | 4HP18V36P | ED1P30/36B+H4TXV02 | 92G1DF070BE12 | 34400 | 36000 | 18 | 11.7 | 8.1 | 2.02 | 62 | 50 | 206906208
ALLIED | 4HP18V36P | EAH1P30A+H4TXV01 | 80G1UH060AE12X | 23800 | 24000 | 19 | 12.3 | 8.5 | 2.04 | 65 | 63 | 206906089
AC PRO | 4HP18V36P | 7EH30AX-0*+TDR | 80G2UH070AE12 | 24000 | 24000 | 19 | 12.3 | 8.5 | 2.05 | 66 | 63 | 214729033
AC PRO | 4HP18V36P | 7EC30BX-0*+TDR | 92G1UH070BE12 | 24000 | 24000 | 18.5 | 12.3 | 8.1 | 1.97 | 66 | 63 | 214728977
DUCANE | 4HP18V36P | E*1P23B+H4TXV01 | 92G1UH070BE12 | 23400 | 24000 | 19 | 12.3 | 8.1 | 1.92 | 64 | 60 | 206903163
DUCANE | 4HP18V36P | E*1P23B+H4TXV01 | 80G2UH090BE12 | 23400 | 24000 | 19 | 12.3 | 8.1 | 1.91 | 64 | 60 | 206903160
DUCANE | 4HP18V36P | BCE5V24M |  | 23400 | 24000 | 18.5 | 12.3 | 8.5 | 1.88 | 67 | 64 | 206903143
DUCANE | 4HP18V36P | BCE5C24M*4X |  | 23000 | 24000 | 16.5 | 12.3 | 8.1 | 1.84 | 67 | 64 | 206903139
DUCANE | 4HP18V36P | BCE5C18M*4X |  | 22000 | 24000 | 17.1 | 12.3 | 8.5 | 1.94 | 64 | 61 | 206903137
ARMSTRONG AIR | 4SHP18LX136P | ED1P24B+TDR+TXV | A80DF1E070B12 | 22600 | 24000 | 17.5 | 12.3 | 8.1 | 1.83 | 65 | 61 | 211632220
ARMSTRONG AIR | 4SHP18LX136P | EAH1P30B+TDR+TXV | A80US2V090B16L | 23600 | 24000 | 19 | 12.3 | 8.5 | 2.02 | 65 | 62 | 211632217
ARMSTRONG AIR | 4SHP18LX136P | EA(C,U)1P30B+TDR+TXV | A96UH1E045B12 | 23800 | 24000 | 17.5 | 12.3 | 8.1 | 1.96 | 66 | 63 | 211632197
ARMSTRONG AIR | 4SHP18LX136P | EA(C,U)1P30B+TDR+TXV | A80US2V090B12* | 23600 | 24000 | 19 | 12.3 | 8.1 | 1.97 | 64 | 61 | 211632194
ARMSTRONG AIR | 4SHP18LX136P | E*1P23B+TDR+TXV | A96UH1E030B12 | 22600 | 24000 | 18.5 | 12.3 | 8.1 | 1.87 | 62 | 59 | 211632180
ARMSTRONG AIR | 4SHP18LX136P | E*1P23B+TDR+TXV | A80US2V090B12* | 23200 | 24000 | 19 | 12.3 | 8.1 | 1.91 | 63 | 59 | 211632177
ARMSTRONG AIR | 4SHP18LX136P | EAH1P30B+TDR+TXV | A93UH1E070B12 | 24000 | 24000 | 19 | 12.3 | 8.5 | 2.04 | 66 | 63 | 210740411
ARMSTRONG AIR | 4SHP18LX136P | 7EC30BX-0*+TDR | A97US2V070B12 | 23400 | 24000 | 19 | 12.3 | 8.1 | 1.97 | 65 | 62 | 214729876
ARMSTRONG AIR | 4SHP18LX136P | 7EC30BX-0*+TDR | A97US2V045B12 | 23400 | 24000 | 18.5 | 12.3 | 8.1 | 1.95 | 65 | 62 | 214729873
ARMSTRONG AIR | 4SHP18LX136P | 7EC30BX-0*+TDR | A80UH2E090B12 | 24000 | 24000 | 18.5 | 12.3 | 8.1 | 1.97 | 66 | 63 | 214729853
ARMSTRONG AIR | 4SHP18LX136P | 7EC24BX-0*+TDR | A97UH2E030B08 | 23200 | 24000 | 18.5 | 12.3 | 8.1 | 2.15 | 63 | 45 | 214729830
ARMSTRONG AIR | 4SHP18LX136P | EAD4X-24B+TDR | EFV08BCA | 23400 | 24000 | 17.5 | 12.3 | 8.5 | 2.14 | 71 | 70 | 213352494
ARMSTRONG AIR | 4SHP18LX136P | EA(C,U)1P30B+TDR+TXV | A97US2V040B12X + TSTAT | 23400 | 24000 | 19 | 12.3 | 8.1 | 1.98 | 65 | 62 | 212595629
ARMSTRONG AIR | 4SHP18LX136P | EA(C;U)1P30B+TDR+TXV | A97US2V070B12 | 23400 | 24000 | 19 | 12.3 | 8.1 | 1.97 | 65 | 62 | 212539313
ARMSTRONG AIR | 4SHP18LX136P | EA(C,U)1P30B+TDR+TXV | A98USMV070B12 | 23400 | 24000 | 19 | 12.3 | 8.1 | 1.97 | 65 | 62 | 212539160
ARMSTRONG AIR | 4SHP18LX136P | EAD4X-24B+TDR | A97DS2V045B12 | 23400 | 24000 | 19 | 12.3 | 8.5 | 2.18 | 70 | 69 | 214094617
ARMSTRONG AIR | 4SHP18LX136P | EAH1P30B+TDR+TXV | A97UH2E045B12 | 24000 | 24000 | 18 | 12.3 | 8.5 | 2.11 | 66 | 63 | 213927714
DUCANE | 4HP18V36P | BCE5V42M |  | 34400 | 35000 | 17.5 | 11.7 | 8.5 | 2.18 | 63 | 52 | 206902823
DUCANE | 4HP18V36P | BCE5V36M |  | 34000 | 34800 | 19 | 11.7 | 8.5 | 2.16 | 63 | 52 | 206902818
DUCANE | 4HP18V36P | 7EH30BX-0*+TDR | 97G2UH070BV12 | 23800 | 24000 | 19 | 12.3 | 8.5 | 2.04 | 65 | 62 | 214730809
DUCANE | 4HP18V36P | 7EH30BX-0*+TDR | 97G2UH045BE12 | 24000 | 24000 | 18 | 12.3 | 8.5 | 2.11 | 66 | 63 | 214730806
DUCANE | 4HP18V36P | 7EH30BX-0*+TDR | 80G1UH070BE12 | 23800 | 24000 | 18 | 12.3 | 8.5 | 2.04 | 65 | 62 | 214730792
DUCANE | 4HP18V36P | 7EH30AX-0*+TDR | 80G2UH070AE12 | 24000 | 24000 | 19 | 12.3 | 8.5 | 2.05 | 66 | 63 | 214730789
DUCANE | 4HP18V36P | 7EH30AX-0*+TDR | 80G1UH060AE12X | 23800 | 24000 | 19 | 12.3 | 8.5 | 2.04 | 65 | 63 | 214730786
CONCORD | 4HP18V36P | EA(C,U)1P30B+H4TXV01 | 96G2UH070BV12 | 23400 | 24000 | 19 | 12.3 | 8.1 | 1.97 | 65 | 62 | 206906328
CONCORD | 4HP18V36P | EA(C,U)1P30B+H4TXV01 | 92G1UH045BE12 | 23800 | 24000 | 18.5 | 12.3 | 8.1 | 1.96 | 66 | 63 | 206906319
CONCORD | 4HP18V36P | E*1P23B+H4TXV01 | 96G1UH030BE08 | 22600 | 24000 | 18 | 12.3 | 8.1 | 1.88 | 62 | 59 | 206906251
CONCORD | 4HP18V36P | E*1P23B+H4TXV01 | 80G2UH090BE12 | 23400 | 24000 | 19 | 12.3 | 8.1 | 1.91 | 64 | 60 | 206906245
CONCORD | 4HP18V36P | E*1P23A+H4TXV01 | 80G2UH070AE12 | 23400 | 24000 | 19 | 12.3 | 8.1 | 1.91 | 64 | 60 | 206906241
CONCORD | 4HP18V36P | BCE5C24M*1P+H4TXV01 |  | 23000 | 24000 | 16.5 | 12.3 | 8.1 | 1.84 | 67 | 64 | 206906220
CONCORD | 4HP18V36P | BCE5C18M*1P+H4TXV01 |  | 22000 | 24000 | 17.1 | 12.3 | 8.5 | 1.94 | 64 | 61 | 206906218
CONCORD | 4HP18V36P | EA(C,U)1P30B+H4TXV01 | 96G2UH030BE08 | 23600 | 24000 | 19 | 12.3 | 8.1 | 1.9 | 63 | 60 | 209329513
AC PRO | 4HP18V36P | 7ED48CX-0*+TDR | EFV16CCA | 34200 | 36000 | 19 | 11.7 | 8.5 | 2.18 | 68 | 55 | 214730350
AC PRO | 4HP18V36P | 7ED48CX-0*+TDR | 96G1DF090CE16 | 34200 | 36000 | 18.5 | 11.7 | 8.5 | 2.18 | 68 | 55 | 214730347
AC PRO | 4HP18V36P | 7ED24BX-0*+TDR | 96G1DF045BE12 | 24000 | 24000 | 18.5 | 12.3 | 8.5 | 2.16 | 70 | 69 | 214730310
AC PRO | 4HP18V36P | 7ED24BX-0*+TDR | 80G1DF070BE12 | 23600 | 24000 | 18 | 12.3 | 8.5 | 2.18 | 70 | 69 | 214730307
AC PRO | 4HP18V36P | 7EH30BX-0*+TDR | 96G2UH045BV12 | 23600 | 24000 | 19 | 12.3 | 8.5 | 2.03 | 65 | 63 | 214729046
AC PRO | 4HP18V36P | 7EH30BX-0*+TDR | 96G1UH030BE08 | 23400 | 24000 | 17.5 | 12.3 | 8.5 | 1.99 | 66 | 63 | 214729041
AC PRO | 4HP18V36P | 7EH30BX-0*+TDR | 92G1UH070BE12 | 24000 | 24000 | 19 | 12.3 | 8.5 | 2.04 | 66 | 63 | 214729040
ALLIED | 4HP18V36P | 7ED24BX-0*+TDR | 97G2DF045BE12 | 24000 | 24000 | 18 | 12.3 | 8.5 | 2.16 | 71 | 70 | 214730327
AC PRO | 4HP18V36P | E*1P23B+TDR+TXV | 97G2UH030BE08 | 23000 | 24000 | 18.5 | 12.3 | 8.1 | 1.89 | 63 | 60 | 214091886
AC PRO | 4HP18V36P | E*1P23B+TDR+TXV | 97G2UH045BV12 | 23200 | 24000 | 19 | 12.3 | 8.1 | 1.89 | 63 | 60 | 214100148
AC PRO | 4HP18V36P | EAD4X-48C+TDR | 96G1DF090CE16 | 34200 | 36000 | 18.5 | 11.7 | 8.5 | 2.18 | 68 | 55 | 213352597
CENTURY | HRG1836S1P | E*1P23B+TDR+TXV | GUH97M070B3M | 23000 | 24000 | 19 | 12.3 | 8.1 | 1.91 | 63 | 60 | 212604288
ALLIED | 4HP18V36P | ED1P30/36B+H4TXV02 | 80G1DF090BE16 | 34600 | 36000 | 17.1 | 12 | 8.1 | 2.06 | 62 | 50 | 206906205
ALLIED | 4HP18V36P | ED1P30/36B+H4TXV02 | 80G1DF070BE12 | 34200 | 36000 | 18 | 11.7 | 8.1 | 2.04 | 61 | 49 | 206906204
ALLIED | 4HP18V36P | EAH1P30B+H4TXV01 | EFV12BCA | 23600 | 24000 | 18.5 | 12.3 | 8.5 | 2.03 | 65 | 62 | 206906108
ALLIED | 4HP18V36P | EAH1P30B+H4TXV01 | 96G1UH045BE12 | 24000 | 24000 | 18.5 | 12.3 | 8.5 | 2.03 | 66 | 64 | 206906103
ALLIED | 4HP18V36P | EAH1P30B+H4TXV01 | 80G2UH090BE12 | 23400 | 24000 | 18.5 | 12.3 | 8.5 | 1.98 | 66 | 63 | 206906095
ALLIED | 4HP18V36P | EAH1P30A+H4TXV01 | 80G2UH070AE12L | 24000 | 24000 | 19 | 12.3 | 8.5 | 2.05 | 66 | 63 | 206906092
ALLIED | 4HP18V36P | EAC4X30A | 80G1UH040AE12X | 23800 | 24000 | 18.5 | 12.3 | 8.1 | 1.96 | 66 | 63 | 206906016
ARMSTRONG AIR | 4SHP18LX136P | BCE5V42M*4X |  | 34400 | 35000 | 17.5 | 11.7 | 8.5 | 2.18 | 63 | 52 | 210737952
ARMSTRONG AIR | 4SHP18LX136P | EAD4X-24B+TDR | A80DF1E070B12 | 23600 | 24000 | 18 | 12.3 | 8.5 | 2.18 | 70 | 69 | 213352485
ARMSTRONG AIR | 4SHP18LX136P | EAH1P48C+TDR+TXV | A93UH1E110C16 | 34400 | 33800 | 18.5 | 11.7 | 8.5 | 2.12 | 65 | 54 | 212607751
ARMSTRONG AIR | 4SHP18LX136P | EAH1P30B+TDR+TXV | A97USMV070B12 + TSTAT | 23600 | 24000 | 19 | 12.3 | 8.5 | 2.04 | 65 | 62 | 212595640
ARMSTRONG AIR | 4SHP18LX136P | EAC4X30B+TDR | A97US2V060B12X + TSTAT | 23400 | 24000 | 18.5 | 12.3 | 8.1 | 1.96 | 65 | 62 | 212595636
ARMSTRONG AIR | 4SHP18LX136P | EAH1P30B+TDR+TXV | A97US2V070B12 | 23600 | 24000 | 19 | 12.3 | 8.5 | 2.04 | 65 | 62 | 212539324
ARMSTRONG AIR | 4SHP18LX136P | EAC4X30B+TDR | A98USMV070B12 | 23400 | 24000 | 19 | 12.3 | 8.1 | 1.97 | 65 | 62 | 212539164
ARMSTRONG AIR | 4SHP18LX136P | 7EH30BX-0*+TDR | EFV08BCA | 23400 | 24000 | 17.1 | 12.3 | 8.5 | 1.99 | 65 | 63 | 214730027
ARMSTRONG AIR | 4SHP18LX136P | 7EH30BX-0*+TDR | A98USMV070B12 | 23600 | 24000 | 19 | 12.3 | 8.5 | 2.04 | 65 | 62 | 214730026
DUCANE | 4HP18V36P | EA(C,U)1P24B+TDR+TXV | 97G2UH030BE08 | 23200 | 24000 | 18.5 | 12.3 | 8.1 | 1.88 | 63 | 60 | 214091875
DUCANE | 4HP18V36P | EAH1P30B+TDR+TXV | 97G2UH045BV12 | 23600 | 24000 | 19 | 12.3 | 8.5 | 2.03 | 65 | 63 | 214100134
DUCANE | 4HP18V36P | ED1P30/36B+TDR+TXV | EFV12BCA | 33800 | 36000 | 17.1 | 11.7 | 8.1 | 2.06 | 61 | 49 | 212523815
DUCANE | 4HP18V36P | EAD4X-48C+TDR | EFV16CCA | 34200 | 36000 | 19 | 11.7 | 8.5 | 2.18 | 68 | 55 | 213352588
CONCORD | 4HP18V36P | E*1P23B+H4TXV01 | 96G2UH030BE08 | 23000 | 24000 | 18.5 | 12.3 | 8.1 | 1.89 | 63 | 60 | 209329501
CONCORD | 4HP18V36P | ED1P30/36C+H4TXV02 | 96G2DF090CE16 | 34400 | 36000 | 16.5 | 11.7 | 8.1 | 2.04 | 62 | 50 | 209332224
CONCORD | 4HP18V36P | EA(C,U)1P30B+TDR+TXV | 97G2UH045BE12 | 23800 | 24000 | 17.5 | 12.3 | 8.1 | 2.06 | 66 | 63 | 213934142
CONCORD | 4HP18V36P | E*1P23B+TDR+TXV | 97G2UH070BE12 | 23400 | 24000 | 18.5 | 12.3 | 8.1 | 2.01 | 64 | 61 | 213934138
CONCORD | 4HP18V36P | EA(C,U)1P30B+TDR+TXV | 97G2UH045BV12 | 23400 | 24000 | 19 | 12.3 | 8.1 | 1.93 | 65 | 62 | 214100140
CONCORD | 4HP18V36P | E*1P23B+TDR+TXV | 97G2UH070BV12 | 23200 | 24000 | 19 | 12.3 | 8.1 | 1.91 | 63 | 60 | 214100137
CONCORD | 4HP18V36P | 7EH30BX-0*+TDR | 97G2UH045BE12 | 24000 | 24000 | 18 | 12.3 | 8.5 | 2.11 | 66 | 63 | 214730568
CONCORD | 4HP18V36P | 7EH30BX-0*+TDR | 96G2UH070BE12 | 23600 | 24000 | 18 | 12.3 | 8.5 | 2.02 | 66 | 63 | 214730565
CONCORD | 4HP18V36P | 7EH30AX-0*+TDR | 80G2UH070AV12* | 23800 | 24000 | 19 | 12.3 | 8.5 | 2.05 | 65 | 62 | 214730485
CONCORD | 4HP18V36P | 7EH30AX-0*+TDR | 80G2UH045AE12 | 23400 | 23800 | 18.5 | 12.3 | 8.5 | 2.05 | 65 | 62 | 214730482
CONCORD | 4HP18V36P | 7EH30AX-0*+TDR | 80G1UH045AE12 | 23800 | 24000 | 18.5 | 12.3 | 8.5 | 2.04 | 65 | 63 | 214730479
CONCORD | 4HP18V36P | ED1P30/36B+H4TXV02 | 92G1DF045BE12 | 34400 | 36000 | 18 | 11.7 | 8.1 | 2.04 | 62 | 50 | 206906592
CONCORD | 4HP18V36P | ED1P30/36A+H4TXV02 | 80G1DF070AE12 | 34200 | 36000 | 17.5 | 11.7 | 8.1 | 2.04 | 62 | 50 | 206906587
CONCORD | 4HP18V36P | EAH1P30B+H4TXV01 | 96G1UH030BE08 | 23400 | 24000 | 17.5 | 12.3 | 8.5 | 1.99 | 66 | 63 | 206906487
CONCORD | 4HP18V36P | EAH1P30A+H4TXV01 | 80G2UH070AE12 | 24000 | 24000 | 19 | 12.3 | 8.5 | 2.05 | 66 | 63 | 206906476
ARMSTRONG AIR | 4SHP18LX136P | EA(C,U)1P30B+TDR+TXV | A97US2V070B12 | 23400 | 24000 | 19 | 12.3 | 8.1 | 1.97 | 65 | 62 | 214094624
ARMSTRONG AIR | 4SHP18LX136P | E*1P23B+TDR+TXV | A97UH2E045B12 | 23400 | 24000 | 17.5 | 12.3 | 8.1 | 2.01 | 64 | 61 | 213927704
ARMSTRONG AIR | 4SHP18LX136P | EAH1P30B+TDR+TXV | EFV12BCA | 23600 | 24000 | 18.5 | 12.3 | 8.5 | 2.05 | 65 | 62 | 210740452
ARMSTRONG AIR | 4SHP18LX136P | EAH1P30A+TDR+TXV | A80UH1E070A12 | 23600 | 24000 | 18.5 | 12.3 | 8.5 | 2.05 | 65 | 62 | 210740383
ARMSTRONG AIR | 4SHP18LX136P | EAH1P30A+TDR+TXV | A80UH1E040A12X | 23800 | 24000 | 19 | 12.3 | 8.5 | 2.06 | 65 | 63 | 210740372
ARMSTRONG AIR | 4SHP18LX136P | EAC4X30A+TDR | A80UH2E070A12 | 23800 | 24000 | 18.5 | 12.3 | 8.1 | 1.99 | 66 | 63 | 210740302
ARMSTRONG AIR | 4SHP18LX136P | EA(C;U)1P30B+TDR+TXV | EFV12BCA | 23400 | 24000 | 17.5 | 12.3 | 8.1 | 1.98 | 65 | 62 | 210740199
ARMSTRONG AIR | 4SHP18LX136P | EA(C;U)1P30B+TDR+TXV | A93UH1E045B12 | 23800 | 24000 | 18.5 | 12.3 | 8.1 | 1.96 | 66 | 63 | 210740154
ARMSTRONG AIR | 4SHP18LX136P | EA(C;U)1P30A+TDR+TXV | A80UH1E070A12 | 23600 | 24000 | 17.5 | 12.3 | 8.1 | 1.96 | 65 | 62 | 210740129
ARMSTRONG AIR | 4SHP18LX136P | E*1P23B+TDR+TXV | EFV08BCA | 22600 | 24000 | 16.5 | 12.3 | 8.1 | 1.88 | 64 | 60 | 210740026
ARMSTRONG AIR | 4SHP18LX136P | E*1P23B+TDR+TXV | A80UH2E090B12 | 23400 | 24000 | 19 | 12.3 | 8.1 | 1.91 | 64 | 60 | 210739987
ARMSTRONG AIR | 4SHP18LX136P | E*1P23A+TDR+TXV | A80UH1E040A12X | 23200 | 24000 | 19 | 12.3 | 8.1 | 1.91 | 64 | 60 | 210739955
ARMSTRONG AIR | 4SHP18LX136P | ED1P30/36B+TDR+TXV | A96DF1E045B12 | 34000 | 34600 | 18 | 11.7 | 8.1 | 2.04 | 64 | 52 | 210738763
ALLIED | 4HP18V36P | 7ED24BX-0*+TDR | 92G1DF045BE12 | 24000 | 24000 | 19 | 12.3 | 8.5 | 2.16 | 70 | 69 | 214730315
ALLIED | 4HP18V36P | 7ED24AX-0*+TDR | 80G2DF070AE12 | 24000 | 24000 | 19 | 12.3 | 8.5 | 2.16 | 71 | 70 | 214730292
AC PRO | 4HP18V36P | EAH1P30A+H4TXV01 | 80G1UH040AE12X | 23800 | 24000 | 19 | 12.3 | 8.5 | 2.04 | 65 | 63 | 206905702
AC PRO | 4HP18V36P | E*1P23B+H4TXV01 | 96G1UH030BE08 | 22600 | 24000 | 18 | 12.3 | 8.1 | 1.88 | 62 | 59 | 206905481
AC PRO | 4HP18V36P | BCE5V30M |  | 23600 | 24000 | 18.5 | 12.3 | 8.5 | 1.98 | 66 | 63 | 206905460
AC PRO | 4HP18V36P | BCE5V18M |  | 23400 | 24000 | 18.5 | 12.3 | 8.5 | 2.04 | 66 | 63 | 206905458
ARMSTRONG AIR | 4SHP18LX136P | 7EH30BX-0*+TDR | A97US2V060B12X | 23600 | 24000 | 19 | 12.3 | 8.5 | 2.02 | 65 | 62 | 214730021
ARMSTRONG AIR | 4SHP18LX136P | 7EH30BX-0*+TDR | A97UH2E045B12 | 24000 | 24000 | 18 | 12.3 | 8.5 | 2.11 | 66 | 63 | 214730016
ARMSTRONG AIR | 4SHP18LX136P | EAD4X-24B+TDR | A97DF2E070B16 | 23600 | 24000 | 18 | 12.3 | 8.5 | 2.22 | 71 | 72 | 213927729
ARMSTRONG AIR | 4SHP18LX136P | EAC4X24B+TDR | A97UH2E030B08 | 23200 | 24000 | 18.5 | 12.3 | 8.1 | 2.15 | 63 | 45 | 214091901
ARMSTRONG AIR | 4SHP18LX136P | E*1P23B+TDR+TXV | A97UH2E030B08 | 23000 | 24000 | 18.5 | 12.3 | 8.1 | 2.2 | 63 | 45 | 214091898
ARMSTRONG AIR | 4SHP18LX136P | EA(C,U)1P30B+TDR+TXV | A97UH2E070B12 | 23800 | 24000 | 18 | 12.3 | 8.1 | 2.06 | 66 | 63 | 213927709
ARMSTRONG AIR | 4SHP18LX136P | EAD4X-48C+TDR | A96DF1E090C16 | 34200 | 36000 | 18.5 | 11.7 | 8.5 | 2.18 | 68 | 55 | 213352512
ARMSTRONG AIR | 4SHP18LX136P | 7EC30BX-0*+TDR | A97US2V040B12X | 23400 | 24000 | 19 | 12.3 | 8.1 | 1.96 | 65 | 62 | 214729871
ARMSTRONG AIR | 4SHP18LX136P | 7EC30BX-0*+TDR | A97UH2E030B08 | 23600 | 24000 | 19 | 12.3 | 8.1 | 2.2 | 63 | 45 | 214729868
ARMSTRONG AIR | 4SHP18LX136P | 7EC30AX-0*+TDR | A80US2V070A12 | 23400 | 24000 | 18.5 | 12.3 | 8.1 | 1.97 | 65 | 62 | 214729851
CONCORD | 4HP18V36P | 7ED24BX-0*+TDR | 92G1DF070BE12 | 24000 | 24000 | 19 | 12.3 | 8.5 | 2.16 | 70 | 69 | 214730302
CONCORD | 4HP18V36P | 7ED48CX-0*+TDR | EFV16CCA | 34200 | 36000 | 19 | 11.7 | 8.5 | 2.18 | 68 | 55 | 214730344
CONCORD | 4HP18V36P | 7ED48CX-0*+TDR | 96G1DF090CE16 | 34200 | 36000 | 18.5 | 11.7 | 8.5 | 2.18 | 68 | 55 | 214730341
CONCORD | 4HP18V36P | EA(C,U)1P30A+H4TXV01 | 80G1UH060AE12X | 23800 | 24000 | 18.5 | 12.3 | 8.1 | 1.96 | 66 | 63 | 206906311
CONCORD | 4HP18V36P | E*1P23B+H4TXV01 | 96G2UH045BV12 | 23200 | 24000 | 19 | 12.3 | 8.1 | 1.89 | 63 | 60 | 206906254
CONCORD | 4HP18V36P | E*1P23B+H4TXV01 | 92G1UH045BE12 | 23400 | 24000 | 18.5 | 12.3 | 8.1 | 1.92 | 64 | 61 | 206906247
CONCORD | 4HP18V36P | BCE7E30M |  | 24000 | 24000 | 19 | 12.3 | 8.5 | 2.17 | 68 | 65 | 206906234
CONCORD | 4HP18V36P | BCE5V42M |  | 34400 | 35000 | 17.5 | 11.7 | 8.5 | 2.18 | 63 | 52 | 206906231
CONCORD | 4HP18V36P | BCE5V18M |  | 23400 | 24000 | 18.5 | 12.3 | 8.5 | 2.04 | 66 | 63 | 206906228
CONCORD | 4HP18V36P | EAC4X30B | 96G2UH070BE12 | 23800 | 24000 | 17.1 | 12.3 | 8.1 | 1.96 | 66 | 63 | 209329533
CONCORD | 4HP18V36P | EAC4X24B | 96G2UH030BE08 | 23200 | 24000 | 18.5 | 12.3 | 8.1 | 1.88 | 63 | 60 | 209329520
CONCORD | 4HP18V36P | EAC4X30B+TDR | 97G2UH070BE12 | 23800 | 24000 | 18 | 12.3 | 8.1 | 2.06 | 66 | 63 | 213934149
CONCORD | 4HP18V36P | EAC4X30B+TDR | 97G2UH070BV12 | 23400 | 24000 | 19 | 12.3 | 8.1 | 1.97 | 65 | 62 | 214100145
CONCORD | 4HP18V36P | E*1P23B+TDR+TXV | 97G2UH030BE08 | 23000 | 24000 | 18.5 | 12.3 | 8.1 | 1.89 | 63 | 60 | 214091880
AIREASE | 4SHP18LX136P | EA(C,U)1P30B+TDR+TXV | A97US2V070B12 | 23400 | 24000 | 19 | 12.3 | 8.1 | 1.97 | 65 | 62 | 214094628
AIREASE | 4SHP18LX136P | EAH1P30B+TDR+TXV | A97US2V060B12X + TSTAT | 23600 | 24000 | 19 | 12.3 | 8.5 | 2.03 | 65 | 63 | 214784740
AIREASE | 4SHP18LX136P | EAC4X30B+TDR | A97US2V060B12X + TSTAT | 23400 | 24000 | 18.5 | 12.3 | 8.1 | 1.96 | 65 | 62 | 214784737
AC PRO | 4HP18V36P | 7ED24BX-0*+TDR | 97G2DF045BE12 | 24000 | 24000 | 18 | 12.3 | 8.5 | 2.16 | 71 | 70 | 214730325
AC PRO | 4HP18V36P | 7EH48CX-0*+TDR | 92G1UH110CE16 | 34400 | 33800 | 18.5 | 11.7 | 8.5 | 2.12 | 65 | 54 | 214729079
AC PRO | 4HP18V36P | E*1P23B+TDR+TXV | 97G2UH070BE12 | 23400 | 24000 | 18.5 | 12.3 | 8.1 | 2.01 | 64 | 61 | 213934154
AC PRO | 4HP18V36P | ED1P30/36C+H4TXV02 | 96G2DF090CE16 | 34400 | 36000 | 16.5 | 11.7 | 8.1 | 2.04 | 62 | 50 | 209332170
AC PRO | 4HP18V36P | EA(C,U)1P30B+H4TXV01 | 96G2UH045BE12 | 23800 | 24000 | 17.5 | 12.3 | 8.1 | 1.96 | 66 | 63 | 209329564
AC PRO | 4HP18V36P | ED1P30/36C+H4TXV02 | 96G1DF090CE16 | 34600 | 36000 | 17.1 | 12 | 8.1 | 2.06 | 62 | 50 | 206905832
AC PRO | 4HP18V36P | ED1P30/36A+H4TXV02 | 80G1DF070AE12 | 34200 | 36000 | 17.5 | 11.7 | 8.1 | 2.04 | 62 | 50 | 206905817
AC PRO | 4HP18V36P | ED1P24B+H4TXV01 | EFV12BCA | 22800 | 24000 | 18.5 | 12.3 | 8.1 | 1.83 | 65 | 62 | 206905815
GE | NS18H36MA4-** | ED1P24B+TDR+TXV | NF97D070M3B-* | 22600 | 24000 | 19 | 12.3 | 8.1 | 1.82 | 64 | 61 | 213164571
GE | NS18H36MA4-** | NCDC24BT4+TDR | NF80D070S3B-* | 23600 | 24000 | 18 | 12.3 | 8.5 | 2.18 | 70 | 69 | 213804991
GE | NS18H36MA4-** | NCHC30BT4 | NF96U045V3B-* | 23600 | 24000 | 19 | 12.3 | 8.5 | 2.03 | 65 | 63 | 209941314
ARMSTRONG AIR | 4SHP18LX136P | 7EH30BX-0*+TDR | A96US2V045B12 | 23600 | 24000 | 19 | 12.3 | 8.5 | 2.03 | 65 | 63 | 214730013
ARMSTRONG AIR | 4SHP18LX136P | 7EH30BX-0*+TDR | A93UH1E045B12 | 24000 | 24000 | 19 | 12.3 | 8.5 | 2.03 | 66 | 63 | 214730006
DAY & NIGHT | CVH837GKA2* | EN(A,D)4X48L24**+WALLCON | *96CTN1202422A* | 32400 | 32800 | 17.5 | 11.7 | 8.1 | 1.96 | 96 | 76 | 206772383
COMFORTMAKER | CVH837GKA2* | EN(A,D)4X48L24**+WALLCON | *96CTN1202422A* | 32400 | 32800 | 17.5 | 11.7 | 8.1 | 1.96 | 96 | 76 | 206772382
HEIL | HVH837GKA2* | EN(A,D)4X48L24**+WALLCON | *96CTN1002122A* | 32400 | 33000 | 17.5 | 11.7 | 8.1 | 1.96 | 95 | 75 | 206772424
KEEPRITE | CVH837GKA2* | EN(A,D)4X48L24**+WALLCON | *80CTL0902120A* | 32400 | 33000 | 17.5 | 11.7 | 8.1 | 1.96 | 96 | 75 | 206772366
BRYANT HEATING AND COOLING SYSTEMS | 288BNV037*0**B* | CNPV*4824AL*+UI | 986TC66100C21*** | 32400 | 33000 | 17.5 | 11.7 | 8.1 | 1.96 | 95 | 75 | 206772423
CARRIER | 25VNA837A*031* | CNPV*4824AL*+UI | 59TN6B100C21**22 | 32400 | 33000 | 17.5 | 11.7 | 8.1 | 1.96 | 95 | 75 | 206765039
DAY & NIGHT | CVH837GKA2* | EN(A,D)4X48L24**+WALLCON | *80CTL0902120A* | 32400 | 33000 | 17.5 | 11.7 | 8.1 | 1.96 | 96 | 75 | 206772365
HEIL | HVH837GKA2* | EN(A,D)4X48L24**+WALLCON | *80CTL0902120A* | 32400 | 33000 | 17.5 | 11.7 | 8.1 | 1.96 | 96 | 75 | 206772361
ARCOAIRE | HVH837GKA2* | EN(A,D)4X48L24**+WALLCON | *80CTL0902120A* | 32400 | 33000 | 17.5 | 11.7 | 8.1 | 1.96 | 96 | 75 | 206772363
COMFORTMAKER | CVH837GKA2* | EN(A,D)4X48L24**+WALLCON | *80CTL0902120A* | 32400 | 33000 | 17.5 | 11.7 | 8.1 | 1.96 | 96 | 75 | 206772364
AIRQUEST | HVH837GKA2* | EN(A,D)4X48L24**+WALLCON | *80CTL0902120A* | 32400 | 33000 | 17.5 | 11.7 | 8.1 | 1.96 | 96 | 75 | 206772362
BRYANT HEATING AND COOLING SYSTEMS | 288BNV037*0**B* | CNPV*4824AL*+UI | 88*TA60090C21*** | 32400 | 33000 | 17.5 | 11.7 | 8.1 | 1.96 | 96 | 75 | 206772360
ARCOAIRE | HVH837GKA2* | EN(A,D,W)4X48L21**+WALLCON | *97CMN1002122A* | 32400 | 33000 | 17.5 | 11.7 | 8.1 | 1.96 | 95 | 75 | 206772300
TEMPSTAR | TVH837GKA2* | EN(A,D,W)4X48L21**+WALLCON | *97CMN1002122A* | 32400 | 33000 | 17.5 | 11.7 | 8.1 | 1.96 | 95 | 75 | 206772305
KENMORE | (C,H,T)VH837GKA2* | EN(A,D,W)4X48L21**+WALLCON | *97CMN1002122A* | 32400 | 33000 | 17.5 | 11.7 | 8.1 | 1.96 | 95 | 75 | 206997773
DAY & NIGHT | CVH837GKA2* | EN(A,D,W)4X48L21**+WALLCON | *97CMN1002122A* | 32400 | 33000 | 17.5 | 11.7 | 8.1 | 1.96 | 95 | 75 | 206772302
COMFORTMAKER | CVH837GKA2* | EN(A,D,W)4X48L21**+WALLCON | *97CMN1002122A* | 32400 | 33000 | 17.5 | 11.7 | 8.1 | 1.96 | 95 | 75 | 206772301
AIRQUEST | HVH837GKA2* | EN(A,D,W)4X48L21**+WALLCON | *97CMN1002122A* | 32400 | 33000 | 17.5 | 11.7 | 8.1 | 1.96 | 95 | 75 | 206772299
KENMORE | (C,H,T)VH837GKA2* | EN(A,D)4X48L24**+WALLCON | *96CTN1202422A* | 32400 | 32800 | 17.5 | 11.7 | 8.1 | 1.96 | 96 | 76 | 206997782
TEMPSTAR | TVH837GKA2* | EN(A,D)4X48L24**+WALLCON | *96CTN1202422A* | 32400 | 32800 | 17.5 | 11.7 | 8.1 | 1.96 | 96 | 76 | 206772386
KEEPRITE | CVH837GKA2* | EN(A,D)4X48L24**+WALLCON | *96CTN1202422A* | 32400 | 32800 | 17.5 | 11.7 | 8.1 | 1.96 | 96 | 76 | 206772384
TEMPSTAR | TVH837GKA2* | EN(A,D,W)4X48L21**+WALLCON | *80CTL0901716A* | 32400 | 32800 | 18 | 11.7 | 8.1 | 1.98 | 96 | 76 | 206772332
KEEPRITE | CVH837GKA2* | EN(A,D,W)4X48L21**+WALLCON | *80CTL0901716A* | 32400 | 32800 | 18 | 11.7 | 8.1 | 1.98 | 96 | 76 | 206772330
KENMORE | (C,H,T)VH837GKA2* | EN(A,D,W)4X48L21**+WALLCON | *80CTL0901716A* | 32400 | 32800 | 18 | 11.7 | 8.1 | 1.98 | 96 | 76 | 206997776
DAY & NIGHT | CVH837GKA2* | EN(A,D,W)4X48L21**+WALLCON | *80CTL0901716A* | 32400 | 32800 | 18 | 11.7 | 8.1 | 1.98 | 96 | 76 | 206772329
COMFORTMAKER | CVH837GKA2* | EN(A,D,W)4X48L21**+WALLCON | *80CTL0901716A* | 32400 | 32800 | 18 | 11.7 | 8.1 | 1.98 | 96 | 76 | 206772328
TEMPSTAR | TVH837GKA2* | EA*4X42L21A*+WALLCON | *80CTL0901716A* | 31800 | 33000 | 17.5 | 11.7 | 8.5 | 1.9 | 95 | 74 | 206771495
KEEPRITE | CVH837GKA2* | EA*4X42L21A*+WALLCON | *80CTL0901716A* | 31800 | 33000 | 17.5 | 11.7 | 8.5 | 1.9 | 95 | 74 | 206771493
DAY & NIGHT | CVH837GKA2* | EA*4X42L21A*+WALLCON | *80CTL0901716A* | 31800 | 33000 | 17.5 | 11.7 | 8.5 | 1.9 | 95 | 74 | 206771492
COMFORTMAKER | CVH837GKA2* | EA*4X42L21A*+WALLCON | *80CTL0901716A* | 31800 | 33000 | 17.5 | 11.7 | 8.5 | 1.9 | 95 | 74 | 206771491
ARCOAIRE | HVH837GKA2* | EA*4X42L21A*+WALLCON | *80CTL0901716A* | 31800 | 33000 | 17.5 | 11.7 | 8.5 | 1.9 | 95 | 74 | 206771490
TEMPSTAR | TVH837GKA2* | EA*4X48L21A*+WALLCON | *80CTL0901716A* | 32400 | 32600 | 18 | 11.7 | 8.5 | 2 | 96 | 76 | 206771864
KENMORE | (C,H,T)VH837GKA2* | EA*4X48L21A*+WALLCON | *80CTL0901716A* | 32400 | 32600 | 18 | 11.7 | 8.5 | 2 | 96 | 76 | 206997724
COMFORTMAKER | CVH837GKA2* | EA*4X43L21A*+WALLCON | *80CTL0701716A* | 32800 | 33000 | 17.5 | 11.7 | 8.5 | 1.98 | 97 | 76 | 206771626
ARCOAIRE | HVH837GKA2* | EA*4X43L21A*+WALLCON | *80CTL0701716A* | 32800 | 33000 | 17.5 | 11.7 | 8.5 | 1.98 | 97 | 76 | 206771625
AIRQUEST | HVH837GKA2* | EA*4X43L21A*+WALLCON | *80CTL0701716A* | 32800 | 33000 | 17.5 | 11.7 | 8.5 | 1.98 | 97 | 76 | 206771624
BRYANT HEATING AND COOLING SYSTEMS | 288BNV037*0**B* | CAP**4321AL*+UI | 88*TA48070C17*** | 32800 | 33000 | 17.5 | 11.7 | 8.5 | 1.98 | 97 | 76 | 206771622
HEIL | HVH837GKA2* | EA*4X43L21A*+WALLCON | *80CTL0701716A* | 32800 | 33000 | 17.5 | 11.7 | 8.5 | 1.98 | 97 | 76 | 206771623
CARRIER | 25VNA837A*031* | CAP**4321AL*+UI | 58TN*A070C17**16 | 32800 | 33000 | 17.5 | 11.7 | 8.5 | 1.98 | 97 | 76 | 206764950
HEIL | HVH825GKA2* | EA*4X37L21A*+WALLCON | *80CTL0901716A* | 24600 | 21000 | 17.5 | 11.7 | 8.5 | 2.04 | 97 | 79 | 205750727
ARCOAIRE | HVH825GKA2* | EA*4X37L21A*+WALLCON | *80CTL0901716A* | 24600 | 21000 | 17.5 | 11.7 | 8.5 | 2.04 | 97 | 79 | 205750729
AIRQUEST | HVH825GKA2* | EA*4X37L21A*+WALLCON | *80CTL0901716A* | 24600 | 21000 | 17.5 | 11.7 | 8.5 | 2.04 | 97 | 79 | 205750728
DAY & NIGHT | CVH825GKA3* | EA*4X37L21A*+WALLCON | *80CTL0901716A* | 24600 | 21000 | 17.5 | 11.7 | 8.5 | 2.04 | 97 | 79 | 206766037
TEMPSTAR | TVH825GKA3* | EA*4X37L21A*+WALLCON | *80CTL0901716A* | 24600 | 21000 | 17.5 | 11.7 | 8.5 | 2.04 | 97 | 79 | 206766040
KENMORE | (C,H,T)VH825GKA3* | EA*4X37L21A*+WALLCON | *80CTL0901716A* | 24600 | 21000 | 17.5 | 11.7 | 8.5 | 2.04 | 97 | 79 | 206998360
KEEPRITE | CVH825GKA3* | EA*4X37L21A*+WALLCON | *80CTL0901716A* | 24600 | 21000 | 17.5 | 11.7 | 8.5 | 2.04 | 97 | 79 | 206766038
COMFORTMAKER | CVH825GKA3* | EA*4X37L21A*+WALLCON | *80CTL0901716A* | 24600 | 21000 | 17.5 | 11.7 | 8.5 | 2.04 | 97 | 79 | 206766036
AIRQUEST | HVH825GKA3* | EA*4X37L21A*+WALLCON | *80CTL0901716A* | 24600 | 21000 | 17.5 | 11.7 | 8.5 | 2.04 | 97 | 79 | 206766034
ARCOAIRE | HVH825GKA3* | EA*4X37L21A*+WALLCON | *80CTL0901716A* | 24600 | 21000 | 17.5 | 11.7 | 8.5 | 2.04 | 97 | 79 | 206766035
HEIL | HVH825GKA3* | EA*4X37L21A*+WALLCON | *80CTL0901716A* | 24600 | 21000 | 17.5 | 11.7 | 8.5 | 2.04 | 97 | 79 | 206766033
KEEPRITE | CVH837GKA** | EA*4X43L21A*+WALLCON | *80CTL0701716A* | 32800 | 33000 | 17.5 | 11.7 | 8.5 | 1.98 | 97 | 76 | 205751126
COMFORTMAKER | CVH837GKA** | EA*4X43L21A*+WALLCON | *80CTL0901716A* | 33000 | 32800 | 18 | 11.7 | 8.5 | 2 | 97 | 76 | 205751221
COMFORTMAKER | CVH837GKA** | EA*4X43L21A*+WALLCON | *80CTL0701716A* | 32800 | 33000 | 17.5 | 11.7 | 8.5 | 1.98 | 97 | 76 | 205751124
KENMORE | (C,H,T)VH837GKA** | EN(A,D)4X48L24**+WALLCON | *80CTL0902120A* | 32400 | 33000 | 17.5 | 11.7 | 8.1 | 1.96 | 96 | 75 | 204299883
KEEPRITE | CVH837GKA** | EN(A,D)4X48L24**+WALLCON | *97CMN1002122A* | 32400 | 33000 | 17.5 | 11.7 | 8.1 | 1.96 | 95 | 75 | 204299922
DAY & NIGHT | CVH837GKA** | EN(A,D)4X48L24**+WALLCON | *97CMN1002122A* | 32400 | 33000 | 17.5 | 11.7 | 8.1 | 1.96 | 95 | 75 | 204299921
BRYANT HEATING AND COOLING SYSTEMS | 284ANV024*0**B* | CAP**3621AL*+UI | 986TC42080C17*** | 23200 | 26600 | 20 | 13 | 10 | 2.42 | 94 | 75 | 206790144
CARRIER | 25VNA424A*031* | CAP**3621AL*+UI | 59TN6B080C17**14 | 23200 | 26600 | 20 | 13 | 10 | 2.42 | 94 | 75 | 206788456
BRYANT HEATING AND COOLING SYSTEMS | 284ANV024*0**B* | CAP**3621AL*+UI | 986TC42060C17*** | 23200 | 26600 | 20 | 13 | 10 | 2.4 | 94 | 75 | 206790143
CARRIER | 25VNA424A*031* | CAP**3621AL*+UI | 59TN6B060C17**14 | 23200 | 26600 | 20 | 13 | 10 | 2.4 | 94 | 75 | 206788455
CARRIER | 25VNA424A*031* | CAP**3621AL*+UI | 58TN*A070C17**16 | 23400 | 26600 | 20.5 | 13 | 10.5 | 2.42 | 93 | 74 | 206788452
BRYANT HEATING AND COOLING SYSTEMS | 284ANV048*0**B* | CAP**6024AL*+UI | 83*CA60100C21*** | 44500 | 46000 | 21 | 11.7 | 9.5 | 2.34 | 95 | 79 | 206790635
BRYANT HEATING AND COOLING SYSTEMS | 284ANV024*0**B* | CAP**3621AL*+UI | 88*TA48070C17*** | 23400 | 26600 | 20.5 | 13 | 10.5 | 2.42 | 93 | 74 | 206790140
CARRIER | 25VNA448A*031* | CAP**6024AL*+UI | 58CU*A100C21**20 | 44500 | 46000 | 21 | 11.7 | 9.5 | 2.34 | 95 | 79 | 206788947
BRYANT HEATING AND COOLING SYSTEMS | 284ANV048*0**B* | CAP**6024AL*+UI | 935CA60080C21*** | 44500 | 46000 | 21 | 11.7 | 9.5 | 2.34 | 93 | 79 | 206790648
BRYANT HEATING AND COOLING SYSTEMS | 284ANV048*0**B* | CAP**6024AL*+UI | 935CA66100C21*** | 45000 | 45500 | 21.5 | 12 | 9.5 | 2.36 | 95 | 79 | 206790649
CARRIER | 25VNA448A*031* | CAP**6024AL*+UI | 59CU5A100C21**22 | 45000 | 45500 | 21.5 | 12 | 9.5 | 2.36 | 95 | 79 | 206788961
CARRIER | 25VNA448A*031* | CAP**6024AL*+UI | 59CU5A080C21**20 | 44500 | 46000 | 21 | 11.7 | 9.5 | 2.34 | 93 | 79 | 206788960
BRYANT HEATING AND COOLING SYSTEMS | 284ANV048*0**B* | CAP**4824AL*+UI | 987MB66120C24*** | 43500 | 46500 | 20.5 | 11.7 | 9.5 | 2.26 | 94 | 78 | 206790604
BRYANT HEATING AND COOLING SYSTEMS | 284ANV024*0**B* | CNPV*3617AL*+UI | 88*TA48070C17*** | 23200 | 26800 | 20.5 | 13 | 10 | 2.38 | 93 | 74 | 206790170
CARRIER | 25VNA448A*031* | CAP**4824AL*+UI | 59MN7B120C24**22 | 43500 | 46500 | 20.5 | 11.7 | 9.5 | 2.26 | 94 | 78 | 206788916
CARRIER | 25VNA424A*031* | CNPV*3617AL*+UI | 58TN*A070C17**16 | 23200 | 26800 | 20.5 | 13 | 10 | 2.38 | 93 | 74 | 206788482
BRYANT HEATING AND COOLING SYSTEMS | 284ANV024*0**B* | CNPV*3617AL*+UI | 83*CA48060C17*** | 23200 | 26800 | 20.5 | 13 | 10 | 2.4 | 93 | 74 | 206790242
BRYANT HEATING AND COOLING SYSTEMS | 284ANV024*0**B* | CNPV*3617AL*+UI | 83*CA36040C17*** | 23200 | 26600 | 20.5 | 13 | 10 | 2.4 | 94 | 75 | 206790241
CARRIER | 25VNA424A*031* | CNPV*3617AL*+UI | 58CU*A040C17**12 | 23200 | 26600 | 20.5 | 13 | 10 | 2.4 | 94 | 75 | 206788553
BRYANT HEATING AND COOLING SYSTEMS | 284ANV024*0**B* | CNPV*3617AL*+UI | 935CA48060C17*** | 23200 | 26800 | 20 | 13 | 9.5 | 2.36 | 94 | 75 | 206790255
CARRIER | 25VNA424A*031* | CNPV*3617AL*+UI | 59CU5A060C17**16 | 23200 | 26800 | 20 | 13 | 9.5 | 2.36 | 94 | 75 | 206788567
BRYANT HEATING AND COOLING SYSTEMS | 284ANV048*0**B* | CAP**6121AL*+UI | 987MB66100C21*** | 45500 | 46000 | 21 | 12 | 9.5 | 2.36 | 95 | 79 | 206790607
CARRIER | 25VNA448A*031* | CAP**6121AL*+UI | 59MN7B100C21**22 | 45500 | 46000 | 21 | 12 | 9.5 | 2.36 | 95 | 79 | 206788919
BRYANT HEATING AND COOLING SYSTEMS | 284ANV048*0**B* | CAP**6121AL*+UI | 88*TA60090C21*** | 45500 | 46000 | 21.5 | 12 | 9.5 | 2.36 | 95 | 79 | 206790593
CARRIER | 25VNA448A*031* | CAP**6121AL*+UI | 58TN*A090C21**20 | 45500 | 46000 | 21.5 | 12 | 9.5 | 2.36 | 95 | 79 | 206788905
BRYANT HEATING AND COOLING SYSTEMS | 284ANV048*0**B* | CAP**6121AL*+UI | 935CA66100C21*** | 45500 | 46000 | 21.5 | 12 | 9.5 | 2.38 | 93 | 79 | 206790651
CARRIER | 25VNA448A*031* | CAP**6121AL*+UI | 59CU5A100C21**22 | 45500 | 46000 | 21.5 | 12 | 9.5 | 2.38 | 93 | 79 | 206788963
BRYANT HEATING AND COOLING SYSTEMS | 284ANV048*0**B* | CAP**6121AL*+UI | 935CA60080C21*** | 45500 | 46000 | 21 | 12 | 9.5 | 2.36 | 95 | 79 | 206790650
CARRIER | 25VNA448A*031* | CAP**6121AL*+UI | 59CU5A080C21**20 | 45500 | 46000 | 21 | 12 | 9.5 | 2.36 | 95 | 79 | 206788962
BRYANT HEATING AND COOLING SYSTEMS | 288BNV037*0**A* | CNPV*4217AL*+UI | 88*TA48090C17*** | 32200 | 33000 | 17.5 | 11.7 | 8.1 | 1.92 | 95 | 75 | 204299556
BRYANT HEATING AND COOLING SYSTEMS | 288BNV037*0**A* | CAP**4824AL*+UI | 986TC66100C21*** | 32400 | 32600 | 17.5 | 11.7 | 8.5 | 2 | 96 | 76 | 204299426
BRYANT HEATING AND COOLING SYSTEMS | 288BNV037*0**A* | CAP**4824AL*+UI | 986TC66120C24*** | 32400 | 32400 | 17.5 | 11.7 | 8.5 | 2 | 97 | 77 | 204299376
BRYANT HEATING AND COOLING SYSTEMS | 288BNV037*0**A* | CAP**4824AL*+UI | 987MB66120C24*** | 32200 | 32600 | 17.5 | 11.7 | 8.5 | 1.98 | 96 | 77 | 204299406
DAY & NIGHT | CVH837GKA** | END4X42L17**+WALLCON | *80CTL0901716A* | 32200 | 33000 | 17.5 | 11.7 | 8.1 | 1.92 | 95 | 75 | 204299561
KEEPRITE | CVH837GKA** | END4X42L17**+WALLCON | *80CTL0901716A* | 32200 | 33000 | 17.5 | 11.7 | 8.1 | 1.92 | 95 | 75 | 204299562
COMFORTMAKER | CVH837GKA** | END4X42L17**+WALLCON | *80CTL0901716A* | 32200 | 33000 | 17.5 | 11.7 | 8.1 | 1.92 | 95 | 75 | 204299560
KEEPRITE | CVH837GKA** | EA*4X43L21A*+WALLCON | *80CTL0902120A* | 32800 | 33000 | 17.5 | 11.7 | 8.5 | 2 | 96 | 76 | 205751142
DAY & NIGHT | CVH837GKA** | EA*4X43L21A*+WALLCON | *80CTL0902120A* | 32800 | 33000 | 17.5 | 11.7 | 8.5 | 2 | 96 | 76 | 205751141
COMFORTMAKER | CVH837GKA** | EA*4X43L21A*+WALLCON | *80CTL0902120A* | 32800 | 33000 | 17.5 | 11.7 | 8.5 | 2 | 96 | 76 | 205751140
DAY & NIGHT | CVH837GKA** | EA*4X43L21A*+WALLCON | *80CTL0701716A* | 32800 | 33000 | 17.5 | 11.7 | 8.5 | 1.98 | 97 | 76 | 205751125
DAY & NIGHT | CVH837GKA** | EA*4X43L21A*+WALLCON | *80CTL0901716A* | 33000 | 32800 | 18 | 11.7 | 8.5 | 2 | 97 | 76 | 205751222
KENMORE | (C,H,T)VH837GKA** | EN(A,D)4X48L24**+WALLCON | *96CTN1002122A* | 32400 | 33000 | 17.5 | 11.7 | 8.1 | 1.96 | 95 | 75 | 204299953
KENMORE | (C,H,T)VH837GKA** | EN(A,D)4X48L24**+WALLCON | *80CTL1352422A* | 32400 | 32800 | 17.5 | 11.7 | 8.1 | 1.98 | 96 | 76 | 204299893
COMFORTMAKER | CVH837GKA** | EN(A,D)4X48L24**+WALLCON | *97CMN1002122A* | 32400 | 33000 | 17.5 | 11.7 | 8.1 | 1.96 | 95 | 75 | 204299920
DAY & NIGHT | CVH837GKA** | EN(A,D)4X48L24**+WALLCON | *96CTN1202422A* | 32400 | 32800 | 17.5 | 11.7 | 8.1 | 1.96 | 96 | 76 | 204299901
KEEPRITE | CVH837GKA** | EN(A,D)4X48L24**+WALLCON | *96CTN1202422A* | 32400 | 32800 | 17.5 | 11.7 | 8.1 | 1.96 | 96 | 76 | 204299902
CARRIER | 25VNA825A*031* | CAP**3721AL*+UI | 58TN*A090C17**16 | 24600 | 21000 | 17.5 | 11.7 | 8.5 | 2.04 | 97 | 79 | 204451260
KEEPRITE | CVH837GKA** | EN(A,D,W)4X48L21**+WALLCON | *97CMN1002122A* | 32400 | 33000 | 17.5 | 11.7 | 8.1 | 1.96 | 95 | 75 | 204299812
DAY & NIGHT | CVH837GKA** | EN(A,D,W)4X48L21**+WALLCON | *97CMN1002122A* | 32400 | 33000 | 17.5 | 11.7 | 8.1 | 1.96 | 95 | 75 | 204299811
COMFORTMAKER | CVH837GKA** | EN(A,D,W)4X48L21**+WALLCON | *97CMN1002122A* | 32400 | 33000 | 17.5 | 11.7 | 8.1 | 1.96 | 95 | 75 | 204299810
KEEPRITE | CVH837GKA** | EN(A,D,W)4X48L21**+WALLCON | *96CTN1002122A* | 32400 | 33000 | 17.5 | 11.7 | 8.1 | 1.96 | 95 | 75 | 204299832
DAY & NIGHT | CVH837GKA** | EN(A,D,W)4X48L21**+WALLCON | *96CTN1002122A* | 32400 | 33000 | 17.5 | 11.7 | 8.1 | 1.96 | 95 | 75 | 204299831
COMFORTMAKER | CVH837GKA** | EN(A,D,W)4X48L21**+WALLCON | *96CTN1002122A* | 32400 | 33000 | 17.5 | 11.7 | 8.1 | 1.96 | 95 | 75 | 204299830
KEEPRITE | CVH837GKA** | EN(A,D,W)4X48L21**+WALLCON | *95CSU1002122A* | 32400 | 32800 | 17.5 | 11.7 | 8.1 | 1.98 | 96 | 75 | 206136291
DAY & NIGHT | CVH837GKA** | EN(A,D,W)4X48L21**+WALLCON | *95CSU1002122A* | 32400 | 32800 | 17.5 | 11.7 | 8.1 | 1.98 | 96 | 75 | 206136290
BRYANT HEATING AND COOLING SYSTEMS | 284ANV024*0**B* | CAP**4221AL*+UI | 986TC42060C17*** | 23400 | 26600 | 20 | 13 | 10.5 | 2.44 | 94 | 75 | 206790149
CARRIER | 25VNA424A*031* | CAP**4221AL*+UI | 59TN6B060C17**14 | 23400 | 26600 | 20 | 13 | 10.5 | 2.44 | 94 | 75 | 206788461
BRYANT HEATING AND COOLING SYSTEMS | 284ANV024*0**B* | CAP**4221AL*+UI | 88*TA48070C17*** | 23400 | 26600 | 20.5 | 13.5 | 10.5 | 2.46 | 93 | 74 | 206790146
CARRIER | 25VNA424A*031* | CAP**3617AL*+UI | 58CU*A060C17**16 | 23200 | 26600 | 20.5 | 13 | 10 | 2.42 | 93 | 74 | 206788548
CARRIER | 25VNA424A*031* | CAP**3617AL*+UI | 58CU*A040C17**12 | 23400 | 26600 | 20.5 | 13 | 10 | 2.42 | 93 | 74 | 206788547
BRYANT HEATING AND COOLING SYSTEMS | 284ANV024*0**B* | CAP**3617AL*+UI | 88*TA36045C17*** | 23200 | 26800 | 19.5 | 12.5 | 10 | 2.38 | 94 | 75 | 206790135
BRYANT HEATING AND COOLING SYSTEMS | 284ANV024*0**B* | CAP**3617AL*+UI | 83*CA36040C17*** | 23400 | 26600 | 20.5 | 13 | 10 | 2.42 | 93 | 74 | 206790235
CARRIER | 25VNA424A*031* | CAP**3617AL*+UI | 58TN*A045C17**12 | 23200 | 26800 | 19.5 | 12.5 | 10 | 2.38 | 94 | 75 | 206788447
BRYANT HEATING AND COOLING SYSTEMS | 284ANV024*0**B* | CAP**3617AL*+UI | 83*CA48060C17*** | 23200 | 26600 | 20.5 | 13 | 10 | 2.42 | 93 | 74 | 206790236
CARRIER | 25VNA424A*031* | CAP**3617AL*+UI | 59CU5A060C17**16 | 23200 | 26800 | 20 | 13 | 10 | 2.4 | 93 | 75 | 206788563
BRYANT HEATING AND COOLING SYSTEMS | 284ANV024*0**B* | CAP**3617AL*+UI | 935CA48060C17*** | 23200 | 26800 | 20 | 13 | 10 | 2.4 | 93 | 75 | 206790251
BRYANT HEATING AND COOLING SYSTEMS | 284ANV048*0**B* | CSPH*6012AL*+UI | 935CA60080C21*** | 45000 | 46000 | 20.5 | 11.7 | 9 | 2.34 | 95 | 79 | 206790654
BRYANT HEATING AND COOLING SYSTEMS | 284ANV048*0**B* | CAP**6124AL*+UI | 987MB66120C24*** | 45500 | 46000 | 21 | 12 | 9.5 | 2.36 | 95 | 79 | 206790609
CARRIER | 25VNA448A*031* | CSPH*6012AL*+UI | 59CU5A080C21**20 | 45000 | 46000 | 20.5 | 11.7 | 9 | 2.34 | 95 | 79 | 206788966
CARRIER | 25VNA448A*031* | CAP**6124AL*+UI | 59MN7B120C24**22 | 45500 | 46000 | 21 | 12 | 9.5 | 2.36 | 95 | 79 | 206788921
BRYANT HEATING AND COOLING SYSTEMS | 284ANV048*0**B* | CAP**6124AL*+UI | 986TC66120C24*** | 45500 | 46000 | 21.5 | 12 | 9.5 | 2.38 | 93 | 79 | 206790622
CARRIER | 25VNA448A*031* | CAP**6124AL*+UI | 59TN6B120C24**22 | 45500 | 46000 | 21.5 | 12 | 9.5 | 2.38 | 93 | 79 | 206788934
BRYANT HEATING AND COOLING SYSTEMS | 284ANV048*0**B* | CAP**6124AL*+UI | 88*TA66135C24*** | 45500 | 46000 | 21.5 | 12.5 | 9.5 | 2.38 | 93 | 78 | 206790595
CARRIER | 25VNA448A*031* | CAP**6124AL*+UI | 58TN*A135C24**22 | 45500 | 46000 | 21.5 | 12.5 | 9.5 | 2.38 | 93 | 78 | 206788907
BRYANT HEATING AND COOLING SYSTEMS | 284ANV048*0**B* | CAP**4824AL*+UI | 986TC66120C24*** | 44000 | 46500 | 21 | 12 | 9.5 | 2.28 | 94 | 78 | 206790617
CARRIER | 25VNA448A*031* | CAP**4824AL*+UI | 58TN*A135C24**22 | 44000 | 46000 | 21 | 12 | 9.5 | 2.3 | 93 | 79 | 206788903
CARRIER | 25VNA448A*031* | CAP**4824AL*+UI | 58CU*A100C21**20 | 43500 | 46500 | 21 | 11.7 | 9 | 2.28 | 94 | 78 | 206788945
CARRIER | 25VNA448A*031* | CAP**4824AL*+UI | 59TN6B120C24**22 | 44000 | 46500 | 21 | 12 | 9.5 | 2.28 | 94 | 78 | 206788929
BRYANT HEATING AND COOLING SYSTEMS | 284ANV048*0**B* | CAP**4824AL*+UI | 935CA66100C21*** | 44000 | 46000 | 21 | 12 | 9.5 | 2.3 | 95 | 79 | 206790647
BRYANT HEATING AND COOLING SYSTEMS | 284ANV048*0**B* | CAP**4824AL*+UI | 88*TA66135C24*** | 44000 | 46000 | 21 | 12 | 9.5 | 2.3 | 93 | 79 | 206790591
BRYANT HEATING AND COOLING SYSTEMS | 284ANV048*0**B* | CAP**4824AL*+UI | 83*CA60100C21*** | 43500 | 46500 | 21 | 11.7 | 9 | 2.28 | 94 | 78 | 206790633
CARRIER | 25VNA448A*031* | CAP**4824AL*+UI | 59CU5A100C21**22 | 44000 | 46000 | 21 | 12 | 9.5 | 2.3 | 95 | 79 | 206788959
BRYANT HEATING AND COOLING SYSTEMS | 284ANV024*0**B* | CNPV*3617AL*+UI | 986TC42080C17*** | 23200 | 26800 | 20 | 13 | 9.5 | 2.38 | 93 | 75 | 206790172
CARRIER | 25VNA424A*031* | CNPV*3617AL*+UI | 59MN7B080C17**14 | 23200 | 26800 | 20 | 13 | 9.5 | 2.36 | 94 | 75 | 206788373
CARRIER | 25VNA424A*031* | CNPV*3617AL*+UI | 59TN6B080C17**14 | 23200 | 26800 | 20 | 13 | 9.5 | 2.38 | 93 | 75 | 206788484
BRYANT HEATING AND COOLING SYSTEMS | 284ANV024*0**B* | CNPV*3617AL*+UI | 986TC42060C17*** | 23200 | 26800 | 19.5 | 13 | 9.5 | 2.36 | 94 | 75 | 206790171
CARRIER | 25VNA424A*031* | CNPV*3617AL*+UI | 59TN6B060C17**14 | 23200 | 26800 | 19.5 | 13 | 9.5 | 2.36 | 94 | 75 | 206788483
BRYANT HEATING AND COOLING SYSTEMS | 284ANV024*0**B* | CAP**3621AL*+UI | 88*TA36045C17*** | 23200 | 26800 | 20 | 13 | 10 | 2.4 | 93 | 75 | 206790139
CARRIER | 25VNA424A*031* | CAP**3621AL*+UI | 58TN*A045C17**12 | 23200 | 26800 | 20 | 13 | 10 | 2.4 | 93 | 75 | 206788451
BRYANT HEATING AND COOLING SYSTEMS | 284ANV024*0**B* | CAP**3621AL*+UI | 83*CA36040C17*** | 23400 | 26600 | 21 | 13.5 | 10.5 | 2.44 | 93 | 74 | 206790237
BRYANT HEATING AND COOLING SYSTEMS | 284ANV024*0**B* | CAP**3621AL*+UI | 83*CA48060C17*** | 23400 | 26600 | 20.5 | 13 | 10 | 2.44 | 93 | 74 | 206790238
CARRIER | 25VNA424A*031* | CAP**3621AL*+UI | 58CU*A060C17**16 | 23400 | 26600 | 20.5 | 13 | 10 | 2.44 | 93 | 74 | 206788550
BRYANT HEATING AND COOLING SYSTEMS | 284ANV024*0**B* | CAP**3621AL*+UI | 935CA66100C21*** | 23400 | 26600 | 20.5 | 13.5 | 10 | 2.44 | 93 | 74 | 206790254
CARRIER | 25VNA424A*031* | CAP**3621AL*+UI | 59CU5A100C21**22 | 23400 | 26600 | 20.5 | 13.5 | 10 | 2.44 | 93 | 74 | 206788566
BRYANT HEATING AND COOLING SYSTEMS | 284ANV048*0**B* | CSPH*6012AL*+UI | 88*TA66135C24*** | 45500 | 46000 | 20.5 | 12.3 | 9 | 2.38 | 93 | 78 | 206790599
CARRIER | 25VNA448A*031* | CSPH*6012AL*+UI | 58TN*A135C24**22 | 45500 | 46000 | 20.5 | 12.3 | 9 | 2.38 | 93 | 78 | 206788911
BRYANT HEATING AND COOLING SYSTEMS | 284ANV048*0**B* | CSPH*6012AL*+UI | 88*TA60090C21*** | 45000 | 46000 | 20.5 | 11.7 | 9 | 2.36 | 93 | 79 | 206790598
CARRIER | 25VNA448A*031* | CSPH*6012AL*+UI | 58CU*A100C21**20 | 45000 | 46000 | 20.5 | 11.7 | 9 | 2.34 | 95 | 79 | 206788955
BRYANT HEATING AND COOLING SYSTEMS | 284ANV048*0**B* | CSPH*6012AL*+UI | 83*CA60100C21*** | 45000 | 46000 | 20.5 | 11.7 | 9 | 2.34 | 95 | 79 | 206790643
CARRIER | 25VNA448A*031* | CSPH*6012AL*+UI | 58TN*A090C21**20 | 45000 | 46000 | 20.5 | 11.7 | 9 | 2.36 | 93 | 79 | 206788910
CARRIER | 25VNA448A*031* | CAP**6024AL*+UI | 59TN6B100C21**22 | 44500 | 46000 | 21 | 12 | 9.5 | 2.34 | 93 | 79 | 206788969
BRYANT HEATING AND COOLING SYSTEMS | 284ANV048*0**B* | CAP**6024AL*+UI | 987MB66120C24*** | 44500 | 46000 | 21 | 12 | 9.5 | 2.34 | 95 | 79 | 206790606
BRYANT HEATING AND COOLING SYSTEMS | 284ANV048*0**B* | CSPH*6012AL*+UI | 935CA66100C21*** | 45000 | 46000 | 20.5 | 12.3 | 9 | 2.36 | 93 | 78 | 206790655
CARRIER | 25VNA448A*031* | CSPH*6012AL*+UI | 59CU5A100C21**22 | 45000 | 46000 | 20.5 | 12.3 | 9 | 2.36 | 93 | 78 | 206788967
BRYANT HEATING AND COOLING SYSTEMS | 284ANV048*0**B* | CAP**6024AL*+UI | 986TC66100C21*** | 44500 | 46000 | 21 | 12 | 9.5 | 2.34 | 93 | 79 | 206790657
CARRIER | 25VNA448A*031* | CAP**6024AL*+UI | 59MN7B120C24**22 | 44500 | 46000 | 21 | 12 | 9.5 | 2.34 | 95 | 79 | 206788918
BRYANT HEATING AND COOLING SYSTEMS | 284ANV048*0**B* | CAP**6024AL*+UI | 986TC66120C24*** | 44500 | 46000 | 21.5 | 12 | 9.5 | 2.36 | 93 | 79 | 206790619
CARRIER | 25VNA448A*031* | CAP**6024AL*+UI | 59TN6B120C24**22 | 44500 | 46000 | 21.5 | 12 | 9.5 | 2.36 | 93 | 79 | 206788931
BRYANT HEATING AND COOLING SYSTEMS | 284ANV048*0**B* | CAP**6024AL*+UI | 88*TA66135C24*** | 45000 | 45500 | 21.5 | 12.5 | 9.5 | 2.36 | 95 | 79 | 206790592
BRYANT HEATING AND COOLING SYSTEMS | 284ANV024*0**B* | CAP**3621AL*+UI | 987MB42060C17*** | 23200 | 26800 | 19.5 | 12.5 | 10 | 2.38 | 94 | 75 | 206790024
CARRIER | 25VNA424A*031* | CAP**3621AL*+UI | 59MN7B060C17**14 | 23200 | 26800 | 19.5 | 12.5 | 10 | 2.38 | 94 | 75 | 206788336
CARRIER | 25VNA837A*030* | CAP**4321AL*+UI | 59TN6B100C21**22 | 33000 | 33000 | 17.5 | 11.7 | 8.5 | 2 | 96 | 76 | 204299187
CARRIER | 25VNA837A*030* | CAP**4321AL*+UI | 59MN7B100C21**22 | 33000 | 33000 | 17.5 | 11.7 | 8.5 | 2 | 96 | 76 | 204299183
CARRIER | 25VNA837A*030* | CAP**4321AL*+UI | 58TN*A070C17**16 | 32800 | 33000 | 17.5 | 11.7 | 8.5 | 1.98 | 97 | 76 | 204299167
CARRIER | 25VNA837A*030* | CAP**4321AL*+UI | 58TN*A090C17**16 | 33000 | 32800 | 18 | 11.7 | 8.5 | 2 | 97 | 76 | 204299189
CARRIER | 25VNA837A*030* | CAP**4221AL*+UI | 58TN*A090C17**16 | 31800 | 33000 | 17.5 | 11.7 | 8.5 | 1.9 | 95 | 74 | 204299025
CARRIER | 25VNA837A*030* | CAP**3721AL*+UI | 59TN6B100C21**22 | 33000 | 33000 | 17.5 | 11.7 | 8.5 | 2 | 96 | 76 | 204298897
CARRIER | 25VNA837A*030* | CAP**3721AL*+UI | 59MN7B100C21**22 | 33000 | 33000 | 17.5 | 11.7 | 8.5 | 2 | 96 | 76 | 204298893
CARRIER | 25VNA837A*030* | CAP**3721AL*+UI | 58TN*A090C21**20 | 32800 | 33000 | 17.5 | 11.7 | 8.5 | 1.98 | 96 | 76 | 204298881
CARRIER | 25VNA837A*030* | CAP**3721AL*+UI | 58TN*A090C17**16 | 33000 | 32800 | 18 | 11.7 | 8.5 | 2 | 97 | 76 | 204298899
BRYANT HEATING AND COOLING SYSTEMS | 288BNV037*0**A* | CAP**3721AL*+UI | 987MB66100C21*** | 33000 | 33000 | 17.5 | 11.7 | 8.5 | 2 | 96 | 76 | 204298894
BRYANT HEATING AND COOLING SYSTEMS | 288BNV037*0**A* | CAP**3721AL*+UI | 986TC66100C21*** | 33000 | 33000 | 17.5 | 11.7 | 8.5 | 2 | 96 | 76 | 204298898
BRYANT HEATING AND COOLING SYSTEMS | 288BNV037*0**A* | CAP**4221AL*+UI | 88*TA48090C17*** | 31800 | 33000 | 17.5 | 11.7 | 8.5 | 1.9 | 95 | 74 | 204299026
BRYANT HEATING AND COOLING SYSTEMS | 288BNV037*0**A* | CAP**3721AL*+UI | 88*TA60090C21*** | 32800 | 33000 | 17.5 | 11.7 | 8.5 | 1.98 | 96 | 76 | 204298882
BRYANT HEATING AND COOLING SYSTEMS | 288BNV037*0**A* | CAP**3721AL*+UI | 88*TA48090C17*** | 33000 | 32800 | 18 | 11.7 | 8.5 | 2 | 97 | 76 | 204298900
KEEPRITE | CVH837GKA** | EA*4X42L21A*+WALLCON | *80CTL0901716A* | 31800 | 33000 | 17.5 | 11.7 | 8.5 | 1.9 | 95 | 74 | 204299032
DAY & NIGHT | CVH837GKA** | EA*4X42L21A*+WALLCON | *80CTL0901716A* | 31800 | 33000 | 17.5 | 11.7 | 8.5 | 1.9 | 95 | 74 | 204299031
COMFORTMAKER | CVH837GKA** | EA*4X42L21A*+WALLCON | *80CTL0901716A* | 31800 | 33000 | 17.5 | 11.7 | 8.5 | 1.9 | 95 | 74 | 204299030
KEEPRITE | CVH837GKA** | EA*4X37L21A*+WALLCON | *97CMN1002122A* | 33000 | 33000 | 17.5 | 11.7 | 8.5 | 2 | 96 | 76 | 205751070
DAY & NIGHT | CVH837GKA** | EA*4X37L21A*+WALLCON | *97CMN1002122A* | 33000 | 33000 | 17.5 | 11.7 | 8.5 | 2 | 96 | 76 | 205751069
COMFORTMAKER | CVH837GKA** | EA*4X37L21A*+WALLCON | *97CMN1002122A* | 33000 | 33000 | 17.5 | 11.7 | 8.5 | 2 | 96 | 76 | 205751068
DAY & NIGHT | CVH837GKA** | EA*4X37L21A*+WALLCON | *96CTN1002122A* | 33000 | 33000 | 17.5 | 11.7 | 8.5 | 2 | 96 | 76 | 205751085
COMFORTMAKER | CVH837GKA** | EA*4X37L21A*+WALLCON | *96CTN1002122A* | 33000 | 33000 | 17.5 | 11.7 | 8.5 | 2 | 96 | 76 | 205751084
CARRIER | 25VNA825A*032* | CAP**3721AL*+UI | 58TN*A090C17**16 | 24600 | 21000 | 17.5 | 11.7 | 8.5 | 2.04 | 97 | 79 | 206764365
BRYANT HEATING AND COOLING SYSTEMS | 288BNV025*0**C* | CAP**3721AL*+UI | 88*TA48090C17*** | 24600 | 21000 | 17.5 | 11.7 | 8.5 | 2.04 | 97 | 79 | 206766032
BRYANT HEATING AND COOLING SYSTEMS | 288BNV037*0**A* | CNPV*4821AL*+UI | 987MB66100C21*** | 32400 | 33000 | 17.5 | 11.7 | 8.1 | 1.96 | 95 | 75 | 204299806
BRYANT HEATING AND COOLING SYSTEMS | 288BNV037*0**A* | CNPV*4821AL*+UI | 986TC66100C21*** | 32400 | 33000 | 17.5 | 11.7 | 8.1 | 1.96 | 95 | 75 | 204299826
BRYANT HEATING AND COOLING SYSTEMS | 288BNV037*0**A* | CNPV*4821AL*+UI | 935CA66100C21*** | 32400 | 32800 | 17.5 | 11.7 | 8.1 | 1.98 | 96 | 75 | 206136285
BRYANT HEATING AND COOLING SYSTEMS | 288BNV037*0**A* | CNPV*4821AL*+UI | 935CA60080C21*** | 32400 | 32800 | 17.5 | 11.7 | 8.1 | 1.96 | 96 | 76 | 206136275
BRYANT HEATING AND COOLING SYSTEMS | 288BNV037*0**A* | CNPV*4821AL*+UI | 88*TA60090C21*** | 32400 | 33000 | 17.5 | 11.7 | 8.1 | 1.96 | 96 | 75 | 204299746
BRYANT HEATING AND COOLING SYSTEMS | 288BNV037*0**A* | CNPV*4821AL*+UI | 88*TA48090C17*** | 32400 | 32800 | 18 | 11.7 | 8.1 | 1.98 | 96 | 76 | 204299836
BRYANT HEATING AND COOLING SYSTEMS | 288BNV037*0**A* | CNPV*4824AL*+UI | 987MB66100C21*** | 32400 | 33000 | 17.5 | 11.7 | 8.1 | 1.96 | 95 | 75 | 204299916
BRYANT HEATING AND COOLING SYSTEMS | 288BNV037*0**A* | CNPV*4824AL*+UI | 986TC66100C21*** | 32400 | 33000 | 17.5 | 11.7 | 8.1 | 1.96 | 95 | 75 | 204299946
BRYANT HEATING AND COOLING SYSTEMS | 288BNV037*0**A* | CNPV*4824AL*+UI | 986TC66120C24*** | 32400 | 32800 | 17.5 | 11.7 | 8.1 | 1.96 | 96 | 76 | 204299896
BRYANT HEATING AND COOLING SYSTEMS | 288BNV037*0**A* | CNPV*4824AL*+UI | 88*TA66135C24*** | 32400 | 32800 | 17.5 | 11.7 | 8.1 | 1.98 | 96 | 76 | 204299886
BRYANT HEATING AND COOLING SYSTEMS | 288BNV037*0**A* | CNPV*4824AL*+UI | 88*TA60090C21*** | 32400 | 33000 | 17.5 | 11.7 | 8.1 | 1.96 | 96 | 75 | 204299876
KEEPRITE | CVH837GKA** | EN(A,D,W)4X48L21**+WALLCON | *95CSU0802120A* | 32400 | 32800 | 17.5 | 11.7 | 8.1 | 1.96 | 96 | 76 | 206136281
COMFORTMAKER | CVH837GKA** | EN(A,D,W)4X48L21**+WALLCON | *95CSU1002122A* | 32400 | 32800 | 17.5 | 11.7 | 8.1 | 1.98 | 96 | 75 | 206136289
COMFORTMAKER | CVH837GKA** | EN(A,D,W)4X48L21**+WALLCON | *95CSU0802120A* | 32400 | 32800 | 17.5 | 11.7 | 8.1 | 1.96 | 96 | 76 | 206136279
DAY & NIGHT | CVH837GKA** | EN(A,D,W)4X48L21**+WALLCON | *95CSU0802120A* | 32400 | 32800 | 17.5 | 11.7 | 8.1 | 1.96 | 96 | 76 | 206136280
DAY & NIGHT | CVH837GKA** | EN(A,D,W)4X48L21**+WALLCON | *80CTL0902120A* | 32400 | 33000 | 17.5 | 11.7 | 8.1 | 1.96 | 96 | 75 | 204299751
KEEPRITE | CVH837GKA** | EN(A,D,W)4X48L21**+WALLCON | *80CTL0902120A* | 32400 | 33000 | 17.5 | 11.7 | 8.1 | 1.96 | 96 | 75 | 204299752
COMFORTMAKER | CVH837GKA** | EN(A,D,W)4X48L21**+WALLCON | *80CTL0902120A* | 32400 | 33000 | 17.5 | 11.7 | 8.1 | 1.96 | 96 | 75 | 204299750
KEEPRITE | CVH837GKA** | EN(A,D,W)4X48L21**+WALLCON | *80CTL0901716A* | 32400 | 32800 | 18 | 11.7 | 8.1 | 1.98 | 96 | 76 | 204299842
DAY & NIGHT | CVH837GKA** | EN(A,D,W)4X48L21**+WALLCON | *80CTL0901716A* | 32400 | 32800 | 18 | 11.7 | 8.1 | 1.98 | 96 | 76 | 204299841
COMFORTMAKER | CVH837GKA** | EN(A,D,W)4X48L21**+WALLCON | *80CTL0901716A* | 32400 | 32800 | 18 | 11.7 | 8.1 | 1.98 | 96 | 76 | 204299840
COMFORTMAKER | CVH837GKA** | EA*4X48L21A*+WALLCON | *96CTN1002122A* | 32400 | 32600 | 17.5 | 11.7 | 8.5 | 1.98 | 96 | 77 | 204299310
DAY & NIGHT | CVH837GKA** | EA*4X48L21A*+WALLCON | *80CTL0902120A* | 32200 | 32600 | 17.5 | 11.7 | 8.5 | 1.98 | 96 | 77 | 204299231
KEEPRITE | CVH837GKA** | EA*4X48L21A*+WALLCON | *80CTL0902120A* | 32200 | 32600 | 17.5 | 11.7 | 8.5 | 1.98 | 96 | 77 | 204299232
COMFORTMAKER | CVH837GKA** | EA*4X48L21A*+WALLCON | *80CTL0902120A* | 32200 | 32600 | 17.5 | 11.7 | 8.5 | 1.98 | 96 | 77 | 204299230
KEEPRITE | CVH837GKA** | EA*4X48L21A*+WALLCON | *80CTL0901716A* | 32400 | 32600 | 18 | 11.7 | 8.5 | 2 | 96 | 76 | 204299322
DAY & NIGHT | CVH837GKA** | EA*4X48L21A*+WALLCON | *80CTL0901716A* | 32400 | 32600 | 18 | 11.7 | 8.5 | 2 | 96 | 76 | 204299321
COMFORTMAKER | CVH837GKA** | EA*4X48L21A*+WALLCON | *80CTL0901716A* | 32400 | 32600 | 18 | 11.7 | 8.5 | 2 | 96 | 76 | 204299320
KENMORE | (C,H,T)VH837GKA** | EA*4X48L24A*+WALLCON | *97CMN1002122A* | 32400 | 32600 | 17.5 | 11.7 | 8.5 | 2 | 96 | 76 | 204299403
KENMORE | (C,H,T)VH837GKA** | EA*4X48L24A*+WALLCON | *96CTN1202422A* | 32400 | 32400 | 17.5 | 11.7 | 8.5 | 2 | 97 | 77 | 204299383
KENMORE | (C,H,T)VH837GKA** | EA*4X48L24A*+WALLCON | *96CTN1002122A* | 32400 | 32600 | 17.5 | 11.7 | 8.5 | 2 | 96 | 76 | 204299433
KENMORE | (C,H,T)VH837GKA** | EA*4X48L24A*+WALLCON | *80CTL0902120A* | 32400 | 32600 | 17.5 | 11.7 | 8.5 | 1.98 | 96 | 77 | 204299363
KENMORE | (C,H,T)VH837GKA** | EA*4X48L24A*+WALLCON | *80CTL1352422A* | 32400 | 32400 | 17.5 | 11.7 | 8.5 | 2 | 97 | 77 | 204299373
KENMORE | (C,H,T)VH837GKA** | EA*4X48L21A*+WALLCON | *97CMN1002122A* | 32400 | 32600 | 17.5 | 11.7 | 8.5 | 1.98 | 96 | 77 | 204299293
KENMORE | (C,H,T)VH837GKA** | EA*4X48L21A*+WALLCON | *96CTN1002122A* | 32400 | 32600 | 17.5 | 11.7 | 8.5 | 1.98 | 96 | 77 | 204299313
KEEPRITE | CVH837GKA** | EA*4X43L21A*+WALLCON | *97CMN1002122A* | 33000 | 33000 | 17.5 | 11.7 | 8.5 | 2 | 96 | 76 | 205751199
DAY & NIGHT | CVH837GKA** | EA*4X43L21A*+WALLCON | *97CMN1002122A* | 33000 | 33000 | 17.5 | 11.7 | 8.5 | 2 | 96 | 76 | 205751198
COMFORTMAKER | CVH837GKA** | EA*4X43L21A*+WALLCON | *97CMN1002122A* | 33000 | 33000 | 17.5 | 11.7 | 8.5 | 2 | 96 | 76 | 205751197
COMFORTMAKER | CVH837GKA** | EA*4X43L21A*+WALLCON | *96CTN1002122A* | 33000 | 33000 | 17.5 | 11.7 | 8.5 | 2 | 96 | 76 | 205751213
DAY & NIGHT | CVH837GKA** | EA*4X43L21A*+WALLCON | *96CTN1002122A* | 33000 | 33000 | 17.5 | 11.7 | 8.5 | 2 | 96 | 76 | 205751214
KEEPRITE | CVH837GKA** | EA*4X43L21A*+WALLCON | *96CTN1002122A* | 33000 | 33000 | 17.5 | 11.7 | 8.5 | 2 | 96 | 76 | 205751215
KEEPRITE | CVH837GKA** | EN(A,D)4X48L24**+WALLCON | *96CTN1002122A* | 32400 | 33000 | 17.5 | 11.7 | 8.1 | 1.96 | 95 | 75 | 204299952
COMFORTMAKER | CVH837GKA** | EN(A,D)4X48L24**+WALLCON | *96CTN1202422A* | 32400 | 32800 | 17.5 | 11.7 | 8.1 | 1.96 | 96 | 76 | 204299900
COMFORTMAKER | CVH837GKA** | EN(A,D)4X48L24**+WALLCON | *96CTN1002122A* | 32400 | 33000 | 17.5 | 11.7 | 8.1 | 1.96 | 95 | 75 | 204299950
DAY & NIGHT | CVH837GKA** | EN(A,D)4X48L24**+WALLCON | *96CTN1002122A* | 32400 | 33000 | 17.5 | 11.7 | 8.1 | 1.96 | 95 | 75 | 204299951
KEEPRITE | CVH837GKA** | EN(A,D)4X48L24**+WALLCON | *80CTL1352422A* | 32400 | 32800 | 17.5 | 11.7 | 8.1 | 1.98 | 96 | 76 | 204299892
DAY & NIGHT | CVH837GKA** | EN(A,D)4X48L24**+WALLCON | *80CTL1352422A* | 32400 | 32800 | 17.5 | 11.7 | 8.1 | 1.98 | 96 | 76 | 204299891
COMFORTMAKER | CVH837GKA** | EN(A,D)4X48L24**+WALLCON | *80CTL1352422A* | 32400 | 32800 | 17.5 | 11.7 | 8.1 | 1.98 | 96 | 76 | 204299890
DAY & NIGHT | CVH837GKA** | EN(A,D)4X48L24**+WALLCON | *80CTL0902120A* | 32400 | 33000 | 17.5 | 11.7 | 8.1 | 1.96 | 96 | 75 | 204299881
KEEPRITE | CVH837GKA** | EN(A,D)4X48L24**+WALLCON | *80CTL0902120A* | 32400 | 33000 | 17.5 | 11.7 | 8.1 | 1.96 | 96 | 75 | 204299882
COMFORTMAKER | CVH837GKA** | EN(A,D)4X48L24**+WALLCON | *80CTL0902120A* | 32400 | 33000 | 17.5 | 11.7 | 8.1 | 1.96 | 96 | 75 | 204299880
BRYANT HEATING AND COOLING SYSTEMS | 284ANV048*0**B* | CAP**4821AL*+UI | 935CA66100C21*** | 44000 | 46500 | 21 | 12 | 9.5 | 2.28 | 94 | 78 | 206790645
BRYANT HEATING AND COOLING SYSTEMS | 284ANV048*0**B* | CAP**4821AL*+UI | 935CA60080C21*** | 43500 | 46500 | 21 | 11.7 | 9 | 2.28 | 94 | 78 | 206790644
CARRIER | 25VNA424A*031* | CAP**4224AL*+UI | 59MN7B060C21**20 | 23400 | 26600 | 20 | 13 | 10.5 | 2.44 | 94 | 75 | 206788350
CARRIER | 25VNA448A*031* | CAP**4821AL*+UI | 59CU5A080C21**20 | 43500 | 46500 | 21 | 11.7 | 9 | 2.28 | 94 | 78 | 206788956
CARRIER | 25VNA448A*031* | CAP**4821AL*+UI | 59CU5A100C21**22 | 44000 | 46500 | 21 | 12 | 9.5 | 2.28 | 94 | 78 | 206788957
BRYANT HEATING AND COOLING SYSTEMS | 284ANV024*0**B* | CAP**4224AL*+UI | 987MB60060C21*** | 23400 | 26600 | 20 | 13 | 10.5 | 2.44 | 94 | 75 | 206790038
CARRIER | 25VNA424A*031* | CAP**4221AL*+UI | 59MN7B060C21**20 | 23400 | 26600 | 20 | 13 | 10.5 | 2.44 | 94 | 75 | 206788345
CARRIER | 25VNA424A*031* | CAP**4221AL*+UI | 58TN*A090C17**16 | 23600 | 26400 | 21.5 | 13.5 | 10.5 | 2.48 | 93 | 75 | 206788348
CARRIER | 25VNA424A*031* | CAP**4221AL*+UI | 59MN7B080C17**14 | 23400 | 26600 | 20 | 13 | 10.5 | 2.44 | 94 | 75 | 206788344
BRYANT HEATING AND COOLING SYSTEMS | 284ANV024*0**B* | CAP**4221AL*+UI | 987MB60060C21*** | 23400 | 26600 | 20 | 13 | 10.5 | 2.44 | 94 | 75 | 206790033
BRYANT HEATING AND COOLING SYSTEMS | 284ANV024*0**B* | CAP**4221AL*+UI | 88*TA48090C17*** | 23600 | 26400 | 21.5 | 13.5 | 10.5 | 2.48 | 93 | 75 | 206790036
BRYANT HEATING AND COOLING SYSTEMS | 284ANV024*0**B* | CAP**4221AL*+UI | 987MB42080C17*** | 23400 | 26600 | 20 | 13 | 10.5 | 2.44 | 94 | 75 | 206790032
CARRIER | 25VNA448A*031* | CAP**6124AL*+UI | 58CU*A100C21**20 | 45500 | 46000 | 21.5 | 12 | 9.5 | 2.36 | 95 | 79 | 206788951
BRYANT HEATING AND COOLING SYSTEMS | 284ANV048*0**B* | CAP**6124AL*+UI | 935CA66100C21*** | 45500 | 46000 | 21.5 | 12.3 | 9.5 | 2.38 | 93 | 79 | 206790653
BRYANT HEATING AND COOLING SYSTEMS | 284ANV048*0**B* | CAP**6124AL*+UI | 83*CA60100C21*** | 45500 | 46000 | 21.5 | 12 | 9.5 | 2.36 | 95 | 79 | 206790639
BRYANT HEATING AND COOLING SYSTEMS | 284ANV048*0**B* | CAP**6124AL*+UI | 935CA60080C21*** | 45500 | 46000 | 21.5 | 12 | 9.5 | 2.36 | 95 | 79 | 206790652
CARRIER | 25VNA448A*031* | CAP**6124AL*+UI | 59CU5A100C21**22 | 45500 | 46000 | 21.5 | 12.3 | 9.5 | 2.38 | 93 | 79 | 206788965
BRYANT HEATING AND COOLING SYSTEMS | 284ANV048*0**B* | CAP**4824AL*+UI | 935CA60080C21*** | 44000 | 46500 | 21 | 11.7 | 9 | 2.28 | 94 | 78 | 206790646
CARRIER | 25VNA448A*031* | CAP**4824AL*+UI | 59CU5A080C21**20 | 44000 | 46500 | 21 | 11.7 | 9 | 2.28 | 94 | 78 | 206788958
CARRIER | 25VNA448A*031* | CAP**6121AL*+UI | 59TN6B100C21**22 | 45500 | 46000 | 21 | 12 | 9.5 | 2.36 | 95 | 79 | 206788933
BRYANT HEATING AND COOLING SYSTEMS | 284ANV048*0**B* | CAP**6121AL*+UI | 986TC66100C21*** | 45500 | 46000 | 21 | 12 | 9.5 | 2.36 | 95 | 79 | 206790621
CARRIER | 25VNA448A*031* | CAP**6124AL*+UI | 59CU5A080C21**20 | 45500 | 46000 | 21.5 | 12 | 9.5 | 2.36 | 95 | 79 | 206788964
BRYANT HEATING AND COOLING SYSTEMS | 284ANV048*0**B* | CAP**4821AL*+UI | 986TC66100C21*** | 43500 | 46500 | 21 | 11.7 | 9.5 | 2.28 | 94 | 78 | 206790616
BRYANT HEATING AND COOLING SYSTEMS | 284ANV048*0**B* | CAP**4821AL*+UI | 987MB66100C21*** | 43500 | 46500 | 21 | 11.7 | 9.5 | 2.28 | 94 | 78 | 206790602
CARRIER | 25VNA448A*031* | CAP**4821AL*+UI | 59TN6B100C21**22 | 43500 | 46500 | 21 | 11.7 | 9.5 | 2.28 | 94 | 78 | 206788928
BRYANT HEATING AND COOLING SYSTEMS | 284ANV048*0**B* | CAP**4821AL*+UI | 88*TA60090C21*** | 43500 | 46500 | 21 | 11.7 | 9.5 | 2.28 | 94 | 78 | 206790589
CARRIER | 25VNA448A*031* | CAP**4821AL*+UI | 59MN7B100C21**22 | 43500 | 46500 | 21 | 11.7 | 9.5 | 2.28 | 94 | 78 | 206788914
CARRIER | 25VNA424A*031* | CAP**3621AL*+UI | 59CU5A080C21**20 | 23400 | 26600 | 20.5 | 13.5 | 10.5 | 2.44 | 93 | 74 | 206788565
CARRIER | 25VNA448A*031* | CAP**4821AL*+UI | 58TN*A090C21**20 | 43500 | 46500 | 21 | 11.7 | 9.5 | 2.28 | 94 | 78 | 206788901
CARRIER | 25VNA424A*031* | CAP**3621AL*+UI | 59CU5A060C17**16 | 23200 | 26600 | 20 | 13 | 10 | 2.4 | 94 | 75 | 206788564
BRYANT HEATING AND COOLING SYSTEMS | 284ANV024*0**B* | CAP**3621AL*+UI | 935CA48060C17*** | 23200 | 26600 | 20 | 13 | 10 | 2.4 | 94 | 75 | 206790252
BRYANT HEATING AND COOLING SYSTEMS | 284ANV024*0**B* | CAP**3621AL*+UI | 935CA60080C21*** | 23400 | 26600 | 20.5 | 13.5 | 10.5 | 2.44 | 93 | 74 | 206790253
CARRIER | 25VNA424A*031* | CAP**3617AL*+UI | 58TN*A090C17**16 | 23400 | 26600 | 21.5 | 13.5 | 10.5 | 2.44 | 93 | 74 | 206788335
BRYANT HEATING AND COOLING SYSTEMS | 284ANV024*0**B* | CAP**3617AL*+UI | 88*TA48090C17*** | 23400 | 26600 | 21.5 | 13.5 | 10.5 | 2.44 | 93 | 74 | 206790023
CARRIER | 25VNA424A*031* | CAP**3617AL*+UI | 58TN*A070C14**12 | 23400 | 26600 | 21 | 13.5 | 10.5 | 2.42 | 93 | 74 | 206788334
BRYANT HEATING AND COOLING SYSTEMS | 284ANV024*0**B* | CAP**3617AL*+UI | 987MB42080C17*** | 23200 | 26800 | 20 | 13 | 10 | 2.4 | 93 | 75 | 206790021
BRYANT HEATING AND COOLING SYSTEMS | 284ANV024*0**B* | CAP**3617AL*+UI | 88*TA36070C14*** | 23400 | 26600 | 21 | 13.5 | 10.5 | 2.42 | 93 | 74 | 206790022
CARRIER | 25VNA424A*031* | CAP**3617AL*+UI | 59MN7B080C17**14 | 23200 | 26800 | 20 | 13 | 10 | 2.4 | 93 | 75 | 206788333
BRYANT HEATING AND COOLING SYSTEMS | 284ANV024*0**B* | CAP**3617AL*+UI | 986TC42080C17*** | 23200 | 26600 | 20 | 13 | 10 | 2.4 | 94 | 75 | 206790138
CARRIER | 25VNA424A*031* | CAP**3617AL*+UI | 59TN6B080C17**14 | 23200 | 26600 | 20 | 13 | 10 | 2.4 | 94 | 75 | 206788450
BRYANT HEATING AND COOLING SYSTEMS | 284ANV024*0**B* | CAP**3617AL*+UI | 986TC42060C17*** | 23200 | 26800 | 19.5 | 13 | 10 | 2.4 | 93 | 75 | 206790137
CARRIER | 25VNA424A*031* | CAP**3617AL*+UI | 58TN*A070C17**16 | 23200 | 26600 | 20.5 | 13 | 10 | 2.42 | 94 | 75 | 206788448
BRYANT HEATING AND COOLING SYSTEMS | 284ANV024*0**B* | CAP**3621AL*+UI | 987MB60060C21*** | 23200 | 26600 | 20 | 13 | 10 | 2.4 | 94 | 75 | 206790026
BRYANT HEATING AND COOLING SYSTEMS | 284ANV024*0**B* | CAP**3617AL*+UI | 88*TA48070C17*** | 23200 | 26600 | 20.5 | 13 | 10 | 2.42 | 94 | 75 | 206790136
CARRIER | 25VNA424A*031* | CAP**3617AL*+UI | 59TN6B060C17**14 | 23200 | 26800 | 19.5 | 13 | 10 | 2.4 | 93 | 75 | 206788449
BRYANT HEATING AND COOLING SYSTEMS | 284ANV024*0**B* | CAP**4221AL*+UI | 88*TA36045C17*** | 23400 | 26600 | 20 | 13 | 10.5 | 2.42 | 94 | 75 | 206790145
CARRIER | 25VNA424A*031* | CAP**4221AL*+UI | 58TN*A045C17**12 | 23400 | 26600 | 20 | 13 | 10.5 | 2.42 | 94 | 75 | 206788457
BRYANT HEATING AND COOLING SYSTEMS | 284ANV024*0**B* | CAP**3621AL*+UI | 88*TA48090C17*** | 23400 | 26600 | 21.5 | 13.5 | 10.5 | 2.46 | 93 | 74 | 206790029
CARRIER | 25VNA424A*031* | CAP**3621AL*+UI | 59MN7B060C21**20 | 23200 | 26600 | 20 | 13 | 10 | 2.4 | 94 | 75 | 206788338
BRYANT HEATING AND COOLING SYSTEMS | 284ANV024*0**B* | CAP**3621AL*+UI | 987MB42080C17*** | 23200 | 26600 | 20 | 13 | 10 | 2.4 | 94 | 75 | 206790025
BRYANT HEATING AND COOLING SYSTEMS | 284ANV024*0**B* | CAP**4221AL*+UI | 986TC42080C17*** | 23400 | 26600 | 20 | 13 | 10.5 | 2.44 | 93 | 75 | 206790150
CARRIER | 25VNA424A*031* | CAP**4221AL*+UI | 59TN6B080C17**14 | 23400 | 26600 | 20 | 13 | 10.5 | 2.44 | 93 | 75 | 206788462
CARRIER | 25VNA424A*031* | CAP**4221AL*+UI | 59MN7B060C17**14 | 23200 | 26800 | 19.5 | 13 | 10.5 | 2.42 | 93 | 75 | 206788343
BRYANT HEATING AND COOLING SYSTEMS | 284ANV024*0**B* | CAP**4221AL*+UI | 987MB42060C17*** | 23200 | 26800 | 19.5 | 13 | 10.5 | 2.42 | 93 | 75 | 206790031
CARRIER | 25VNA424A*031* | CAP**3621AL*+UI | 59MN7B080C17**14 | 23200 | 26600 | 20 | 13 | 10 | 2.4 | 94 | 75 | 206788337
CARRIER | 25VNA424A*031* | CAP**4221AL*+UI | 58TN*A070C17**16 | 23400 | 26600 | 20.5 | 13.5 | 10.5 | 2.46 | 93 | 74 | 206788458
CARRIER | 25VNA424A*031* | CAP**2517AL*+UI | 58TN*A090C17**16 | 24200 | 26400 | 21.5 | 13.5 | 10.5 | 2.56 | 93 | 74 | 210532966
BRYANT HEATING AND COOLING SYSTEMS | 284ANV024*0**B* | CAP**2517AL*+UI | 88*TA36070C14*** | 24200 | 26400 | 21.5 | 13.5 | 10.5 | 2.54 | 94 | 75 | 210532965
CARRIER | 25VNA424A*031* | CAP**2517AL*+UI | 58TN*A070C14**12 | 24200 | 26400 | 21.5 | 13.5 | 10.5 | 2.54 | 94 | 75 | 210532964
BRYANT HEATING AND COOLING SYSTEMS | 284ANV024*0**B* | CAP**2517AL*+UI | 987MB42080C17*** | 24000 | 26600 | 20 | 13 | 10.5 | 2.5 | 94 | 75 | 210532963
CARRIER | 25VNA424A*031* | CAP**2517AL*+UI | 59MN7B080C17**14 | 24000 | 26600 | 20 | 13 | 10.5 | 2.5 | 94 | 75 | 210532962
BRYANT HEATING AND COOLING SYSTEMS | 284ANV024*0**B* | CAP**2517AL*+UI | 986TC42080C17*** | 24000 | 26600 | 20 | 13 | 10.5 | 2.52 | 93 | 74 | 210532961
CARRIER | 25VNA424A*031* | CAP**2517AL*+UI | 59TN6B080C17**14 | 24000 | 26600 | 20 | 13 | 10.5 | 2.52 | 93 | 74 | 210532960
BRYANT HEATING AND COOLING SYSTEMS | 284ANV024*0**B* | CAP**2517AL*+UI | 986TC42060C17*** | 24000 | 26600 | 20 | 13 | 10.5 | 2.5 | 94 | 75 | 210532959
CARRIER | 25VNA424A*031* | CAP**2517AL*+UI | 59TN6B060C17**14 | 24000 | 26600 | 20 | 13 | 10.5 | 2.5 | 94 | 75 | 210532958
BRYANT HEATING AND COOLING SYSTEMS | 284ANV024*0**B* | CAP**2517AL*+UI | 88*TA48070C17*** | 24000 | 26400 | 20.5 | 13.5 | 10.5 | 2.52 | 94 | 75 | 210532957
CARRIER | 25VNA424A*031* | CAP**2517AL*+UI | 58TN*A070C17**16 | 24000 | 26400 | 20.5 | 13.5 | 10.5 | 2.52 | 94 | 75 | 210532956
BRYANT HEATING AND COOLING SYSTEMS | 284ANV024*0**B* | CAP**2517AL*+UI | 83*CA48060C17*** | 24000 | 26600 | 20.5 | 13.5 | 10.5 | 2.54 | 93 | 74 | 210532955
BRYANT HEATING AND COOLING SYSTEMS | 284ANV024*0**B* | CAP**2517AL*+UI | 83*CA36040C17*** | 24000 | 26400 | 21 | 13.5 | 10.5 | 2.54 | 94 | 75 | 210532953
CARRIER | 25VNA424A*031* | CAP**2517AL*+UI | 58CU*A040C17**12 | 24000 | 26400 | 21 | 13.5 | 10.5 | 2.54 | 94 | 75 | 210532952
BRYANT HEATING AND COOLING SYSTEMS | 284ANV024*0**B* | CAP**2517AL*+UI | 935CA48060C17*** | 24000 | 26600 | 20 | 13 | 10.5 | 2.5 | 94 | 75 | 210532951
CARRIER | 25VNA424A*031* | CAP**2517AL*+UI | 59CU5A060C17**16 | 24000 | 26600 | 20 | 13 | 10.5 | 2.5 | 94 | 75 | 210532950
BRYANT HEATING AND COOLING SYSTEMS | 284ANV024*0**B* | CAP**2417AL*+UI | 88*TA48090C17*** | 23000 | 27000 | 21 | 13 | 10 | 2.32 | 93 | 74 | 210532949
CARRIER | 25VNA424A*031* | CAP**2417AL*+UI | 58TN*A090C17**16 | 23000 | 27000 | 21 | 13 | 10 | 2.32 | 93 | 74 | 210532948
BRYANT HEATING AND COOLING SYSTEMS | 284ANV024*0**B* | CAP**2417AL*+UI | 88*TA36070C14*** | 23000 | 27000 | 21 | 13 | 10 | 2.32 | 93 | 74 | 210532947
CARRIER | 25VNA424A*031* | CAP**2417AL*+UI | 58TN*A070C14**12 | 23000 | 27000 | 21 | 13 | 10 | 2.32 | 93 | 74 | 210532946
BRYANT HEATING AND COOLING SYSTEMS | 284ANV024*0**B* | CAP**2417AL*+UI | 987MB42080C17*** | 22800 | 27200 | 19.5 | 12.5 | 10 | 2.28 | 93 | 74 | 210532945
CARRIER | 25VNA424A*031* | CAP**2417AL*+UI | 59MN7B080C17**14 | 22800 | 27200 | 19.5 | 12.5 | 10 | 2.28 | 93 | 74 | 210532944
BRYANT HEATING AND COOLING SYSTEMS | 284ANV024*0**B* | CAP**2417AL*+UI | 986TC42080C17*** | 23000 | 27000 | 19.5 | 12.5 | 10 | 2.3 | 93 | 75 | 210532943
CARRIER | 25VNA424A*031* | CAP**2417AL*+UI | 59TN6B080C17**14 | 23000 | 27000 | 19.5 | 12.5 | 10 | 2.3 | 93 | 75 | 210532942
BRYANT HEATING AND COOLING SYSTEMS | 284ANV024*0**B* | CAP**2417AL*+UI | 986TC42060C17*** | 22800 | 27200 | 19.5 | 12.5 | 10 | 2.28 | 93 | 74 | 210532941
CARRIER | 25VNA424A*031* | CAP**2417AL*+UI | 59TN6B060C17**14 | 22800 | 27200 | 19.5 | 12.5 | 10 | 2.28 | 93 | 74 | 210532940
CARRIER | 25VNA424A*031* | CAP**2417AL*+UI | 58TN*A070C17**16 | 23000 | 27000 | 20 | 13 | 10 | 2.3 | 93 | 75 | 210532938
BRYANT HEATING AND COOLING SYSTEMS | 284ANV024*0**B* | CAP**2417AL*+UI | 88*TA48070C17*** | 23000 | 27000 | 20 | 13 | 10 | 2.3 | 93 | 75 | 210532939
BRYANT HEATING AND COOLING SYSTEMS | 284ANV024*0**B* | CAP**2417AL*+UI | 83*CA48060C17*** | 23000 | 27000 | 20 | 13 | 10 | 2.32 | 93 | 74 | 210532937
CARRIER | 25VNA424A*031* | CAP**2417AL*+UI | 58CU*A060C17**16 | 23000 | 27000 | 20 | 13 | 10 | 2.32 | 93 | 74 | 210532936
CARRIER | 25VNA424A*031* | CAP**2417AL*+UI | 58CU*A040C17**12 | 23000 | 27000 | 20.5 | 13 | 10 | 2.32 | 93 | 74 | 210532934
BRYANT HEATING AND COOLING SYSTEMS | 284ANV024*0**B* | CAP**2417AL*+UI | 83*CA36040C17*** | 23000 | 27000 | 20.5 | 13 | 10 | 2.32 | 93 | 74 | 210532935
BRYANT HEATING AND COOLING SYSTEMS | 284ANV024*0**B* | CAP**2417AL*+UI | 935CA48060C17*** | 22800 | 27200 | 19.5 | 12.5 | 10 | 2.28 | 93 | 74 | 210532933
CARRIER | 25VNA424A*031* | CAP**2414AL*+UI | 58TN*A070C14**12 | 23000 | 27000 | 20.5 | 13 | 10 | 2.3 | 93 | 75 | 210532930
BRYANT HEATING AND COOLING SYSTEMS | 284ANV024*0**B* | CAP**2414AL*+UI | 88*TA36070C14*** | 23000 | 27000 | 20.5 | 13 | 10 | 2.3 | 93 | 75 | 210532931
BRYANT HEATING AND COOLING SYSTEMS | 284ANV048*0**B* | CSPH*4812AL*+UI | 986TC66100C21*** | 44500 | 46500 | 20 | 11.7 | 9 | 2.22 | 94 | 79 | 210532929
CARRIER | 25VNA448A*031* | CSPH*4812AL*+UI | 59MN7B100C21**22 | 44500 | 46500 | 20 | 11.7 | 9 | 2.22 | 94 | 79 | 210532926
BRYANT HEATING AND COOLING SYSTEMS | 284ANV048*0**B* | CSPH*4812AL*+UI | 987MB66100C21*** | 44500 | 46500 | 20 | 11.7 | 9 | 2.22 | 94 | 79 | 210532927
CARRIER | 25VNA448A*031* | CSPH*4812AL*+UI | 59TN6B100C21**22 | 44500 | 46500 | 20 | 11.7 | 9 | 2.22 | 94 | 79 | 210532928
BRYANT HEATING AND COOLING SYSTEMS | 284ANV048*0**B* | CSPH*4812AL*+UI | 986TC66120C24*** | 44500 | 46500 | 20.5 | 11.7 | 9 | 2.22 | 94 | 78 | 210532925
CARRIER | 25VNA448A*031* | CSPH*4812AL*+UI | 58TN*A135C24**22 | 44500 | 46500 | 20.5 | 11.7 | 9 | 2.24 | 94 | 78 | 210532922
CARRIER | 25VNA448A*031* | CSPH*4812AL*+UI | 59TN6B120C24**22 | 44500 | 46500 | 20.5 | 11.7 | 9 | 2.22 | 94 | 78 | 210532924
BRYANT HEATING AND COOLING SYSTEMS | 284ANV048*0**B* | CSPH*4812AL*+UI | 88*TA66135C24*** | 44500 | 46500 | 20.5 | 11.7 | 9 | 2.24 | 94 | 78 | 210532923
BRYANT HEATING AND COOLING SYSTEMS | 284ANV048*0**B* | CSPH*4812AL*+UI | 88*TA60090C21*** | 44500 | 46500 | 20.5 | 11.7 | 9 | 2.22 | 94 | 79 | 210532921
CARRIER | 25VNA448A*031* | CSPH*4812AL*+UI | 58TN*A090C21**20 | 44500 | 46500 | 20.5 | 11.7 | 9 | 2.22 | 94 | 79 | 210532920
BRYANT HEATING AND COOLING SYSTEMS | 284ANV048*0**B* | CSPH*4812AL*+UI | 935CA66100C21*** | 44500 | 46500 | 20.5 | 11.7 | 9 | 2.24 | 94 | 78 | 210532917
CARRIER | 25VNA448A*031* | CSPH*4812AL*+UI | 59CU5A100C21**22 | 44500 | 46500 | 20.5 | 11.7 | 9 | 2.24 | 94 | 78 | 210532916
BRYANT HEATING AND COOLING SYSTEMS | 284ANV048*0**B* | CSPH*4812AL*+UI | 935CA60080C21*** | 44500 | 46500 | 20 | 11.7 | 9 | 2.22 | 94 | 79 | 210532915
CARRIER | 25VNA448A*031* | CSPH*4812AL*+UI | 59CU5A080C21**20 | 44500 | 46500 | 20 | 11.7 | 9 | 2.22 | 94 | 79 | 210532914
BRYANT HEATING AND COOLING SYSTEMS | 284ANV048*0**B* | CNPV*4824AL*+UI | 986TC66100C21*** | 44000 | 46500 | 21 | 12 | 8.5 | 2.18 | 94 | 78 | 210532913
CARRIER | 25VNA448A*031* | CNPV*4824AL*+UI | 59TN6B100C21**22 | 44000 | 46500 | 21 | 12 | 8.5 | 2.18 | 94 | 78 | 210532912
CARRIER | 25VNA448A*031* | CNPV*4824AL*+UI | 59MN7B120C24**22 | 43500 | 46500 | 20.5 | 11.7 | 8.5 | 2.16 | 95 | 79 | 210532910
BRYANT HEATING AND COOLING SYSTEMS | 284ANV048*0**B* | CNPV*4824AL*+UI | 987MB66100C21*** | 44000 | 46500 | 21 | 12 | 8.5 | 2.18 | 94 | 78 | 210532909
CARRIER | 25VNA448A*031* | CNPV*4824AL*+UI | 59MN7B100C21**22 | 44000 | 46500 | 21 | 12 | 8.5 | 2.18 | 94 | 78 | 210532908
COMFORTMAKER | CVH837GKA** | EA*4X37L21A*+WALLCON | *80CTL0902120A* | 32800 | 33000 | 17.5 | 11.7 | 8.5 | 1.98 | 96 | 76 | 205751020
DAY & NIGHT | CVH837GKA** | EA*4X37L21A*+WALLCON | *80CTL0902120A* | 32800 | 33000 | 17.5 | 11.7 | 8.5 | 1.98 | 96 | 76 | 205751021
DAY & NIGHT | CVH837GKA** | EA*4X37L21A*+WALLCON | *80CTL0901716A* | 33000 | 32800 | 18 | 11.7 | 8.5 | 2 | 97 | 76 | 205751093
KEEPRITE | CVH837GKA** | EA*4X37L21A*+WALLCON | *80CTL0901716A* | 33000 | 32800 | 18 | 11.7 | 8.5 | 2 | 97 | 76 | 205751094
COMFORTMAKER | CVH837GKA** | EA*4X37L21A*+WALLCON | *80CTL0901716A* | 33000 | 32800 | 18 | 11.7 | 8.5 | 2 | 97 | 76 | 205751092
BRYANT HEATING AND COOLING SYSTEMS | 284ANV024*0**B* | CSPH*3612AL*+UI | 987MB42080C17*** | 23600 | 26600 | 19.5 | 12.5 | 9 | 2.46 | 94 | 75 | 206790100
CARRIER | 25VNA424A*031* | CNPV*4221AL*+UI | 59TN6B060C17**14 | 23400 | 26800 | 20 | 13 | 10 | 2.42 | 93 | 75 | 206788499
CARRIER | 25VNA424A*031* | CNPV*4221AL*+UI | 58TN*A070C17**16 | 23400 | 26600 | 20.5 | 13 | 10 | 2.46 | 93 | 74 | 206788496
BRYANT HEATING AND COOLING SYSTEMS | 284ANV024*0**B* | CNPV*4221AL*+UI | 88*TA48070C17*** | 23400 | 26600 | 20.5 | 13 | 10 | 2.46 | 93 | 74 | 206790184
BRYANT HEATING AND COOLING SYSTEMS | 284ANV024*0**B* | CSPH*3612AL*+UI | 986TC42080C17*** | 23600 | 26600 | 19.5 | 12.5 | 9 | 2.48 | 93 | 74 | 206790209
CARRIER | 25VNA424A*031* | CSPH*3612AL*+UI | 59MN7B080C17**14 | 23600 | 26600 | 19.5 | 12.5 | 9 | 2.46 | 94 | 75 | 206788412
BRYANT HEATING AND COOLING SYSTEMS | 284ANV024*0**B* | CNPV*4221AL*+UI | 88*TA36045C17*** | 23400 | 26800 | 19.5 | 13 | 10 | 2.42 | 93 | 75 | 206790183
CARRIER | 25VNA424A*031* | CNPV*4217AL*+UI | 58TN*A070C17**16 | 23600 | 26600 | 20.5 | 13.5 | 10 | 2.48 | 93 | 74 | 206788492
CARRIER | 25VNA424A*031* | CNPV*4217AL*+UI | 58TN*A090C17**16 | 23800 | 26400 | 21.5 | 13.5 | 10 | 2.52 | 93 | 75 | 206788386
BRYANT HEATING AND COOLING SYSTEMS | 284ANV024*0**B* | CNPV*4217AL*+UI | 88*TA36070C14*** | 23800 | 26600 | 21.5 | 13.5 | 10 | 2.5 | 93 | 74 | 206790073
CARRIER | 25VNA424A*031* | CNPV*4221AL*+UI | 58TN*A045C17**12 | 23400 | 26800 | 19.5 | 13 | 10 | 2.42 | 93 | 75 | 206788495
BRYANT HEATING AND COOLING SYSTEMS | 284ANV024*0**B* | CNPV*4217AL*+UI | 88*TA48090C17*** | 23800 | 26400 | 21.5 | 13.5 | 10 | 2.52 | 93 | 75 | 206790074
BRYANT HEATING AND COOLING SYSTEMS | 284ANV024*0**B* | CNPV*4217AL*+UI | 88*TA36045C17*** | 23600 | 26800 | 19.5 | 13 | 10 | 2.44 | 93 | 75 | 206790179
BRYANT HEATING AND COOLING SYSTEMS | 284ANV024*0**B* | CNPV*3621AL*+UI | 83*CA48060C17*** | 23200 | 26800 | 20.5 | 13 | 10 | 2.4 | 93 | 74 | 206790244
CARRIER | 25VNA424A*031* | CNPV*4217AL*+UI | 58TN*A045C17**12 | 23600 | 26800 | 19.5 | 13 | 10 | 2.44 | 93 | 75 | 206788491
BRYANT HEATING AND COOLING SYSTEMS | 284ANV024*0**B* | CNPV*3621AL*+UI | 987MB60060C21*** | 23200 | 26800 | 19.5 | 13 | 9.5 | 2.36 | 94 | 75 | 206790066
BRYANT HEATING AND COOLING SYSTEMS | 284ANV024*0**B* | CNPV*3621AL*+UI | 987MB42080C17*** | 23200 | 26800 | 20 | 13 | 9.5 | 2.36 | 94 | 75 | 206790065
CARRIER | 25VNA424A*031* | CNPV*3621AL*+UI | 58TN*A090C17**16 | 23400 | 26600 | 21 | 13.5 | 10 | 2.42 | 93 | 74 | 206788381
BRYANT HEATING AND COOLING SYSTEMS | 284ANV024*0**B* | CNPV*3621AL*+UI | 88*TA48090C17*** | 23400 | 26600 | 21 | 13.5 | 10 | 2.42 | 93 | 74 | 206790069
CARRIER | 25VNA424A*031* | CNPV*3621AL*+UI | 59MN7B060C21**20 | 23200 | 26800 | 19.5 | 13 | 9.5 | 2.36 | 94 | 75 | 206788378
CARRIER | 25VNA424A*031* | CNPV*3621AL*+UI | 58CU*A060C17**16 | 23200 | 26800 | 20.5 | 13 | 10 | 2.4 | 93 | 74 | 206788556
CARRIER | 25VNA424A*031* | CNPV*3621AL*+UI | 58TN*A045C17**12 | 23000 | 26800 | 19.5 | 12.5 | 9.5 | 2.36 | 94 | 75 | 206788485
BRYANT HEATING AND COOLING SYSTEMS | 284ANV024*0**B* | CNPV*3621AL*+UI | 935CA66100C21*** | 23200 | 26600 | 20.5 | 13 | 10 | 2.4 | 93 | 75 | 206790258
CARRIER | 25VNA424A*031* | CNPV*3621AL*+UI | 59CU5A100C21**22 | 23200 | 26600 | 20.5 | 13 | 10 | 2.4 | 93 | 75 | 206788570
BRYANT HEATING AND COOLING SYSTEMS | 284ANV024*0**B* | CNPV*3621AL*+UI | 83*CA36040C17*** | 23200 | 26600 | 20.5 | 13 | 10 | 2.4 | 94 | 75 | 206790243
CARRIER | 25VNA424A*031* | CNPV*3621AL*+UI | 58CU*A040C17**12 | 23200 | 26600 | 20.5 | 13 | 10 | 2.4 | 94 | 75 | 206788555
BRYANT HEATING AND COOLING SYSTEMS | 284ANV024*0**B* | CNPV*3617AL*+UI | 88*TA48090C17*** | 23400 | 26600 | 21 | 13.5 | 10 | 2.4 | 93 | 74 | 206790063
CARRIER | 25VNA424A*031* | CNPV*3617AL*+UI | 58TN*A090C17**16 | 23400 | 26600 | 21 | 13.5 | 10 | 2.4 | 93 | 74 | 206788375
BRYANT HEATING AND COOLING SYSTEMS | 284ANV024*0**B* | CNPV*3621AL*+UI | 935CA60080C21*** | 23200 | 26600 | 20.5 | 13 | 10 | 2.4 | 93 | 74 | 206790257
BRYANT HEATING AND COOLING SYSTEMS | 284ANV024*0**B* | CNPV*3621AL*+UI | 935CA48060C17*** | 23200 | 26800 | 20 | 13 | 9.5 | 2.36 | 94 | 75 | 206790256
CARRIER | 25VNA424A*031* | CNPV*3621AL*+UI | 59CU5A080C21**20 | 23200 | 26600 | 20.5 | 13 | 10 | 2.4 | 93 | 74 | 206788569
CARRIER | 25VNA424A*031* | CNPV*3621AL*+UI | 59CU5A060C17**16 | 23200 | 26800 | 20 | 13 | 9.5 | 2.36 | 94 | 75 | 206788568
CARRIER | 25VNA424A*031* | CNPV*3617AL*+UI | 58TN*A070C14**12 | 23200 | 26600 | 21 | 13 | 10 | 2.4 | 94 | 75 | 206788374
BRYANT HEATING AND COOLING SYSTEMS | 284ANV024*0**B* | CNPV*3617AL*+UI | 88*TA36070C14*** | 23200 | 26600 | 21 | 13 | 10 | 2.4 | 94 | 75 | 206790062
BRYANT HEATING AND COOLING SYSTEMS | 284ANV024*0**B* | CNPV*3617AL*+UI | 987MB42080C17*** | 23200 | 26800 | 20 | 13 | 9.5 | 2.36 | 94 | 75 | 206790061
BRYANT HEATING AND COOLING SYSTEMS | 284ANV024*0**B* | CSPH*3612AL*+UI | 83*CA48060C17*** | 23800 | 26600 | 19.5 | 13 | 9 | 2.5 | 93 | 74 | 206790248
CARRIER | 25VNA424A*031* | CSPH*3612AL*+UI | 58TN*A045C17**12 | 23600 | 26800 | 19 | 12.5 | 9 | 2.46 | 93 | 75 | 206788515
CARRIER | 25VNA424A*031* | FE4AN(B,F)003L+UI |  | 23400 | 26400 | 21 | 13.5 | 10.5 | 2.46 | 94 | 75 | 206788330
CARRIER | 25VNA424A*031* | CSPH*3612AL*+UI | 58TN*A070C17**16 | 23800 | 26600 | 19.5 | 13 | 9 | 2.5 | 93 | 74 | 206788516
BRYANT HEATING AND COOLING SYSTEMS | 284ANV024*0**B* | CSPH*3612AL*+UI | 88*TA48070C17*** | 23800 | 26600 | 19.5 | 13 | 9 | 2.5 | 93 | 74 | 206790204
BRYANT HEATING AND COOLING SYSTEMS | 284ANV024*0**B* | CSPH*3612AL*+UI | 88*TA36045C17*** | 23600 | 26800 | 19 | 12.5 | 9 | 2.46 | 93 | 75 | 206790203
CARRIER | 25VNA424A*031* | CSPH*3612AL*+UI | 59TN6B060C17**14 | 23600 | 26600 | 19 | 12.5 | 9 | 2.46 | 94 | 75 | 206788520
CARRIER | 25VNA424A*031* | CSPH*3612AL*+UI | 58CU*A060C17**16 | 23800 | 26600 | 19.5 | 13 | 9 | 2.5 | 93 | 74 | 206788560
BRYANT HEATING AND COOLING SYSTEMS | 284ANV024*0**B* | FE4AN(B,F)003L+UI |  | 23400 | 26400 | 21 | 13.5 | 10.5 | 2.46 | 94 | 75 | 206790018
BRYANT HEATING AND COOLING SYSTEMS | 284ANV024*0**B* | CSPH*3612AL*+UI | 83*CA36040C17*** | 23800 | 26600 | 20 | 13 | 9.5 | 2.5 | 93 | 74 | 206790247
BRYANT HEATING AND COOLING SYSTEMS | 284ANV024*0**B* | FE4ANF002L+UI |  | 23400 | 26600 | 21 | 13.5 | 10 | 2.48 | 93 | 74 | 206790017
BRYANT HEATING AND COOLING SYSTEMS | 284ANV048*0**B* | CSPH*6012AL*+UI | 986TC66100C21*** | 45000 | 46000 | 20.5 | 11.7 | 9 | 2.36 | 93 | 79 | 206790629
CARRIER | 25VNA448A*031* | CSPH*6012AL*+UI | 59TN6B100C21**22 | 45000 | 46000 | 20.5 | 11.7 | 9 | 2.36 | 93 | 79 | 206788941
BRYANT HEATING AND COOLING SYSTEMS | 284ANV048*0**B* | CSPH*6012AL*+UI | 987MB66120C24*** | 45000 | 46000 | 20 | 11.7 | 9 | 2.34 | 95 | 79 | 206790615
CARRIER | 25VNA448A*031* | CSPH*6012AL*+UI | 59MN7B120C24**22 | 45000 | 46000 | 20 | 11.7 | 9 | 2.34 | 95 | 79 | 206788927
BRYANT HEATING AND COOLING SYSTEMS | 284ANV048*0**B* | CSPH*6012AL*+UI | 987MB66100C21*** | 45000 | 46000 | 20.5 | 11.7 | 9 | 2.36 | 93 | 79 | 206790614
CARRIER | 25VNA448A*031* | CSPH*6012AL*+UI | 59MN7B100C21**22 | 45000 | 46000 | 20.5 | 11.7 | 9 | 2.36 | 93 | 79 | 206788926
CARRIER | 25VNA448A*031* | CSPH*6012AL*+UI | 59TN6B120C24**22 | 45000 | 46000 | 20.5 | 12 | 9 | 2.36 | 93 | 79 | 206788939
BRYANT HEATING AND COOLING SYSTEMS | 284ANV048*0**B* | CSPH*6012AL*+UI | 986TC66120C24*** | 45000 | 46000 | 20.5 | 12 | 9 | 2.36 | 93 | 79 | 206790627
BRYANT HEATING AND COOLING SYSTEMS | 284ANV048*0**B* | CNPV*4824AL*+UI | 986TC66120C24*** | 44000 | 46500 | 21 | 12 | 8.5 | 2.18 | 94 | 78 | 210532907
CARRIER | 25VNA448A*031* | CNPV*4824AL*+UI | 59TN6B120C24**22 | 44000 | 46500 | 21 | 12 | 8.5 | 2.18 | 94 | 78 | 210532906
BRYANT HEATING AND COOLING SYSTEMS | 284ANV048*0**B* | CNPV*4824AL*+UI | 88*TA66135C24*** | 44000 | 46500 | 21 | 12 | 9 | 2.18 | 94 | 78 | 210532905
CARRIER | 25VNA448A*031* | CNPV*4824AL*+UI | 58TN*A090C21**20 | 44000 | 46500 | 21 | 12 | 8.5 | 2.18 | 94 | 78 | 210532902
CARRIER | 25VNA448A*031* | CNPV*4824AL*+UI | 58TN*A135C24**22 | 44000 | 46500 | 21 | 12 | 9 | 2.18 | 94 | 78 | 210532904
BRYANT HEATING AND COOLING SYSTEMS | 284ANV048*0**B* | CNPV*4824AL*+UI | 88*TA60090C21*** | 44000 | 46500 | 21 | 12 | 8.5 | 2.18 | 94 | 78 | 210532903
CARRIER | 25VNA448A*031* | CNPV*4824AL*+UI | 58CU*A100C21**20 | 44000 | 46500 | 21 | 11.7 | 8.5 | 2.16 | 94 | 79 | 210532900
BRYANT HEATING AND COOLING SYSTEMS | 284ANV048*0**B* | CNPV*4824AL*+UI | 83*CA60100C21*** | 44000 | 46500 | 21 | 11.7 | 8.5 | 2.16 | 94 | 79 | 210532901
BRYANT HEATING AND COOLING SYSTEMS | 284ANV048*0**B* | CNPV*4824AL*+UI | 935CA66100C21*** | 44000 | 46500 | 21 | 12 | 8.5 | 2.18 | 94 | 78 | 210532899
BRYANT HEATING AND COOLING SYSTEMS | 284ANV048*0**B* | CNPV*4824AL*+UI | 935CA60080C21*** | 44000 | 46500 | 21 | 12 | 8.5 | 2.18 | 94 | 78 | 210532897
CARRIER | 25VNA448A*031* | CNPV*4824AL*+UI | 59CU5A080C21**20 | 44000 | 46500 | 21 | 12 | 8.5 | 2.18 | 94 | 78 | 210532896
CARRIER | 25VNA448A*031* | CNPV*4824AL*+UI | 59CU5A100C21**22 | 44000 | 46500 | 21 | 12 | 8.5 | 2.18 | 94 | 78 | 210532898
CARRIER | 25VNA448A*031* | CNPV*4821AL*+UI | 59TN6B100C21**22 | 44000 | 46500 | 21 | 12 | 8.5 | 2.18 | 94 | 78 | 210532894
BRYANT HEATING AND COOLING SYSTEMS | 284ANV048*0**B* | CNPV*4821AL*+UI | 88*TA60090C21*** | 44000 | 46500 | 21 | 12 | 8.5 | 2.18 | 94 | 78 | 210532893
BRYANT HEATING AND COOLING SYSTEMS | 284ANV048*0**B* | CNPV*4821AL*+UI | 986TC66100C21*** | 44000 | 46500 | 21 | 12 | 8.5 | 2.18 | 94 | 78 | 210532895
BRYANT HEATING AND COOLING SYSTEMS | 284ANV048*0**B* | CNPV*4821AL*+UI | 83*CA60100C21*** | 44000 | 46500 | 21 | 11.7 | 8.5 | 2.16 | 94 | 79 | 210532891
CARRIER | 25VNA448A*031* | CNPV*4821AL*+UI | 58CU*A100C21**20 | 44000 | 46500 | 21 | 11.7 | 8.5 | 2.16 | 94 | 79 | 210532890
BRYANT HEATING AND COOLING SYSTEMS | 284ANV048*0**B* | CNPV*4821AL*+UI | 935CA66100C21*** | 44000 | 46500 | 21 | 12 | 8.5 | 2.18 | 94 | 78 | 210532889
BRYANT HEATING AND COOLING SYSTEMS | 284ANV048*0**B* | CNPV*4821AL*+UI | 935CA60080C21*** | 44000 | 46500 | 21 | 12 | 8.5 | 2.18 | 94 | 78 | 210532887
CARRIER | 25VNA448A*031* | CNPV*4821AL*+UI | 59CU5A100C21**22 | 44000 | 46500 | 21 | 12 | 8.5 | 2.18 | 94 | 78 | 210532888
CARRIER | 25VNA448A*031* | CNPV*4821AL*+UI | 59CU5A080C21**20 | 44000 | 46500 | 21 | 12 | 8.5 | 2.18 | 94 | 78 | 210532886
BRYANT HEATING AND COOLING SYSTEMS | 284ANV048*0**B* | CAP**6124AL*+UI | 986TC66100C21*** | 45500 | 46000 | 21.5 | 12 | 9.5 | 2.36 | 95 | 79 | 210532885
CARRIER | 25VNA448A*031* | CAP**6124AL*+UI | 59TN6B100C21**22 | 45500 | 46000 | 21.5 | 12 | 9.5 | 2.36 | 95 | 79 | 210532884
BRYANT HEATING AND COOLING SYSTEMS | 284ANV048*0**B* | CAP**6124AL*+UI | 987MB66100C21*** | 45500 | 46000 | 21.5 | 12 | 9.5 | 2.36 | 95 | 79 | 210532883
BRYANT HEATING AND COOLING SYSTEMS | 284ANV048*0**B* | CAP**6124AL*+UI | 88*TA60090C21*** | 45500 | 46000 | 21.5 | 12 | 9.5 | 2.36 | 95 | 79 | 210532881
CARRIER | 25VNA448A*031* | CAP**6124AL*+UI | 59MN7B100C21**22 | 45500 | 46000 | 21.5 | 12 | 9.5 | 2.36 | 95 | 79 | 210532882
CARRIER | 25VNA448A*031* | CAP**6124AL*+UI | 58TN*A090C21**20 | 45500 | 46000 | 21.5 | 12 | 9.5 | 2.36 | 95 | 79 | 210532880
BRYANT HEATING AND COOLING SYSTEMS | 284ANV048*0**B* | CAP**6024AL*+UI | 987MB66100C21*** | 44500 | 46000 | 21 | 12 | 9.5 | 2.34 | 93 | 79 | 210532879
BRYANT HEATING AND COOLING SYSTEMS | 284ANV048*0**B* | CAP**6024AL*+UI | 88*TA60090C21*** | 44500 | 46000 | 21.5 | 12 | 9.5 | 2.36 | 93 | 79 | 210532877
CARRIER | 25VNA448A*031* | CAP**6024AL*+UI | 59MN7B100C21**22 | 44500 | 46000 | 21 | 12 | 9.5 | 2.34 | 93 | 79 | 210532878
CARRIER | 25VNA448A*031* | CAP**6024AL*+UI | 58TN*A090C21**20 | 44500 | 46000 | 21.5 | 12 | 9.5 | 2.36 | 93 | 79 | 210532876
BRYANT HEATING AND COOLING SYSTEMS | 284ANV048*0**B* | CAP**4824AL*+UI | 986TC66100C21*** | 44000 | 46500 | 21 | 12 | 9.5 | 2.28 | 94 | 78 | 210532875
CARRIER | 25VNA448A*031* | CAP**4824AL*+UI | 59TN6B100C21**22 | 44000 | 46500 | 21 | 12 | 9.5 | 2.28 | 94 | 78 | 210532874
BRYANT HEATING AND COOLING SYSTEMS | 284ANV048*0**B* | CAP**4824AL*+UI | 987MB66100C21*** | 44000 | 46500 | 21 | 12 | 9.5 | 2.28 | 94 | 78 | 210532873
CARRIER | 25VNA448A*031* | CAP**4824AL*+UI | 59MN7B100C21**22 | 44000 | 46500 | 21 | 12 | 9.5 | 2.28 | 94 | 78 | 210532872
BRYANT HEATING AND COOLING SYSTEMS | 284ANV048*0**B* | CAP**4824AL*+UI | 88*TA60090C21*** | 44000 | 46500 | 21 | 12 | 9.5 | 2.28 | 94 | 78 | 210532871
CARRIER | 25VNA448A*031* | CAP**4824AL*+UI | 58TN*A090C21**20 | 44000 | 46500 | 21 | 12 | 9.5 | 2.28 | 94 | 78 | 210532870
BRYANT HEATING AND COOLING SYSTEMS | 284ANV048*0**B* | CNPV*4821AL*+UI | 987MB66100C21*** | 44000 | 46500 | 21 | 12 | 8.5 | 2.18 | 94 | 78 | 209251550
CARRIER | 25VNA448A*031* | CNPV*4821AL*+UI | 59MN7B100C21**22 | 44000 | 46500 | 21 | 12 | 8.5 | 2.18 | 94 | 78 | 209251548
CARRIER | 25VNA837A*030* | CNPV*4821AL*+UI | 58TN*A090C17**16 | 32400 | 32800 | 18 | 11.7 | 8.1 | 1.98 | 96 | 76 | 204299835
CARRIER | 25VNA837A*030* | CNPV*4821AL*+UI | 59CU5A080C21**20 | 32400 | 32800 | 17.5 | 11.7 | 8.1 | 1.96 | 96 | 76 | 206136274
CARRIER | 25VNA837A*030* | CNPV*4821AL*+UI | 59CU5A100C21**22 | 32400 | 32800 | 17.5 | 11.7 | 8.1 | 1.98 | 96 | 75 | 206136284
CARRIER | 25VNA837A*030* | CNPV*4821AL*+UI | 58TN*A090C21**20 | 32400 | 33000 | 17.5 | 11.7 | 8.1 | 1.96 | 96 | 75 | 204299745
BRYANT HEATING AND COOLING SYSTEMS | 288BNV037*0**A* | CAP**4824AL*+UI | 88*TA66135C24*** | 32400 | 32400 | 17.5 | 11.7 | 8.5 | 2 | 97 | 77 | 204299366
BRYANT HEATING AND COOLING SYSTEMS | 288BNV037*0**A* | CAP**4824AL*+UI | 88*TA60090C21*** | 32400 | 32600 | 17.5 | 11.7 | 8.5 | 1.98 | 96 | 77 | 204299356
BRYANT HEATING AND COOLING SYSTEMS | 288BNV037*0**A* | CAP**4821AL*+UI | 987MB66100C21*** | 32400 | 32600 | 17.5 | 11.7 | 8.5 | 1.98 | 96 | 77 | 204299286
BRYANT HEATING AND COOLING SYSTEMS | 288BNV037*0**A* | CAP**4821AL*+UI | 986TC66100C21*** | 32400 | 32600 | 17.5 | 11.7 | 8.5 | 1.98 | 96 | 77 | 204299306
BRYANT HEATING AND COOLING SYSTEMS | 288BNV037*0**A* | CAP**4821AL*+UI | 88*TA60090C21*** | 32200 | 32600 | 17.5 | 11.7 | 8.5 | 1.98 | 96 | 77 | 204299226
BRYANT HEATING AND COOLING SYSTEMS | 288BNV037*0**A* | CAP**4821AL*+UI | 88*TA48090C17*** | 32400 | 32600 | 18 | 11.7 | 8.5 | 2 | 96 | 76 | 204299316
BRYANT HEATING AND COOLING SYSTEMS | 288BNV037*0**A* | CAP**4321AL*+UI | 987MB66100C21*** | 33000 | 33000 | 17.5 | 11.7 | 8.5 | 2 | 96 | 76 | 204299184
BRYANT HEATING AND COOLING SYSTEMS | 288BNV037*0**A* | CAP**4321AL*+UI | 986TC66100C21*** | 33000 | 33000 | 17.5 | 11.7 | 8.5 | 2 | 96 | 76 | 204299188
BRYANT HEATING AND COOLING SYSTEMS | 288BNV037*0**A* | CAP**4321AL*+UI | 88*TA60090C21*** | 32800 | 33000 | 17.5 | 11.7 | 8.5 | 2 | 96 | 76 | 204299172
BRYANT HEATING AND COOLING SYSTEMS | 288BNV037*0**A* | CAP**4321AL*+UI | 88*TA48090C17*** | 33000 | 32800 | 18 | 11.7 | 8.5 | 2 | 97 | 76 | 204299190
BRYANT HEATING AND COOLING SYSTEMS | 288BNV037*0**A* | CAP**4321AL*+UI | 88*TA48070C17*** | 32800 | 33000 | 17.5 | 11.7 | 8.5 | 1.98 | 97 | 76 | 204299168
BRYANT HEATING AND COOLING SYSTEMS | 284ANV024*0**B* | CSPH*3612AL*+UI | 987MB60060C21*** | 23600 | 26600 | 19 | 12.5 | 9 | 2.48 | 94 | 75 | 206790101
CARRIER | 25VNA424A*031* | CSPH*4212AL*+UI | 58TN*A045C17**12 | 23800 | 26600 | 19 | 12.5 | 9 | 2.48 | 94 | 75 | 206788523
BRYANT HEATING AND COOLING SYSTEMS | 284ANV024*0**B* | CSPH*4212AL*+UI | 88*TA36045C17*** | 23800 | 26600 | 19 | 12.5 | 9 | 2.48 | 94 | 75 | 206790211
CARRIER | 25VNA424A*031* | CSPH*3612AL*+UI | 59MN7B060C21**20 | 23600 | 26600 | 19 | 12.5 | 9 | 2.48 | 94 | 75 | 206788413
BRYANT HEATING AND COOLING SYSTEMS | 284ANV024*0**B* | CSPH*3612AL*+UI | 88*TA48090C17*** | 23800 | 26400 | 20.5 | 13 | 9.5 | 2.52 | 93 | 74 | 206790106
CARRIER | 25VNA424A*031* | CSPH*3612AL*+UI | 58CU*A040C17**12 | 23800 | 26600 | 20 | 13 | 9.5 | 2.5 | 93 | 74 | 206788559
BRYANT HEATING AND COOLING SYSTEMS | 284ANV024*0**B* | CSPH*3612AL*+UI | 935CA66100C21*** | 23800 | 26600 | 19.5 | 13 | 9.5 | 2.52 | 93 | 74 | 206790261
BRYANT HEATING AND COOLING SYSTEMS | 284ANV024*0**B* | CSPH*3612AL*+UI | 935CA48060C17*** | 23600 | 26600 | 19 | 12.5 | 9 | 2.46 | 94 | 75 | 206790259
CARRIER | 25VNA424A*031* | CSPH*3612AL*+UI | 59CU5A080C21**20 | 23800 | 26600 | 19.5 | 13 | 9.5 | 2.52 | 93 | 74 | 206788572
BRYANT HEATING AND COOLING SYSTEMS | 284ANV024*0**B* | CNPV*4217AL*+UI | 987MB42080C17*** | 23600 | 26600 | 20 | 13 | 10 | 2.46 | 94 | 75 | 206790072
CARRIER | 25VNA424A*031* | CNPV*4217AL*+UI | 59MN7B080C17**14 | 23600 | 26600 | 20 | 13 | 10 | 2.46 | 94 | 75 | 206788384
CARRIER | 25VNA424A*031* | CNPV*4217AL*+UI | 58TN*A070C14**12 | 23800 | 26600 | 21.5 | 13.5 | 10 | 2.5 | 93 | 74 | 206788385
CARRIER | 25VNA424A*031* | CSPH*3612AL*+UI | 59CU5A060C17**16 | 23600 | 26600 | 19 | 12.5 | 9 | 2.46 | 94 | 75 | 206788571
BRYANT HEATING AND COOLING SYSTEMS | 284ANV024*0**B* | CNPV*4221AL*+UI | 987MB60060C21*** | 23400 | 26800 | 19.5 | 13 | 10 | 2.42 | 93 | 75 | 206790077
CARRIER | 25VNA424A*031* | CNPV*4221AL*+UI | 59MN7B060C21**20 | 23400 | 26800 | 19.5 | 13 | 10 | 2.42 | 93 | 75 | 206788389
CARRIER | 25VNA424A*031* | CNPV*4221AL*+UI | 58TN*A090C17**16 | 23600 | 26600 | 21.5 | 13.5 | 10 | 2.48 | 93 | 74 | 206788392
BRYANT HEATING AND COOLING SYSTEMS | 284ANV024*0**B* | CNPV*4217AL*+UI | 986TC42080C17*** | 23600 | 26600 | 20 | 13 | 10 | 2.48 | 93 | 74 | 206790182
CARRIER | 25VNA424A*031* | CNPV*4217AL*+UI | 59TN6B080C17**14 | 23600 | 26600 | 20 | 13 | 10 | 2.48 | 93 | 74 | 206788494
BRYANT HEATING AND COOLING SYSTEMS | 284ANV024*0**B* | CNPV*4217AL*+UI | 986TC42060C17*** | 23600 | 26600 | 20 | 13 | 10 | 2.46 | 94 | 75 | 206790181
BRYANT HEATING AND COOLING SYSTEMS | 284ANV024*0**B* | CNPV*4217AL*+UI | 88*TA48070C17*** | 23600 | 26600 | 20.5 | 13.5 | 10 | 2.48 | 93 | 74 | 206790180
CARRIER | 25VNA424A*031* | CNPV*4217AL*+UI | 59TN6B060C17**14 | 23600 | 26600 | 20 | 13 | 10 | 2.46 | 94 | 75 | 206788493
BRYANT HEATING AND COOLING SYSTEMS | 284ANV024*0**B* | CNPV*4221AL*+UI | 88*TA48090C17*** | 23600 | 26600 | 21.5 | 13.5 | 10 | 2.48 | 93 | 74 | 206790080
BRYANT HEATING AND COOLING SYSTEMS | 284ANV024*0**B* | CNPV*4221AL*+UI | 987MB42080C17*** | 23400 | 26800 | 20 | 13 | 10 | 2.42 | 93 | 75 | 206790076
CARRIER | 25VNA424A*031* | CNPV*4221AL*+UI | 59MN7B080C17**14 | 23400 | 26800 | 20 | 13 | 10 | 2.42 | 93 | 75 | 206788388
CARRIER | 25VNA424A*031* | CNPV*4221AL*+UI | 59TN6B080C17**14 | 23400 | 26600 | 20 | 13 | 10 | 2.44 | 94 | 75 | 206788500
BRYANT HEATING AND COOLING SYSTEMS | 284ANV024*0**B* | CNPV*4221AL*+UI | 986TC42080C17*** | 23400 | 26600 | 20 | 13 | 10 | 2.44 | 94 | 75 | 206790188
CARRIER | 25VNA424A*031* | CSPH*4212AL*+UI | 58TN*A070C14**12 | 24000 | 26400 | 20.5 | 13 | 9.5 | 2.52 | 93 | 75 | 206788426
BRYANT HEATING AND COOLING SYSTEMS | 284ANV024*0**B* | CNPV*4221AL*+UI | 986TC42060C17*** | 23400 | 26800 | 20 | 13 | 10 | 2.42 | 93 | 75 | 206790187
BRYANT HEATING AND COOLING SYSTEMS | 284ANV024*0**B* | CSPH*4212AL*+UI | 987MB42080C17*** | 23800 | 26600 | 19.5 | 12.5 | 9.5 | 2.5 | 93 | 74 | 206790109
CARRIER | 25VNA424A*031* | CSPH*4212AL*+UI | 58TN*A090C17**16 | 24000 | 26400 | 20.5 | 13 | 10.5 | 2.54 | 93 | 74 | 206788427
BRYANT HEATING AND COOLING SYSTEMS | 284ANV024*0**B* | CSPH*4212AL*+UI | 88*TA36070C14*** | 24000 | 26400 | 20.5 | 13 | 9.5 | 2.52 | 93 | 75 | 206790114
CARRIER | 25VNA424A*031* | CSPH*4212AL*+UI | 59MN7B080C17**14 | 23800 | 26600 | 19.5 | 12.5 | 9.5 | 2.5 | 93 | 74 | 206788421
CARRIER | 25VNA424A*031* | CSPH*4212AL*+UI | 59TN6B080C17**14 | 23800 | 26600 | 19.5 | 12.5 | 9.5 | 2.5 | 93 | 74 | 206788529
BRYANT HEATING AND COOLING SYSTEMS | 284ANV024*0**B* | CSPH*4212AL*+UI | 986TC42080C17*** | 23800 | 26600 | 19.5 | 12.5 | 9.5 | 2.5 | 93 | 74 | 206790217
CARRIER | 25VNA424A*031* | CNPV*3621AL*+UI | 59MN7B080C17**14 | 23200 | 26800 | 20 | 13 | 9.5 | 2.36 | 94 | 75 | 206788377
BRYANT HEATING AND COOLING SYSTEMS | 284ANV024*0**B* | CSPH*4212AL*+UI | 986TC42060C17*** | 23800 | 26600 | 19 | 12.5 | 9 | 2.5 | 93 | 75 | 206790216
BRYANT HEATING AND COOLING SYSTEMS | 284ANV024*0**B* | CNPV*3621AL*+UI | 986TC42080C17*** | 23200 | 26800 | 20 | 13 | 9.5 | 2.38 | 93 | 75 | 206790178
CARRIER | 25VNA424A*031* | CNPV*3621AL*+UI | 59TN6B080C17**14 | 23200 | 26800 | 20 | 13 | 9.5 | 2.38 | 93 | 75 | 206788490
BRYANT HEATING AND COOLING SYSTEMS | 284ANV024*0**B* | CNPV*3621AL*+UI | 986TC42060C17*** | 23200 | 26800 | 19.5 | 13 | 9.5 | 2.36 | 94 | 75 | 206790177
CARRIER | 25VNA424A*031* | CNPV*3621AL*+UI | 59TN6B060C17**14 | 23200 | 26800 | 19.5 | 13 | 9.5 | 2.36 | 94 | 75 | 206788489
BRYANT HEATING AND COOLING SYSTEMS | 284ANV024*0**B* | CNPV*3621AL*+UI | 88*TA36045C17*** | 23000 | 26800 | 19.5 | 12.5 | 9.5 | 2.36 | 94 | 75 | 206790173
BRYANT HEATING AND COOLING SYSTEMS | 284ANV024*0**B* | CNPV*3621AL*+UI | 88*TA48070C17*** | 23200 | 26800 | 20.5 | 13 | 10 | 2.38 | 93 | 74 | 206790174
BRYANT HEATING AND COOLING SYSTEMS | 284ANV048*0**B* | FE4ANB006L+UI |  | 46000 | 45500 | 22 | 13 | 9.5 | 2.44 | 93 | 78 | 206790587
CARRIER | 25VNA448A*031* | FE4ANB006L+UI |  | 46000 | 45500 | 22 | 13 | 9.5 | 2.44 | 93 | 78 | 206788899
CARRIER | 25VNA424A*031* | CNPV*3621AL*+UI | 58TN*A070C17**16 | 23200 | 26800 | 20.5 | 13 | 10 | 2.38 | 93 | 74 | 206788486
BRYANT HEATING AND COOLING SYSTEMS | 284ANV048*0**B* | FE4AN(B,F)005L+UI |  | 45000 | 46000 | 22 | 12.5 | 9.5 | 2.32 | 93 | 78 | 206790588
CARRIER | 25VNA424A*031* | FE4ANF002L+UI |  | 23400 | 26600 | 21 | 13.5 | 10 | 2.48 | 93 | 74 | 206788329
CARRIER | 25VNA448A*031* | FE4AN(B,F)005L+UI |  | 45000 | 46000 | 22 | 12.5 | 9.5 | 2.32 | 93 | 78 | 206788900
CARRIER | 25VNA424A*031* | CSPH*3612AL*+UI | 58TN*A090C17**16 | 23800 | 26400 | 20.5 | 13 | 9.5 | 2.52 | 93 | 74 | 206788418
BRYANT HEATING AND COOLING SYSTEMS | 284ANV024*0**B* | CSPH*4212AL*+UI | 88*TA48090C17*** | 24000 | 26400 | 20.5 | 13 | 10.5 | 2.54 | 93 | 74 | 206790115
CARRIER | 25VNA424A*031* | CSPH*4212AL*+UI | 59MN7B060C21**20 | 23800 | 26600 | 19 | 12.5 | 9 | 2.5 | 93 | 74 | 206788422
CARRIER | 25VNA424A*031* | CSPH*3612AL*+UI | 58TN*A070C14**12 | 23800 | 26600 | 20.5 | 13 | 9.5 | 2.5 | 93 | 74 | 206788417
BRYANT HEATING AND COOLING SYSTEMS | 284ANV024*0**B* | CSPH*3612AL*+UI | 88*TA36070C14*** | 23800 | 26600 | 20.5 | 13 | 9.5 | 2.5 | 93 | 74 | 206790105
BRYANT HEATING AND COOLING SYSTEMS | 284ANV024*0**B* | CSPH*4212AL*+UI | 987MB60060C21*** | 23800 | 26600 | 19 | 12.5 | 9 | 2.5 | 93 | 74 | 206790110
CARRIER | 25VNA424A*031* | CSPH*3612AL*+UI | 59TN6B080C17**14 | 23600 | 26600 | 19.5 | 12.5 | 9 | 2.48 | 93 | 74 | 206788521
BRYANT HEATING AND COOLING SYSTEMS | 284ANV024*0**B* | CSPH*3612AL*+UI | 986TC42060C17*** | 23600 | 26600 | 19 | 12.5 | 9 | 2.46 | 94 | 75 | 206790208
CARRIER | 25VNA424A*031* | CSPH*4212AL*+UI | 59TN6B060C17**14 | 23800 | 26600 | 19 | 12.5 | 9 | 2.5 | 93 | 75 | 206788528
BRYANT HEATING AND COOLING SYSTEMS | 284ANV024*0**B* | CSPH*4212AL*+UI | 88*TA48070C17*** | 23800 | 26600 | 20 | 13 | 9.5 | 2.52 | 93 | 74 | 206790212
CARRIER | 25VNA424A*031* | CSPH*4212AL*+UI | 58TN*A070C17**16 | 23800 | 26600 | 20 | 13 | 9.5 | 2.52 | 93 | 74 | 206788524
CARRIER | 25VNA424A*031* | CSPH*3612AL*+UI | 59CU5A100C21**22 | 23800 | 26600 | 19.5 | 13 | 9.5 | 2.52 | 93 | 74 | 206788573
BRYANT HEATING AND COOLING SYSTEMS | 284ANV024*0**B* | CSPH*3612AL*+UI | 935CA60080C21*** | 23800 | 26600 | 19.5 | 13 | 9.5 | 2.52 | 93 | 74 | 206790260
CARRIER | 25VNA424A*031* | CAP**4224AL*+UI | 59CU5A080C21**20 | 23600 | 26600 | 20.5 | 13.5 | 10.5 | 2.48 | 93 | 74 | 210533022
CARRIER | 25VNA424A*031* | CAP**4321AL*+UI | 59CU5A060C17**16 | 24000 | 26400 | 20 | 13 | 10.5 | 2.52 | 94 | 75 | 210533026
BRYANT HEATING AND COOLING SYSTEMS | 284ANV024*0**B* | CAP**4221AL*+UI | 83*CA48060C17*** | 23400 | 26600 | 20.5 | 13.5 | 10.5 | 2.46 | 93 | 74 | 210533021
BRYANT HEATING AND COOLING SYSTEMS | 284ANV024*0**B* | CAP**4224AL*+UI | 935CA66100C21*** | 23600 | 26600 | 20.5 | 13.5 | 10.5 | 2.48 | 93 | 74 | 210533025
BRYANT HEATING AND COOLING SYSTEMS | 284ANV024*0**B* | CAP**4224AL*+UI | 935CA60080C21*** | 23600 | 26600 | 20.5 | 13.5 | 10.5 | 2.48 | 93 | 74 | 210533023
CARRIER | 25VNA424A*031* | CAP**4224AL*+UI | 59CU5A100C21**22 | 23600 | 26600 | 20.5 | 13.5 | 10.5 | 2.48 | 93 | 74 | 210533024
CARRIER | 25VNA424A*031* | CAP**4221AL*+UI | 58CU*A040C17**12 | 23400 | 26600 | 21 | 13.5 | 10.5 | 2.48 | 93 | 74 | 210533018
BRYANT HEATING AND COOLING SYSTEMS | 284ANV024*0**B* | CAP**4221AL*+UI | 935CA66100C21*** | 23400 | 26600 | 20.5 | 13.5 | 10.5 | 2.48 | 93 | 74 | 210533017
BRYANT HEATING AND COOLING SYSTEMS | 284ANV024*0**B* | CAP**4221AL*+UI | 83*CA36040C17*** | 23400 | 26600 | 21 | 13.5 | 10.5 | 2.48 | 93 | 74 | 210533019
CARRIER | 25VNA424A*031* | CAP**4221AL*+UI | 59CU5A100C21**22 | 23400 | 26600 | 20.5 | 13.5 | 10.5 | 2.48 | 93 | 74 | 210533016
BRYANT HEATING AND COOLING SYSTEMS | 284ANV024*0**B* | CAP**4221AL*+UI | 935CA60080C21*** | 23600 | 26600 | 20.5 | 13.5 | 10.5 | 2.48 | 93 | 74 | 210533015
BRYANT HEATING AND COOLING SYSTEMS | 284ANV024*0**B* | CAP**4221AL*+UI | 935CA48060C17*** | 23400 | 26600 | 20 | 13 | 10.5 | 2.44 | 94 | 75 | 210533013
CARRIER | 25VNA424A*031* | CAP**4221AL*+UI | 59CU5A080C21**20 | 23600 | 26600 | 20.5 | 13.5 | 10.5 | 2.48 | 93 | 74 | 210533014
CARRIER | 25VNA424A*031* | CAP**4221AL*+UI | 59CU5A060C17**16 | 23400 | 26600 | 20 | 13 | 10.5 | 2.44 | 94 | 75 | 210533012
CARRIER | 25VNA424A*031* | CAP**3721AL*+UI | 59MN7B060C21**20 | 24000 | 26400 | 19.5 | 13.5 | 10.5 | 2.52 | 94 | 75 | 210533010
BRYANT HEATING AND COOLING SYSTEMS | 284ANV024*0**B* | CAP**3721AL*+UI | 987MB60060C21*** | 24000 | 26400 | 19.5 | 13.5 | 10.5 | 2.52 | 94 | 75 | 210533011
BRYANT HEATING AND COOLING SYSTEMS | 284ANV024*0**B* | CAP**3721AL*+UI | 88*TA48090C17*** | 24200 | 26400 | 21.5 | 14 | 11 | 2.58 | 93 | 74 | 210533009
CARRIER | 25VNA424A*031* | CAP**3721AL*+UI | 58TN*A090C17**16 | 24200 | 26400 | 21.5 | 14 | 11 | 2.58 | 93 | 74 | 210533008
BRYANT HEATING AND COOLING SYSTEMS | 284ANV024*0**B* | CAP**3721AL*+UI | 987MB42080C17*** | 24000 | 26400 | 20 | 13.5 | 10.5 | 2.52 | 94 | 75 | 210533007
CARRIER | 25VNA424A*031* | CAP**3721AL*+UI | 59MN7B080C17**14 | 24000 | 26400 | 20 | 13.5 | 10.5 | 2.52 | 94 | 75 | 210533006
BRYANT HEATING AND COOLING SYSTEMS | 284ANV024*0**B* | CAP**3721AL*+UI | 986TC42080C17*** | 24000 | 26400 | 20 | 13.5 | 10.5 | 2.54 | 94 | 75 | 210533005
BRYANT HEATING AND COOLING SYSTEMS | 284ANV024*0**B* | CAP**3721AL*+UI | 986TC42060C17*** | 24000 | 26600 | 20 | 13 | 10.5 | 2.52 | 93 | 75 | 210533003
CARRIER | 25VNA424A*031* | CAP**3721AL*+UI | 59TN6B080C17**14 | 24000 | 26400 | 20 | 13.5 | 10.5 | 2.54 | 94 | 75 | 210533004
CARRIER | 25VNA424A*031* | CAP**3721AL*+UI | 59TN6B060C17**14 | 24000 | 26600 | 20 | 13 | 10.5 | 2.52 | 93 | 75 | 210533002
BRYANT HEATING AND COOLING SYSTEMS | 284ANV024*0**B* | CAP**3721AL*+UI | 83*CA48060C17*** | 24200 | 26400 | 20.5 | 13.5 | 10.5 | 2.56 | 93 | 75 | 210532999
BRYANT HEATING AND COOLING SYSTEMS | 284ANV024*0**B* | CAP**3721AL*+UI | 88*TA48070C17*** | 24200 | 26400 | 20.5 | 13.5 | 10.5 | 2.54 | 94 | 75 | 210533001
CARRIER | 25VNA424A*031* | CAP**3721AL*+UI | 58TN*A070C17**16 | 24200 | 26400 | 20.5 | 13.5 | 10.5 | 2.54 | 94 | 75 | 210533000
CARRIER | 25VNA424A*031* | CAP**3721AL*+UI | 58CU*A060C17**16 | 24200 | 26400 | 20.5 | 13.5 | 10.5 | 2.56 | 93 | 75 | 210532998
CARRIER | 25VNA424A*031* | CAP**3721AL*+UI | 58CU*A040C17**12 | 24200 | 26400 | 21 | 13.5 | 10.5 | 2.56 | 93 | 75 | 210532996
BRYANT HEATING AND COOLING SYSTEMS | 284ANV024*0**B* | CAP**3721AL*+UI | 935CA60080C21*** | 24200 | 26400 | 20.5 | 13.5 | 10.5 | 2.56 | 93 | 74 | 210532993
CARRIER | 25VNA424A*031* | CAP**3721AL*+UI | 59CU5A100C21**22 | 24200 | 26400 | 20.5 | 13.5 | 10.5 | 2.56 | 93 | 74 | 210532994
CARRIER | 25VNA424A*031* | CAP**3721AL*+UI | 59CU5A080C21**20 | 24200 | 26400 | 20.5 | 13.5 | 10.5 | 2.56 | 93 | 74 | 210532992
BRYANT HEATING AND COOLING SYSTEMS | 284ANV024*0**B* | CAP**3017AL*+UI | 88*TA48090C17*** | 23200 | 26600 | 21 | 13.5 | 10 | 2.4 | 93 | 74 | 210532989
BRYANT HEATING AND COOLING SYSTEMS | 284ANV024*0**B* | CAP**3721AL*+UI | 935CA48060C17*** | 24000 | 26600 | 20 | 13 | 10.5 | 2.52 | 93 | 74 | 210532991
CARRIER | 25VNA424A*031* | CAP**3017AL*+UI | 58TN*A090C17**16 | 23200 | 26600 | 21 | 13.5 | 10 | 2.4 | 93 | 74 | 210532988
CARRIER | 25VNA424A*031* | CAP**3721AL*+UI | 59CU5A060C17**16 | 24000 | 26600 | 20 | 13 | 10.5 | 2.52 | 93 | 74 | 210532990
BRYANT HEATING AND COOLING SYSTEMS | 284ANV024*0**B* | CAP**3017AL*+UI | 88*TA36070C14*** | 23200 | 26600 | 21 | 13.5 | 10 | 2.38 | 94 | 75 | 210532987
CARRIER | 25VNA424A*031* | CAP**3017AL*+UI | 58TN*A070C14**12 | 23200 | 26600 | 21 | 13.5 | 10 | 2.38 | 94 | 75 | 210532986
BRYANT HEATING AND COOLING SYSTEMS | 284ANV024*0**B* | CAP**3017AL*+UI | 987MB42080C17*** | 23200 | 26800 | 20 | 13 | 10 | 2.36 | 94 | 75 | 210532985
CARRIER | 25VNA424A*031* | CAP**3017AL*+UI | 59MN7B080C17**14 | 23200 | 26800 | 20 | 13 | 10 | 2.36 | 94 | 75 | 210532984
BRYANT HEATING AND COOLING SYSTEMS | 284ANV024*0**B* | CAP**3017AL*+UI | 986TC42080C17*** | 23200 | 26800 | 20 | 13 | 10 | 2.36 | 93 | 75 | 210532983
CARRIER | 25VNA424A*031* | CAP**3017AL*+UI | 59TN6B080C17**14 | 23200 | 26800 | 20 | 13 | 10 | 2.36 | 93 | 75 | 210532982
CARRIER | 25VNA424A*031* | CAP**3017AL*+UI | 59TN6B060C17**14 | 23000 | 26800 | 19.5 | 12.5 | 10 | 2.36 | 94 | 75 | 210532980
BRYANT HEATING AND COOLING SYSTEMS | 284ANV024*0**B* | CAP**3017AL*+UI | 88*TA48070C17*** | 23200 | 26800 | 20.5 | 13 | 10 | 2.38 | 93 | 74 | 210532979
BRYANT HEATING AND COOLING SYSTEMS | 284ANV024*0**B* | CAP**3017AL*+UI | 986TC42060C17*** | 23000 | 26800 | 19.5 | 12.5 | 10 | 2.36 | 94 | 75 | 210532981
CARRIER | 25VNA424A*031* | CAP**3017AL*+UI | 58TN*A070C17**16 | 23200 | 26800 | 20.5 | 13 | 10 | 2.38 | 93 | 74 | 210532978
BRYANT HEATING AND COOLING SYSTEMS | 284ANV024*0**B* | CAP**3017AL*+UI | 88*TA36045C17*** | 23000 | 26800 | 19.5 | 12.5 | 10 | 2.34 | 94 | 75 | 210532977
BRYANT HEATING AND COOLING SYSTEMS | 284ANV024*0**B* | CAP**3017AL*+UI | 83*CA48060C17*** | 23200 | 26600 | 20.5 | 13 | 10 | 2.38 | 94 | 75 | 210532975
CARRIER | 25VNA424A*031* | CAP**3017AL*+UI | 58TN*A045C17**12 | 23000 | 26800 | 19.5 | 12.5 | 10 | 2.34 | 94 | 75 | 210532976
BRYANT HEATING AND COOLING SYSTEMS | 284ANV024*0**B* | CAP**3017AL*+UI | 83*CA36040C17*** | 23200 | 26600 | 20.5 | 13 | 10 | 2.4 | 94 | 75 | 210532973
CARRIER | 25VNA424A*031* | CAP**3017AL*+UI | 58CU*A040C17**12 | 23200 | 26600 | 20.5 | 13 | 10 | 2.4 | 94 | 75 | 210532972
BRYANT HEATING AND COOLING SYSTEMS | 284ANV024*0**B* | CAP**3017AL*+UI | 935CA48060C17*** | 23000 | 26800 | 20 | 12.5 | 10 | 2.36 | 94 | 75 | 210532971
CARRIER | 25VNA424A*031* | CAP**3017AL*+UI | 59CU5A060C17**16 | 23000 | 26800 | 20 | 12.5 | 10 | 2.36 | 94 | 75 | 210532970
CARRIER | 25VNA424A*031* | CAP**3014AL*+UI | 58TN*A070C14**12 | 23200 | 26600 | 21 | 13 | 10 | 2.38 | 94 | 75 | 210532968
BRYANT HEATING AND COOLING SYSTEMS | 284ANV024*0**B* | CAP**3014AL*+UI | 88*TA36070C14*** | 23200 | 26600 | 21 | 13 | 10 | 2.38 | 94 | 75 | 210532969
BRYANT HEATING AND COOLING SYSTEMS | 284ANV024*0**B* | CAP**2517AL*+UI | 88*TA48090C17*** | 24200 | 26400 | 21.5 | 13.5 | 10.5 | 2.56 | 93 | 74 | 210532967
BRYANT HEATING AND COOLING SYSTEMS | 288BNV025*0**B* | CAP**3721AL*+UI | 88*TA48090C17*** | 24600 | 21000 | 17.5 | 11.7 | 8.5 | 2.04 | 97 | 79 | 204456900
CARRIER | 25VNA837A*030* | CAP**4824AL*+UI | 59TN6B120C24**22 | 32400 | 32400 | 17.5 | 11.7 | 8.5 | 2 | 97 | 77 | 204299375
CARRIER | 25VNA837A*030* | CAP**4824AL*+UI | 59TN6B100C21**22 | 32400 | 32600 | 17.5 | 11.7 | 8.5 | 2 | 96 | 76 | 204299425
CARRIER | 25VNA837A*030* | CAP**4824AL*+UI | 59MN7B120C24**22 | 32200 | 32600 | 17.5 | 11.7 | 8.5 | 1.98 | 96 | 77 | 204299405
CARRIER | 25VNA837A*030* | CAP**4824AL*+UI | 59MN7B100C21**22 | 32400 | 32600 | 17.5 | 11.7 | 8.5 | 2 | 96 | 76 | 204299395
CARRIER | 25VNA837A*030* | CAP**4824AL*+UI | 58TN*A135C24**22 | 32400 | 32400 | 17.5 | 11.7 | 8.5 | 2 | 97 | 77 | 204299365
CARRIER | 25VNA837A*030* | CAP**4821AL*+UI | 59TN6B100C21**22 | 32400 | 32600 | 17.5 | 11.7 | 8.5 | 1.98 | 96 | 77 | 204299305
CARRIER | 25VNA837A*030* | CAP**4821AL*+UI | 59MN7B100C21**22 | 32400 | 32600 | 17.5 | 11.7 | 8.5 | 1.98 | 96 | 77 | 204299285
CARRIER | 25VNA837A*030* | CAP**4821AL*+UI | 58TN*A090C21**20 | 32200 | 32600 | 17.5 | 11.7 | 8.5 | 1.98 | 96 | 77 | 204299225
CARRIER | 25VNA837A*030* | CAP**4821AL*+UI | 58TN*A090C17**16 | 32400 | 32600 | 18 | 11.7 | 8.5 | 2 | 96 | 76 | 204299315
CARRIER | 25VNA837A*030* | CNPV*4824AL*+UI | 59TN6B120C24**22 | 32400 | 32800 | 17.5 | 11.7 | 8.1 | 1.96 | 96 | 76 | 204299895
CARRIER | 25VNA837A*030* | CNPV*4824AL*+UI | 59TN6B100C21**22 | 32400 | 33000 | 17.5 | 11.7 | 8.1 | 1.96 | 95 | 75 | 204299945
CARRIER | 25VNA837A*030* | CNPV*4824AL*+UI | 58TN*A135C24**22 | 32400 | 32800 | 17.5 | 11.7 | 8.1 | 1.98 | 96 | 76 | 204299885
CARRIER | 25VNA837A*030* | CNPV*4824AL*+UI | 59MN7B100C21**22 | 32400 | 33000 | 17.5 | 11.7 | 8.1 | 1.96 | 95 | 75 | 204299915
CARRIER | 25VNA837A*030* | CNPV*4824AL*+UI | 58TN*A090C21**20 | 32400 | 33000 | 17.5 | 11.7 | 8.1 | 1.96 | 96 | 75 | 204299875
CARRIER | 25VNA837A*030* | CNPV*4821AL*+UI | 59TN6B100C21**22 | 32400 | 33000 | 17.5 | 11.7 | 8.1 | 1.96 | 95 | 75 | 204299825
CARRIER | 25VNA837A*030* | CNPV*4821AL*+UI | 59MN7B100C21**22 | 32400 | 33000 | 17.5 | 11.7 | 8.1 | 1.96 | 95 | 75 | 204299805
KENMORE | (C,H,T)VH837GKA** | EA*4X37L21A*+WALLCON | *96CTN1002122A* | 33000 | 33000 | 17.5 | 11.7 | 8.5 | 2 | 96 | 76 | 205751087
KENMORE | (C,H,T)VH837GKA** | EA*4X37L21A*+WALLCON | *97CMN1002122A* | 33000 | 33000 | 17.5 | 11.7 | 8.5 | 2 | 96 | 76 | 205751071
KENMORE | (C,H,T)VH837GKA** | EA*4X42L21A*+WALLCON | *80CTL0901716A* | 31800 | 33000 | 17.5 | 11.7 | 8.5 | 1.9 | 95 | 74 | 204299033
CARRIER | 25VNA424A*031* | CSPH*3012AL*+UI | 58CU*A040C17**12 | 23400 | 27000 | 19.5 | 12.5 | 9 | 2.46 | 93 | 74 | 210533088
BRYANT HEATING AND COOLING SYSTEMS | 284ANV024*0**B* | CSPH*3012AL*+UI | 935CA66100C21*** | 23400 | 27000 | 19.5 | 12.5 | 9 | 2.46 | 93 | 74 | 210533087
BRYANT HEATING AND COOLING SYSTEMS | 284ANV024*0**B* | CSPH*3012AL*+UI | 935CA60080C21*** | 23400 | 27000 | 19.5 | 12.5 | 9 | 2.46 | 93 | 73 | 210533085
CARRIER | 25VNA424A*031* | CSPH*3012AL*+UI | 59CU5A100C21**22 | 23400 | 27000 | 19.5 | 12.5 | 9 | 2.46 | 93 | 74 | 210533086
BRYANT HEATING AND COOLING SYSTEMS | 284ANV024*0**B* | CSPH*3012AL*+UI | 935CA48060C17*** | 23400 | 27200 | 19 | 12.5 | 10 | 2.42 | 93 | 74 | 210533083
CARRIER | 25VNA424A*031* | CSPH*3012AL*+UI | 59CU5A080C21**20 | 23400 | 27000 | 19.5 | 12.5 | 9 | 2.46 | 93 | 73 | 210533084
CARRIER | 25VNA424A*031* | CSPH*3012AL*+UI | 59CU5A060C17**16 | 23400 | 27200 | 19 | 12.5 | 10 | 2.42 | 93 | 74 | 210533082
BRYANT HEATING AND COOLING SYSTEMS | 284ANV024*0**B* | CNPV*4221AL*+UI | 83*CA48060C17*** | 23400 | 26600 | 20.5 | 13 | 10 | 2.46 | 93 | 74 | 210533081
CARRIER | 25VNA424A*031* | CNPV*4221AL*+UI | 58CU*A040C17**12 | 23600 | 26600 | 21 | 13.5 | 10 | 2.46 | 93 | 74 | 210533078
BRYANT HEATING AND COOLING SYSTEMS | 284ANV024*0**B* | CNPV*4221AL*+UI | 83*CA36040C17*** | 23600 | 26600 | 21 | 13.5 | 10 | 2.46 | 93 | 74 | 210533079
BRYANT HEATING AND COOLING SYSTEMS | 284ANV024*0**B* | CNPV*4221AL*+UI | 935CA66100C21*** | 23600 | 26600 | 20.5 | 13.5 | 10 | 2.46 | 93 | 74 | 210533077
BRYANT HEATING AND COOLING SYSTEMS | 284ANV024*0**B* | CNPV*4221AL*+UI | 935CA60080C21*** | 23600 | 26600 | 20.5 | 13.5 | 10 | 2.46 | 93 | 74 | 210533075
CARRIER | 25VNA424A*031* | CNPV*4221AL*+UI | 59CU5A080C21**20 | 23600 | 26600 | 20.5 | 13.5 | 10 | 2.46 | 93 | 74 | 210533074
BRYANT HEATING AND COOLING SYSTEMS | 284ANV024*0**B* | CNPV*4217AL*+UI | 83*CA48060C17*** | 23600 | 26600 | 20.5 | 13.5 | 10 | 2.5 | 93 | 74 | 210533071
BRYANT HEATING AND COOLING SYSTEMS | 284ANV024*0**B* | CNPV*4221AL*+UI | 935CA48060C17*** | 23400 | 26800 | 20 | 13 | 10 | 2.42 | 93 | 75 | 210533073
CARRIER | 25VNA424A*031* | CNPV*4221AL*+UI | 59CU5A060C17**16 | 23400 | 26800 | 20 | 13 | 10 | 2.42 | 93 | 75 | 210533072
CARRIER | 25VNA424A*031* | CNPV*4217AL*+UI | 58CU*A060C17**16 | 23600 | 26600 | 20.5 | 13.5 | 10 | 2.5 | 93 | 74 | 210533070
BRYANT HEATING AND COOLING SYSTEMS | 284ANV024*0**B* | CNPV*4217AL*+UI | 83*CA36040C17*** | 23600 | 26600 | 21 | 13.5 | 10 | 2.5 | 93 | 74 | 210533069
CARRIER | 25VNA424A*031* | CNPV*4217AL*+UI | 58CU*A040C17**12 | 23600 | 26600 | 21 | 13.5 | 10 | 2.5 | 93 | 74 | 210533068
BRYANT HEATING AND COOLING SYSTEMS | 284ANV024*0**B* | CNPV*4217AL*+UI | 935CA48060C17*** | 23600 | 26600 | 20 | 13 | 10 | 2.46 | 94 | 75 | 210533067
CARRIER | 25VNA424A*031* | CNPV*4217AL*+UI | 59CU5A060C17**16 | 23600 | 26600 | 20 | 13 | 10 | 2.46 | 94 | 75 | 210533066
BRYANT HEATING AND COOLING SYSTEMS | 284ANV024*0**B* | CNPV*3017AL*+UI | 88*TA48090C17*** | 23400 | 26600 | 21 | 13.5 | 10 | 2.4 | 93 | 74 | 210533065
CARRIER | 25VNA424A*031* | CNPV*3017AL*+UI | 58TN*A090C17**16 | 23400 | 26600 | 21 | 13.5 | 10 | 2.4 | 93 | 74 | 210533064
CARRIER | 25VNA424A*031* | CNPV*3017AL*+UI | 58TN*A070C14**12 | 23200 | 26600 | 21 | 13 | 10 | 2.4 | 94 | 75 | 210533062
BRYANT HEATING AND COOLING SYSTEMS | 284ANV024*0**B* | CNPV*3017AL*+UI | 88*TA36070C14*** | 23200 | 26600 | 21 | 13 | 10 | 2.4 | 94 | 75 | 210533063
BRYANT HEATING AND COOLING SYSTEMS | 284ANV024*0**B* | CNPV*3017AL*+UI | 986TC42080C17*** | 23200 | 26800 | 20 | 13 | 9.5 | 2.38 | 93 | 75 | 210533059
CARRIER | 25VNA424A*031* | CNPV*3017AL*+UI | 59MN7B080C17**14 | 23200 | 26800 | 20 | 13 | 9.5 | 2.36 | 94 | 75 | 210533060
BRYANT HEATING AND COOLING SYSTEMS | 284ANV024*0**B* | CNPV*3017AL*+UI | 986TC42060C17*** | 23200 | 26800 | 19.5 | 13 | 9.5 | 2.36 | 94 | 75 | 210533057
BRYANT HEATING AND COOLING SYSTEMS | 284ANV024*0**B* | CNPV*3017AL*+UI | 88*TA48070C17*** | 23200 | 26800 | 20.5 | 13 | 10 | 2.38 | 93 | 74 | 210533055
CARRIER | 25VNA424A*031* | CNPV*3017AL*+UI | 59TN6B060C17**14 | 23200 | 26800 | 19.5 | 13 | 9.5 | 2.36 | 94 | 75 | 210533056
BRYANT HEATING AND COOLING SYSTEMS | 284ANV024*0**B* | CNPV*3017AL*+UI | 83*CA48060C17*** | 23200 | 26800 | 20.5 | 13 | 10 | 2.4 | 93 | 74 | 210533053
CARRIER | 25VNA424A*031* | CNPV*3017AL*+UI | 58CU*A060C17**16 | 23200 | 26800 | 20.5 | 13 | 10 | 2.4 | 93 | 74 | 210533052
BRYANT HEATING AND COOLING SYSTEMS | 284ANV024*0**B* | CNPV*3017AL*+UI | 83*CA36040C17*** | 23200 | 26600 | 20.5 | 13 | 10 | 2.4 | 94 | 75 | 210533051
CARRIER | 25VNA424A*031* | CNPV*3017AL*+UI | 58TN*A070C17**16 | 23200 | 26800 | 20.5 | 13 | 10 | 2.38 | 93 | 74 | 210533054
CARRIER | 25VNA424A*031* | CNPV*3017AL*+UI | 58CU*A040C17**12 | 23200 | 26600 | 20.5 | 13 | 10 | 2.4 | 94 | 75 | 210533050
BRYANT HEATING AND COOLING SYSTEMS | 284ANV024*0**B* | CNPV*3017AL*+UI | 935CA48060C17*** | 23200 | 26800 | 20 | 13 | 9.5 | 2.36 | 94 | 75 | 210533049
CARRIER | 25VNA424A*031* | CAP**4321AL*+UI | 59MN7B060C21**20 | 24000 | 26400 | 20 | 13.5 | 10.5 | 2.52 | 94 | 75 | 210533046
BRYANT HEATING AND COOLING SYSTEMS | 284ANV024*0**B* | CAP**4321AL*+UI | 987MB60060C21*** | 24000 | 26400 | 20 | 13.5 | 10.5 | 2.52 | 94 | 75 | 210533047
CARRIER | 25VNA424A*031* | CNPV*3017AL*+UI | 59CU5A060C17**16 | 23200 | 26800 | 20 | 13 | 9.5 | 2.36 | 94 | 75 | 210533048
BRYANT HEATING AND COOLING SYSTEMS | 284ANV024*0**B* | CAP**4321AL*+UI | 88*TA48090C17*** | 24200 | 26400 | 21.5 | 14 | 11 | 2.58 | 93 | 74 | 210533045
CARRIER | 25VNA424A*031* | CAP**4321AL*+UI | 58TN*A090C17**16 | 24200 | 26400 | 21.5 | 14 | 11 | 2.58 | 93 | 74 | 210533044
BRYANT HEATING AND COOLING SYSTEMS | 284ANV024*0**B* | CAP**4321AL*+UI | 987MB42080C17*** | 24000 | 26400 | 20 | 13.5 | 10.5 | 2.52 | 94 | 75 | 210533043
BRYANT HEATING AND COOLING SYSTEMS | 284ANV024*0**B* | CAP**4321AL*+UI | 986TC42080C17*** | 24000 | 26400 | 20 | 13.5 | 10.5 | 2.54 | 94 | 75 | 210533041
CARRIER | 25VNA424A*031* | CAP**4321AL*+UI | 59TN6B080C17**14 | 24000 | 26400 | 20 | 13.5 | 10.5 | 2.54 | 94 | 75 | 210533040
BRYANT HEATING AND COOLING SYSTEMS | 284ANV024*0**B* | CAP**4321AL*+UI | 986TC42060C17*** | 24000 | 26600 | 20 | 13 | 10.5 | 2.52 | 93 | 75 | 210533039
CARRIER | 25VNA424A*031* | CAP**4321AL*+UI | 59TN6B060C17**14 | 24000 | 26600 | 20 | 13 | 10.5 | 2.52 | 93 | 75 | 210533038
CARRIER | 25VNA424A*031* | CAP**4321AL*+UI | 58TN*A070C17**16 | 24200 | 26400 | 20.5 | 13.5 | 10.5 | 2.54 | 94 | 75 | 210533036
BRYANT HEATING AND COOLING SYSTEMS | 284ANV024*0**B* | CAP**4321AL*+UI | 83*CA48060C17*** | 24200 | 26400 | 20.5 | 13.5 | 10.5 | 2.56 | 93 | 75 | 210533035
BRYANT HEATING AND COOLING SYSTEMS | 284ANV024*0**B* | CAP**4321AL*+UI | 88*TA48070C17*** | 24200 | 26400 | 20.5 | 13.5 | 10.5 | 2.54 | 94 | 75 | 210533037
BRYANT HEATING AND COOLING SYSTEMS | 284ANV024*0**B* | CAP**4321AL*+UI | 83*CA36040C17*** | 24200 | 26400 | 21 | 13.5 | 10.5 | 2.56 | 93 | 74 | 210533033
BRYANT HEATING AND COOLING SYSTEMS | 284ANV024*0**B* | CAP**4321AL*+UI | 935CA60080C21*** | 24200 | 26400 | 20.5 | 13.5 | 10.5 | 2.56 | 93 | 74 | 210533029
CARRIER | 25VNA424A*031* | CAP**4321AL*+UI | 59CU5A080C21**20 | 24200 | 26400 | 20.5 | 13.5 | 10.5 | 2.56 | 93 | 74 | 210533028
CARRIER | 25VNA424A*031* | CAP**4321AL*+UI | 58CU*A040C17**12 | 24200 | 26400 | 21 | 13.5 | 10.5 | 2.56 | 93 | 74 | 210533032
BRYANT HEATING AND COOLING SYSTEMS | 284ANV024*0**B* | CAP**4321AL*+UI | 935CA66100C21*** | 24200 | 26400 | 20.5 | 13.5 | 10.5 | 2.56 | 93 | 74 | 210533031
BRYANT HEATING AND COOLING SYSTEMS | 284ANV024*0**B* | CAP**4321AL*+UI | 935CA48060C17*** | 24000 | 26400 | 20 | 13 | 10.5 | 2.52 | 94 | 75 | 210533027
CARRIER | 25VNA424A*031* | CAP**4321AL*+UI | 59CU5A100C21**22 | 24200 | 26400 | 20.5 | 13.5 | 10.5 | 2.56 | 93 | 74 | 210533030
CARRIER | 25VNA837A*030* | CNPV*4217AL*+UI | 58TN*A090C17**16 | 32200 | 33000 | 17.5 | 11.7 | 8.1 | 1.92 | 95 | 75 | 204299555
KENMORE | (C,H,T)VH837GKA** | EN(A,D)4X48L24**+WALLCON | *96CTN1202422A* | 32400 | 32800 | 17.5 | 11.7 | 8.1 | 1.96 | 96 | 76 | 204299903
KENMORE | (C,H,T)VH837GKA** | EN(A,D,W)4X48L21**+WALLCON | *80CTL0902120A* | 32400 | 33000 | 17.5 | 11.7 | 8.1 | 1.96 | 96 | 75 | 204299753
KENMORE | (C,H,T)VH837GKA** | EA*4X37L21A*+WALLCON | *80CTL0901716A* | 33000 | 32800 | 18 | 11.7 | 8.5 | 2 | 97 | 76 | 205751095
KENMORE | (C,H,T)VH837GKA** | EA*4X37L21A*+WALLCON | *80CTL0902120A* | 32800 | 33000 | 17.5 | 11.7 | 8.5 | 1.98 | 96 | 76 | 205751023
KEEPRITE | CVH837GKA** | EA*4X48L21A*+WALLCON | *96CTN1002122A* | 32400 | 32600 | 17.5 | 11.7 | 8.5 | 1.98 | 96 | 77 | 204299312
DAY & NIGHT | CVH837GKA** | EA*4X48L21A*+WALLCON | *96CTN1002122A* | 32400 | 32600 | 17.5 | 11.7 | 8.5 | 1.98 | 96 | 77 | 204299311
COMFORTMAKER | CVH837GKA** | EA*4X48L21A*+WALLCON | *97CMN1002122A* | 32400 | 32600 | 17.5 | 11.7 | 8.5 | 1.98 | 96 | 77 | 204299290
KEEPRITE | CVH837GKA** | EA*4X48L21A*+WALLCON | *97CMN1002122A* | 32400 | 32600 | 17.5 | 11.7 | 8.5 | 1.98 | 96 | 77 | 204299292
DAY & NIGHT | CVH837GKA** | EA*4X48L21A*+WALLCON | *97CMN1002122A* | 32400 | 32600 | 17.5 | 11.7 | 8.5 | 1.98 | 96 | 77 | 204299291
COMFORTMAKER | CVH837GKA** | EA*4X48L24A*+WALLCON | *80CTL0902120A* | 32400 | 32600 | 17.5 | 11.7 | 8.5 | 1.98 | 96 | 77 | 204299360
KEEPRITE | CVH837GKA** | EA*4X48L24A*+WALLCON | *80CTL0902120A* | 32400 | 32600 | 17.5 | 11.7 | 8.5 | 1.98 | 96 | 77 | 204299362
COMFORTMAKER | CVH837GKA** | EA*4X48L24A*+WALLCON | *80CTL1352422A* | 32400 | 32400 | 17.5 | 11.7 | 8.5 | 2 | 97 | 77 | 204299370
DAY & NIGHT | CVH837GKA** | EA*4X48L24A*+WALLCON | *80CTL1352422A* | 32400 | 32400 | 17.5 | 11.7 | 8.5 | 2 | 97 | 77 | 204299371
DAY & NIGHT | CVH837GKA** | EA*4X48L24A*+WALLCON | *80CTL0902120A* | 32400 | 32600 | 17.5 | 11.7 | 8.5 | 1.98 | 96 | 77 | 204299361
KEEPRITE | CVH837GKA** | EA*4X48L24A*+WALLCON | *80CTL1352422A* | 32400 | 32400 | 17.5 | 11.7 | 8.5 | 2 | 97 | 77 | 204299372
KENMORE | (C,H,T)VH837GKA** | EN(A,D)4X48L24**+WALLCON | *97CMN1002122A* | 32400 | 33000 | 17.5 | 11.7 | 8.1 | 1.96 | 95 | 75 | 204299923
KENMORE | (C,H,T)VH837GKA** | EA*4X48L21A*+WALLCON | *80CTL0902120A* | 32200 | 32600 | 17.5 | 11.7 | 8.5 | 1.98 | 96 | 77 | 204299233
KENMORE | (C,H,T)VH837GKA** | EA*4X48L21A*+WALLCON | *80CTL0901716A* | 32400 | 32600 | 18 | 11.7 | 8.5 | 2 | 96 | 76 | 204299323
KENMORE | (C,H,T)VH837GKA** | EA*4X43L21A*+WALLCON | *96CTN1002122A* | 33000 | 33000 | 17.5 | 11.7 | 8.5 | 2 | 96 | 76 | 205751216
KENMORE | (C,H,T)VH837GKA** | EA*4X43L21A*+WALLCON | *80CTL0902120A* | 32800 | 33000 | 17.5 | 11.7 | 8.5 | 2 | 96 | 76 | 205751143
KENMORE | (C,H,T)VH837GKA** | EA*4X43L21A*+WALLCON | *80CTL0901716A* | 33000 | 32800 | 18 | 11.7 | 8.5 | 2 | 97 | 76 | 205751224
KENMORE | (C,H,T)VH837GKA** | EA*4X43L21A*+WALLCON | *80CTL0701716A* | 32800 | 33000 | 17.5 | 11.7 | 8.5 | 1.98 | 97 | 76 | 205751127
DAY & NIGHT | CVH837GKA** | EA*4X48L24A*+WALLCON | *97CMN1202422A* | 32200 | 32600 | 17.5 | 11.7 | 8.5 | 1.98 | 96 | 77 | 204299411
KEEPRITE | CVH837GKA** | EA*4X48L24A*+WALLCON | *97CMN1202422A* | 32200 | 32600 | 17.5 | 11.7 | 8.5 | 1.98 | 96 | 77 | 204299412
KEEPRITE | CVH837GKA** | EA*4X48L24A*+WALLCON | *97CMN1002122A* | 32400 | 32600 | 17.5 | 11.7 | 8.5 | 2 | 96 | 76 | 204299402
DAY & NIGHT | CVH837GKA** | EA*4X48L24A*+WALLCON | *97CMN1002122A* | 32400 | 32600 | 17.5 | 11.7 | 8.5 | 2 | 96 | 76 | 204299401
COMFORTMAKER | CVH837GKA** | EA*4X48L24A*+WALLCON | *97CMN1002122A* | 32400 | 32600 | 17.5 | 11.7 | 8.5 | 2 | 96 | 76 | 204299400
DAY & NIGHT | CVH837GKA** | EA*4X48L24A*+WALLCON | *96CTN1202422A* | 32400 | 32400 | 17.5 | 11.7 | 8.5 | 2 | 97 | 77 | 204299381
KEEPRITE | CVH837GKA** | EA*4X48L24A*+WALLCON | *96CTN1202422A* | 32400 | 32400 | 17.5 | 11.7 | 8.5 | 2 | 97 | 77 | 204299382
COMFORTMAKER | CVH837GKA** | EA*4X48L24A*+WALLCON | *96CTN1202422A* | 32400 | 32400 | 17.5 | 11.7 | 8.5 | 2 | 97 | 77 | 204299380
DAY & NIGHT | CVH837GKA** | EA*4X48L24A*+WALLCON | *96CTN1002122A* | 32400 | 32600 | 17.5 | 11.7 | 8.5 | 2 | 96 | 76 | 204299431
COMFORTMAKER | CVH837GKA** | EA*4X48L24A*+WALLCON | *96CTN1002122A* | 32400 | 32600 | 17.5 | 11.7 | 8.5 | 2 | 96 | 76 | 204299430
KEEPRITE | CVH837GKA** | EA*4X48L24A*+WALLCON | *96CTN1002122A* | 32400 | 32600 | 17.5 | 11.7 | 8.5 | 2 | 96 | 76 | 204299432
BRYANT HEATING AND COOLING SYSTEMS | 284ANV024*0**B* | CSPH*4212AL*+UI | 83*CA48060C17*** | 23800 | 26600 | 20 | 13 | 9.5 | 2.52 | 92 | 74 | 210533115
CARRIER | 25VNA424A*031* | CSPH*4212AL*+UI | 58CU*A060C17**16 | 23800 | 26600 | 20 | 13 | 9.5 | 2.52 | 92 | 74 | 210533114
BRYANT HEATING AND COOLING SYSTEMS | 284ANV024*0**B* | CSPH*4212AL*+UI | 83*CA36040C17*** | 24000 | 26400 | 20 | 13 | 9.5 | 2.54 | 93 | 74 | 210533113
BRYANT HEATING AND COOLING SYSTEMS | 284ANV024*0**B* | CSPH*4212AL*+UI | 935CA66100C21*** | 24000 | 26400 | 19.5 | 13 | 9.5 | 2.54 | 93 | 74 | 210533111
CARRIER | 25VNA424A*031* | CSPH*4212AL*+UI | 58CU*A040C17**12 | 24000 | 26400 | 20 | 13 | 9.5 | 2.54 | 93 | 74 | 210533112
CARRIER | 25VNA424A*031* | CSPH*4212AL*+UI | 59CU5A100C21**22 | 24000 | 26400 | 19.5 | 13 | 9.5 | 2.54 | 93 | 74 | 210533110
BRYANT HEATING AND COOLING SYSTEMS | 284ANV024*0**B* | CSPH*4212AL*+UI | 935CA60080C21*** | 24000 | 26400 | 20 | 13 | 9.5 | 2.54 | 93 | 74 | 210533109
CARRIER | 25VNA424A*031* | CSPH*4212AL*+UI | 59CU5A080C21**20 | 24000 | 26400 | 20 | 13 | 9.5 | 2.54 | 93 | 74 | 210533108
BRYANT HEATING AND COOLING SYSTEMS | 284ANV024*0**B* | CSPH*4212AL*+UI | 935CA48060C17*** | 23800 | 26600 | 19.5 | 12.5 | 9.5 | 2.5 | 93 | 74 | 210533107
CARRIER | 25VNA424A*031* | CSPH*4212AL*+UI | 59CU5A060C17**16 | 23800 | 26600 | 19.5 | 12.5 | 9.5 | 2.5 | 93 | 74 | 210533106
CARRIER | 25VNA424A*031* | CSPH*3012AL*+UI | 59MN7B060C21**20 | 23400 | 27200 | 18.5 | 12.5 | 10 | 2.42 | 93 | 74 | 210533104
BRYANT HEATING AND COOLING SYSTEMS | 284ANV024*0**B* | CSPH*3012AL*+UI | 987MB60060C21*** | 23400 | 27200 | 18.5 | 12.5 | 10 | 2.42 | 93 | 74 | 210533105
CARRIER | 25VNA424A*031* | CSPH*3012AL*+UI | 58TN*A090C17**16 | 23600 | 27000 | 20.5 | 13 | 9 | 2.48 | 92 | 73 | 210533102
BRYANT HEATING AND COOLING SYSTEMS | 284ANV024*0**B* | CSPH*3012AL*+UI | 88*TA36070C14*** | 23400 | 27000 | 20.5 | 12.5 | 9 | 2.46 | 93 | 74 | 210533101
BRYANT HEATING AND COOLING SYSTEMS | 284ANV024*0**B* | CSPH*3012AL*+UI | 987MB42080C17*** | 23400 | 27200 | 19 | 12.5 | 10 | 2.42 | 93 | 74 | 210533099
BRYANT HEATING AND COOLING SYSTEMS | 284ANV024*0**B* | CSPH*3012AL*+UI | 986TC42080C17*** | 23400 | 27000 | 19 | 12.5 | 9 | 2.44 | 93 | 74 | 210533097
CARRIER | 25VNA424A*031* | CSPH*3012AL*+UI | 59MN7B080C17**14 | 23400 | 27200 | 19 | 12.5 | 10 | 2.42 | 93 | 74 | 210533098
CARRIER | 25VNA424A*031* | CSPH*3012AL*+UI | 59TN6B080C17**14 | 23400 | 27000 | 19 | 12.5 | 9 | 2.44 | 93 | 74 | 210533096
BRYANT HEATING AND COOLING SYSTEMS | 284ANV024*0**B* | CSPH*3012AL*+UI | 986TC42060C17*** | 23400 | 27200 | 19 | 12.5 | 10 | 2.42 | 93 | 74 | 210533095
CARRIER | 25VNA424A*031* | CSPH*3012AL*+UI | 59TN6B060C17**14 | 23400 | 27200 | 19 | 12.5 | 10 | 2.42 | 93 | 74 | 210533094
CARRIER | 25VNA424A*031* | CSPH*3012AL*+UI | 58TN*A070C17**16 | 23400 | 27000 | 19.5 | 12.5 | 9 | 2.44 | 93 | 74 | 210533092
BRYANT HEATING AND COOLING SYSTEMS | 284ANV024*0**B* | CSPH*3012AL*+UI | 88*TA48070C17*** | 23400 | 27000 | 19.5 | 12.5 | 9 | 2.44 | 93 | 74 | 210533093
CARRIER | 25VNA424A*031* | CSPH*3012AL*+UI | 58CU*A060C17**16 | 23400 | 27000 | 19.5 | 12.5 | 9 | 2.46 | 93 | 74 | 210533090
BRYANT HEATING AND COOLING SYSTEMS | 284ANV024*0**B* | CSPH*3012AL*+UI | 83*CA48060C17*** | 23400 | 27000 | 19.5 | 12.5 | 9 | 2.46 | 93 | 74 | 210533091
BRYANT HEATING AND COOLING SYSTEMS | 284ANV024*0**B* | CSPH*3012AL*+UI | 83*CA36040C17*** | 23400 | 27000 | 19.5 | 12.5 | 9 | 2.46 | 93 | 74 | 210533089
KENMORE | (C,H,T)VH825GKA2* | EA*4X37L21A*+WALLCON | *80CTL0901716A* | 24600 | 21000 | 17.5 | 11.7 | 8.5 | 2.04 | 97 | 79 | 205750733
KENMORE | (C,H,T)VH837GKA** | END4X42L17**+WALLCON | *80CTL0901716A* | 32200 | 33000 | 17.5 | 11.7 | 8.1 | 1.92 | 95 | 75 | 204299563
KENMORE | (C,H,T)VH837GKA** | EN(A,D,W)4X48L21**+WALLCON | *97CMN1002122A* | 32400 | 33000 | 17.5 | 11.7 | 8.1 | 1.96 | 95 | 75 | 204299813
KENMORE | (C,H,T)VH837GKA** | EN(A,D,W)4X48L21**+WALLCON | *96CTN1002122A* | 32400 | 33000 | 17.5 | 11.7 | 8.1 | 1.96 | 95 | 75 | 204299833
KENMORE | (C,H,T)VH837GKA** | EN(A,D,W)4X48L21**+WALLCON | *95CSU0802120A* | 32400 | 32800 | 17.5 | 11.7 | 8.1 | 1.96 | 96 | 76 | 206136282
KENMORE | (C,H,T)VH837GKA** | EN(A,D,W)4X48L21**+WALLCON | *95CSU1002122A* | 32400 | 32800 | 17.5 | 11.7 | 8.1 | 1.98 | 96 | 75 | 206136292
DAY & NIGHT | CVH825GKA2* | EA*4X37L21A*+WALLCON | *80CTL0901716A* | 24600 | 21000 | 17.5 | 11.7 | 8.5 | 2.04 | 97 | 79 | 205750731
COMFORTMAKER | CVH825GKA2* | EA*4X37L21A*+WALLCON | *80CTL0901716A* | 24600 | 21000 | 17.5 | 11.7 | 8.5 | 2.04 | 97 | 79 | 205750730
KEEPRITE | CVH825GKA2* | EA*4X37L21A*+WALLCON | *80CTL0901716A* | 24600 | 21000 | 17.5 | 11.7 | 8.5 | 2.04 | 97 | 79 | 205750732
KEEPRITE | C4H7T24*K*AAA* | EA*4X37L21A* | *80CTL0902120A* | 23800 | 24200 | 16 | 12.5 | 8.1 | 2.24 | 58 | 43 | 210703510
KEEPRITE | C4H7T24*K*AAA* | EA*4X37L21A* | *80CSU0802120A* | 24000 | 24400 | 16 | 12.5 | 8.1 | 2.26 | 58 | 42 | 210703503
KEEPRITE | C4H7T24*K*AAA* | EA*4X37L21A* | *95CSU0802120A* | 23600 | 24000 | 17 | 12.5 | 8.1 | 2.24 | 58 | 43 | 210703512
KEEPRITE | C4H7T24*K*AAA* | EA*4X37L21A* | *95CSU1002122A* | 24000 | 24400 | 17 | 12.5 | 8.1 | 2.26 | 59 | 43 | 210703513
KEEPRITE | C4H7T24*K*AAA* | EA*4X37L21A* | *97CMN0801714A* | 24000 | 24600 | 17 | 12.5 | 8.1 | 2.24 | 59 | 43 | 210703515
KEEPRITE | C4H7T24*K*AAA* | EA*4X37L21A* | *96VSN0802120A* | 23800 | 24200 | 17 | 12.5 | 8.1 | 2.26 | 58 | 43 | 210703519
KEEPRITE | C4H7T24*K*AAA* | EA*4X37L21A* | *80CTL0701716A* | 23600 | 24000 | 16 | 12.5 | 8.1 | 2.24 | 58 | 43 | 210703509
KEEPRITE | C4H7T24*K*AAA* | EA*4X37L21A* | *96VTN0601714A* | 23800 | 24400 | 16.5 | 12.5 | 8.1 | 2.22 | 59 | 43 | 210703523
KEEPRITE | C4H7T24*K*AAA* | EA*4X37L21A* | OLV098A12* | 23800 | 24400 | 16 | 12.5 | 8.1 | 2.22 | 59 | 43 | 210703527
KEEPRITE | C4H7T24*K*AAA* | EA*4X37L21A* | OMV112K14A | 23600 | 24200 | 16 | 12 | 8.1 | 2.22 | 59 | 43 | 210703529
KEEPRITE | C4H7T24*K*AAA* | EA*4X37L21A* | OMV098J12* | 23800 | 24400 | 16 | 12.5 | 8.1 | 2.22 | 59 | 43 | 210703528
ARCOAIRE | HVH837GKA** | EA*4X37L21A*+WALLCON | *97CMN1002122A* | 33000 | 33000 | 17.5 | 11.7 | 8.5 | 2 | 96 | 76 | 205751067
AIRQUEST | HVH837GKA** | EA*4X37L21A*+WALLCON | *97CMN1002122A* | 33000 | 33000 | 17.5 | 11.7 | 8.5 | 2 | 96 | 76 | 205751066
HEIL | HVH837GKA** | EA*4X37L21A*+WALLCON | *97CMN1002122A* | 33000 | 33000 | 17.5 | 11.7 | 8.5 | 2 | 96 | 76 | 205751065
ARCOAIRE | HVH837GKA** | EA*4X37L21A*+WALLCON | *96CTN1002122A* | 33000 | 33000 | 17.5 | 11.7 | 8.5 | 2 | 96 | 76 | 205751083
HEIL | HVH837GKA** | EA*4X37L21A*+WALLCON | *96CTN1002122A* | 33000 | 33000 | 17.5 | 11.7 | 8.5 | 2 | 96 | 76 | 205751081
AIRQUEST | HVH837GKA** | EA*4X37L21A*+WALLCON | *96CTN1002122A* | 33000 | 33000 | 17.5 | 11.7 | 8.5 | 2 | 96 | 76 | 205751082
AIRQUEST | H4H7T24*K*AAA* | EA*4X25L17A* | *80CTL0701716A* | 23600 | 24000 | 16 | 12.5 | 8.1 | 2.22 | 58 | 42 | 210701946
AIRQUEST | H4H7T24*K*AAA* | EA*4X37L21A* | OLV098A12* | 23800 | 24400 | 16 | 12.5 | 8.1 | 2.22 | 59 | 43 | 210701901
AIRQUEST | H4H7T24*K*AAA* | EA*4X37L21A* | OMV112K14A | 23600 | 24200 | 16 | 12 | 8.1 | 2.22 | 59 | 43 | 210701903
AIRQUEST | H4H7T24*K*AAA* | EA*4X37L21A* | *95CSU1002122A* | 24000 | 24400 | 17 | 12.5 | 8.1 | 2.26 | 59 | 43 | 210701887
AIRQUEST | H4H7T24*K*AAA* | EA*4X37L21A* | *96VTN0601714A* | 23800 | 24400 | 16.5 | 12.5 | 8.1 | 2.22 | 59 | 43 | 210701897
COMFORTMAKER | C4H7T24*K*AAA* | EA*4X37L21A* | OMV112K14A | 23600 | 24200 | 16 | 12 | 8.1 | 2.22 | 59 | 43 | 210702747
COMFORTMAKER | C4H7T24*K*AAA* | EA*4X37L21A* | OMV098J12* | 23800 | 24400 | 16 | 12.5 | 8.1 | 2.22 | 59 | 43 | 210702746
COMFORTMAKER | C4H7T24*K*AAA* | EA*4X37L21A* | OLV098A12* | 23800 | 24400 | 16 | 12.5 | 8.1 | 2.22 | 59 | 43 | 210702745
COMFORTMAKER | C4H7T24*K*AAA* | EA*4X37L17A* | *96VTN0401410A* | 23600 | 24600 | 16.5 | 12 | 8.1 | 2.16 | 59 | 43 | 210702826
COMFORTMAKER | C4H7T24*K*AAA* | EA*4X37L21A* | *96VTN0601714A* | 23800 | 24400 | 16.5 | 12.5 | 8.1 | 2.22 | 59 | 43 | 210702741
COMFORTMAKER | C4H7T24*K*AAA* | EA*4X37L21A* | *96VSN0802120A* | 23800 | 24200 | 17 | 12.5 | 8.1 | 2.26 | 58 | 43 | 210702737
COMFORTMAKER | C4H7T24*K*AAA* | EA*4X37L21A* | *95CSU0802120A* | 23600 | 24000 | 17 | 12.5 | 8.1 | 2.24 | 58 | 43 | 210702730
COMFORTMAKER | C4H7T24*K*AAA* | EA*4X37L21A* | *97CMN0801714A* | 24000 | 24600 | 17 | 12.5 | 8.1 | 2.24 | 59 | 43 | 210702733
COMFORTMAKER | C4H7T24*K*AAA* | EA*4X37L21A* | *80CTL0902120A* | 23800 | 24200 | 16 | 12.5 | 8.1 | 2.24 | 58 | 43 | 210702728
COMFORTMAKER | C4H7T24*K*AAA* | EA*4X37L21A* | *95CSU1002122A* | 24000 | 24400 | 17 | 12.5 | 8.1 | 2.26 | 59 | 43 | 210702731
COMFORTMAKER | C4H7T24*K*AAA* | EA*4X37L21A* | *80CTL0701716A* | 23600 | 24000 | 16 | 12.5 | 8.1 | 2.24 | 58 | 43 | 210702727
COMFORTMAKER | C4H7T24*K*AAA* | EA*4X37L21A* | *80CSU0802120A* | 24000 | 24400 | 16 | 12.5 | 8.1 | 2.26 | 58 | 42 | 210702721
COMFORTMAKER | C4H7T24*K*AAA* | EA*4X37L17A* | *96VTN0601412A* | 23600 | 24400 | 16.5 | 12.5 | 8.1 | 2.18 | 58 | 43 | 210702714
COMFORTMAKER | C4H7T24*K*AAA* | EA*4X37L17A* | *96VTN0601714A* | 23600 | 24200 | 16.5 | 12.5 | 8.1 | 2.2 | 58 | 43 | 210702715
COMFORTMAKER | C4H7T24*K*AAA* | EA*4X36L21A* | *96CTN1002122A* | 23600 | 24200 | 16 | 12 | 8.1 | 2.2 | 58 | 43 | 210702693
HEIL | HVH825GKA2* | EA*4X43L21A*+WALLCON | *80CTL0901716A* | 24600 | 21000 | 17.5 | 11.7 | 8.5 | 2.04 | 97 | 79 | 210597952
ARCOAIRE | HVH825GKA2* | EA*4X43L21A*+WALLCON | *80CTL0901716A* | 24600 | 21000 | 17.5 | 11.7 | 8.5 | 2.04 | 97 | 79 | 210597955
AIRQUEST | HVH825GKA2* | EA*4X43L21A*+WALLCON | *80CTL0901716A* | 24600 | 21000 | 17.5 | 11.7 | 8.5 | 2.04 | 97 | 79 | 210597954
AIRQUEST | H4H7T24*K*AAA* | EA*4X37L21A* | *96VSN0802120A* | 23800 | 24200 | 17 | 12.5 | 8.1 | 2.26 | 58 | 43 | 210701893
AIRQUEST | H4H7T24*K*AAA* | EA*4X37L21A* | *97CMN0801714A* | 24000 | 24600 | 17 | 12.5 | 8.1 | 2.24 | 59 | 43 | 210701889
AIRQUEST | H4H7T24*K*AAA* | EA*4X37L21A* | *95CSU0802120A* | 23600 | 24000 | 17 | 12.5 | 8.1 | 2.24 | 58 | 43 | 210701886
AIRQUEST | H4H7T24*K*AAA* | EA*4X37L21A* | *80CTL0902120A* | 23800 | 24200 | 16 | 12.5 | 8.1 | 2.24 | 58 | 43 | 210701884
AIRQUEST | H4H7T24*K*AAA* | EA*4X37L21A* | *80CTL0701716A* | 23600 | 24000 | 16 | 12.5 | 8.1 | 2.24 | 58 | 43 | 210701883
AIRQUEST | H4H7T24*K*AAA* | EA*4X37L17A* | *96VTN0601714A* | 23600 | 24200 | 16.5 | 12.5 | 8.1 | 2.2 | 58 | 43 | 210701871
AIRQUEST | H4H7T24*K*AAA* | EA*4X37L21A* | *80CSU0802120A* | 24000 | 24400 | 16 | 12.5 | 8.1 | 2.26 | 58 | 42 | 210701877
AIRQUEST | H4H7T24*K*AAA* | EA*4X37L17A* | *96VTN0601412A* | 23600 | 24400 | 16.5 | 12.5 | 8.1 | 2.18 | 58 | 43 | 210701870
AIRQUEST | H4H7T24*K*AAA* | EA*4X36L21A* | *96CTN1002122A* | 23600 | 24200 | 16 | 12 | 8.1 | 2.2 | 58 | 43 | 210701849
TEMPSTAR | TVH837GKA** | EA*4X60L24A*+WALLCON | *80CTL1352422A* | 32800 | 31800 | 18 | 12 | 8.5 | 2 | 97 | 78 | 210600085
TEMPSTAR | TVH837GKA** | EN(A,D,W)4X60L24**+WALLCON | *97CMN1202422A* | 32800 | 32200 | 17.5 | 11.7 | 8.1 | 1.96 | 98 | 77 | 210600171
TEMPSTAR | TVH837GKA** | EN(A,D,W)4X60L24**+WALLCON | *97CMN1002122A* | 32800 | 32200 | 18 | 12 | 8.1 | 1.98 | 97 | 76 | 210600170
TEMPSTAR | TVH837GKA** | EN(A,D,W)4X60L24**+WALLCON | *96CTN1202422A* | 32800 | 32200 | 18 | 12 | 8.1 | 1.98 | 97 | 76 | 210600168
TEMPSTAR | TVH837GKA** | EN(A,D,W)4X60L24**+WALLCON | *96CTN1002122A* | 32800 | 32200 | 18 | 12 | 8.1 | 1.98 | 97 | 76 | 210600167
TEMPSTAR | TVH837GKA** | EN(A,D,W)4X60L24**+WALLCON | *95CSU1002122A* | 32800 | 32200 | 18 | 12 | 8.1 | 1.98 | 97 | 76 | 210600165
TEMPSTAR | TVH837GKA** | EN(A,D,W)4X60L24**+WALLCON | *95CSU0802120A* | 32800 | 32200 | 18 | 12 | 8.1 | 1.98 | 97 | 76 | 210600164
TEMPSTAR | TVH837GKA** | EN(A,D,W)4X60L24**+WALLCON | *80CTL1352422A* | 32800 | 32200 | 18 | 12 | 8.1 | 1.98 | 97 | 76 | 210600163
TEMPSTAR | TVH837GKA** | EN(A,D,W)4X60L24**+WALLCON | *80CTL0902120A* | 32800 | 32200 | 18 | 12 | 8.1 | 1.98 | 98 | 77 | 210600161
TEMPSTAR | TVH837GKA** | EN(A,D,W)4X60L24**+WALLCON | *80CSU1002120A* | 32800 | 32200 | 17.5 | 11.7 | 8.1 | 1.98 | 98 | 77 | 210600160
TEMPSTAR | TVH837GKA** | EN(A,D,W)4X48L21**+WALLCON | *80CSU0601716A* | 32400 | 33000 | 17.5 | 11.7 | 8.1 | 1.96 | 96 | 75 | 210600159
TEMPSTAR | TVH837GKA** | EN(A,D,W)4X48L21**+WALLCON | *80CSU0401712A* | 32400 | 33000 | 17.5 | 11.7 | 8.1 | 1.96 | 96 | 75 | 210600158
TEMPSTAR | TVH837GKA** | EN(A,D)4X48L24**+WALLCON | *95CSU1002122A* | 32400 | 32800 | 17.5 | 11.7 | 8.1 | 1.98 | 96 | 75 | 210600153
TEMPSTAR | TVH837GKA** | EN(A,D)4X48L24**+WALLCON | *95CSU0802120A* | 32400 | 32800 | 17.5 | 11.7 | 8.1 | 1.96 | 96 | 76 | 210600152
BRYANT HEATING AND COOLING SYSTEMS | 288BNV037*0**A* | CNPV*6024AL*+UI | 987MB66120C24*** | 32800 | 32200 | 17.5 | 11.7 | 8.1 | 1.96 | 98 | 77 | 210596589
BRYANT HEATING AND COOLING SYSTEMS | 288BNV037*0**A* | CNPV*6024AL*+UI | 987MB66100C21*** | 32800 | 32200 | 18 | 12 | 8.1 | 1.98 | 97 | 76 | 210596588
BRYANT HEATING AND COOLING SYSTEMS | 288BNV037*0**A* | CNPV*6024AL*+UI | 88*TA66135C24*** | 32800 | 32200 | 18 | 12 | 8.1 | 1.98 | 97 | 76 | 210596581
BRYANT HEATING AND COOLING SYSTEMS | 288BNV037*0**A* | CNPV*6024AL*+UI | 88*TA60090C21*** | 32800 | 32200 | 18 | 12 | 8.1 | 1.98 | 98 | 77 | 210596579
BRYANT HEATING AND COOLING SYSTEMS | 288BNV037*0**A* | CNPV*6024AL*+UI | 986TC66120C24*** | 32800 | 32200 | 18 | 12 | 8.1 | 1.98 | 97 | 76 | 210596586
BRYANT HEATING AND COOLING SYSTEMS | 288BNV037*0**A* | CNPV*6024AL*+UI | 986TC66100C21*** | 32800 | 32200 | 18 | 12 | 8.1 | 1.98 | 97 | 76 | 210596585
BRYANT HEATING AND COOLING SYSTEMS | 288BNV037*0**A* | CNPV*6024AL*+UI | 935CA66100C21*** | 32800 | 32200 | 18 | 12 | 8.1 | 1.98 | 97 | 76 | 210596583
BRYANT HEATING AND COOLING SYSTEMS | 288BNV037*0**A* | CNPV*4821AL*+UI | 83*CA36040C17*** | 32400 | 33000 | 17.5 | 11.7 | 8.1 | 1.96 | 96 | 75 | 210596573
BRYANT HEATING AND COOLING SYSTEMS | 288BNV037*0**A* | CNPV*6024AL*+UI | 935CA60080C21*** | 32800 | 32200 | 18 | 12 | 8.1 | 1.98 | 97 | 76 | 210596582
BRYANT HEATING AND COOLING SYSTEMS | 288BNV037*0**A* | CNPV*4824AL*+UI | 935CA60080C21*** | 32400 | 32800 | 17.5 | 11.7 | 8.1 | 1.96 | 96 | 76 | 210596576
BRYANT HEATING AND COOLING SYSTEMS | 288BNV037*0**A* | CNPV*4821AL*+UI | 83*CA48060C17*** | 32400 | 33000 | 17.5 | 11.7 | 8.1 | 1.96 | 96 | 75 | 210596574
BRYANT HEATING AND COOLING SYSTEMS | 288BNV037*0**A* | CNPV*6024AL*+UI | 83*CA60100C21*** | 32800 | 32200 | 17.5 | 11.7 | 8.1 | 1.98 | 98 | 77 | 210596578
ARCOAIRE | HVH837GKA** | EN(A,D)4X48L24**+WALLCON | *95CSU1002122A* | 32400 | 32800 | 17.5 | 11.7 | 8.1 | 1.98 | 96 | 75 | 210599512
AIRQUEST | HVH837GKA** | EN(A,D)4X48L24**+WALLCON | *95CSU1002122A* | 32400 | 32800 | 17.5 | 11.7 | 8.1 | 1.98 | 96 | 75 | 210599511
HEIL | HVH837GKA** | EN(A,D)4X48L24**+WALLCON | *95CSU0802120A* | 32400 | 32800 | 17.5 | 11.7 | 8.1 | 1.96 | 96 | 76 | 210599505
HEIL | HVH837GKA** | EN(A,D)4X48L24**+WALLCON | *95CSU1002122A* | 32400 | 32800 | 17.5 | 11.7 | 8.1 | 1.98 | 96 | 75 | 210599509
ARCOAIRE | HVH837GKA** | EN(A,D)4X48L24**+WALLCON | *95CSU0802120A* | 32400 | 32800 | 17.5 | 11.7 | 8.1 | 1.96 | 96 | 76 | 210599508
AIRQUEST | HVH837GKA** | EN(A,D)4X48L24**+WALLCON | *95CSU0802120A* | 32400 | 32800 | 17.5 | 11.7 | 8.1 | 1.96 | 96 | 76 | 210599507
KENMORE | (C,H,T)VH837GKA** | EA*4X61L24A*+WALLCON | *96CTN1002122A* | 33200 | 32000 | 18 | 12 | 8.5 | 2 | 98 | 78 | 210595843
KENMORE | (C,H,T)VH837GKA** | EN(A,D,W)4X60L24**+WALLCON | *96CTN1202422A* | 32800 | 32200 | 18 | 12 | 8.1 | 1.98 | 97 | 76 | 210595896
KENMORE | (C,H,T)VH837GKA** | EN(A,D,W)4X60L24**+WALLCON | *97CMN1202422A* | 32800 | 32200 | 17.5 | 11.7 | 8.1 | 1.96 | 98 | 77 | 210595899
KENMORE | (C,H,T)VH837GKA** | EN(A,D,W)4X60L24**+WALLCON | *97CMN1002122A* | 32800 | 32200 | 18 | 12 | 8.1 | 1.98 | 97 | 76 | 210595898
KENMORE | (C,H,T)VH837GKA** | EN(A,D,W)4X60L24**+WALLCON | *96CTN1002122A* | 32800 | 32200 | 18 | 12 | 8.1 | 1.98 | 97 | 76 | 210595895
KENMORE | (C,H,T)VH837GKA** | EN(A,D,W)4X60L24**+WALLCON | *80CTL1352422A* | 32800 | 32200 | 18 | 12 | 8.1 | 1.98 | 97 | 76 | 210595891
KENMORE | (C,H,T)VH837GKA** | EN(A,D,W)4X60L24**+WALLCON | *95CSU1002122A* | 32800 | 32200 | 18 | 12 | 8.1 | 1.98 | 97 | 76 | 210595893
KENMORE | (C,H,T)VH837GKA** | EN(A,D,W)4X60L24**+WALLCON | *95CSU0802120A* | 32800 | 32200 | 18 | 12 | 8.1 | 1.98 | 97 | 76 | 210595892
KENMORE | (C,H,T)VH837GKA** | EN(A,D,W)4X48L21**+WALLCON | *80CSU0601716A* | 32400 | 33000 | 17.5 | 11.7 | 8.1 | 1.96 | 96 | 75 | 210595887
KENMORE | (C,H,T)VH837GKA** | EN(A,D,W)4X60L24**+WALLCON | *80CSU1002120A* | 32800 | 32200 | 17.5 | 11.7 | 8.1 | 1.98 | 98 | 77 | 210595888
KENMORE | (C,H,T)VH837GKA** | EN(A,D,W)4X60L24**+WALLCON | *80CTL0902120A* | 32800 | 32200 | 18 | 12 | 8.1 | 1.98 | 98 | 77 | 210595889
KENMORE | (C,H,T)VH837GKA** | EN(A,D,W)4X48L21**+WALLCON | *80CSU0401712A* | 32400 | 33000 | 17.5 | 11.7 | 8.1 | 1.96 | 96 | 75 | 210595886
KENMORE | (C,H,T)VH837GKA** | EN(A,D)4X48L24**+WALLCON | *95CSU1002122A* | 32400 | 32800 | 17.5 | 11.7 | 8.1 | 1.98 | 96 | 75 | 210595881
KENMORE | (C,H,T)VH837GKA** | EN(A,D)4X48L24**+WALLCON | *95CSU0802120A* | 32400 | 32800 | 17.5 | 11.7 | 8.1 | 1.96 | 96 | 76 | 210595880
COMFORTMAKER | C4H7T24*K*AAA* | EA*4X37L21A* | *80CSU1002120A* | 24000 | 24600 | 17 | 12.5 | 8.1 | 2.24 | 58 | 42 | 210702829
COMFORTMAKER | C4H7T24*K*AAA* | EA*4X25L17A* | *80CTL0701716A* | 23600 | 24000 | 16 | 12.5 | 8.1 | 2.22 | 58 | 42 | 210702790
COMFORTMAKER | C4H7T24*K*AAA* | EA*4X37L21A* | *80CTL0702120A* | 24200 | 24800 | 17 | 12.5 | 8.1 | 2.26 | 59 | 43 | 210702830
COMFORTMAKER | C4H7T24*K*AAA* | EA*4X37L21A* | *97CMN0802120A* | 23800 | 24400 | 16 | 12.5 | 8.1 | 2.24 | 58 | 42 | 210702832
COMFORTMAKER | C4H7T24*K*AAA* | EA*4X37L21A* | *96CTN1002122A* | 24400 | 24800 | 17 | 12.5 | 8.1 | 2.28 | 59 | 43 | 210702836
COMFORTMAKER | C4H7T24*K*AAA* | EA*4X37L21A* | OLV112A16A | 24400 | 25200 | 16 | 12 | 8.1 | 2.24 | 60 | 43 | 210702838
COMFORTMAKER | C4H7T24*K*AAA* | EA*4X37L21A* | *96CTN0802120A* | 23800 | 24400 | 16 | 12.5 | 8.1 | 2.24 | 58 | 42 | 210702835
KEEPRITE | C4H7T24*K*AAA* | EA*4X25L17A* | *80CTL0701716A* | 23600 | 24000 | 16 | 12.5 | 8.1 | 2.22 | 58 | 42 | 210703574
KEEPRITE | C4H7T24*K*AAA* | EA*4X36L21A* | OLV112A16A | 23600 | 24600 | 16 | 12 | 8.1 | 2.16 | 59 | 43 | 210703604
KEEPRITE | C4H7T24*K*AAA* | EA*4X37L21A* | *80CSU1002120A* | 24000 | 24600 | 17 | 12.5 | 8.1 | 2.24 | 58 | 42 | 210703613
KEEPRITE | C4H7T24*K*AAA* | EA*4X37L21A* | *97CMN0802120A* | 23800 | 24400 | 16 | 12.5 | 8.1 | 2.24 | 58 | 42 | 210703616
KEEPRITE | C4H7T24*K*AAA* | EA*4X37L21A* | *97CMN1002122A* | 24400 | 24800 | 17 | 12.5 | 8.1 | 2.28 | 59 | 43 | 210703617
KEEPRITE | C4H7T24*K*AAA* | EA*4X37L17A* | *96VTN0401410A* | 23600 | 24600 | 16.5 | 12 | 8.1 | 2.16 | 59 | 43 | 210703610
KEEPRITE | C4H7T24*K*AAA* | EA*4X37L21A* | *96CTN0802120A* | 23800 | 24400 | 16 | 12.5 | 8.1 | 2.24 | 58 | 42 | 210703619
KEEPRITE | C4H7T24*K*AAA* | EA*4X37L21A* | *96CTN1002122A* | 24400 | 24800 | 17 | 12.5 | 8.1 | 2.28 | 59 | 43 | 210703620
KEEPRITE | C4H7T24*K*AAA* | EA*4X37L21A* | OLV112A16A | 24400 | 25200 | 16 | 12 | 8.1 | 2.24 | 60 | 43 | 210703622
KENMORE | (C,H,T)VH837GKA** | EA*4X60L24A*+WALLCON | *80CTL0902120A* | 32800 | 31800 | 17.5 | 11.7 | 8.5 | 1.98 | 97 | 78 | 210595811
KENMORE | (C,H,T)VH837GKA** | EA*4X60L24A*+WALLCON | *80CTL1352422A* | 32800 | 31800 | 18 | 12 | 8.5 | 2 | 97 | 78 | 210595813
KENMORE | (C,H,T)VH837GKA** | EA*4X60L24A*+WALLCON | *96CTN1002122A* | 32800 | 31800 | 17.5 | 11.7 | 8.5 | 2 | 97 | 78 | 210595817
KENMORE | (C,H,T)VH837GKA** | EA*4X60L24A*+WALLCON | *96CTN1202422A* | 32800 | 31800 | 18 | 11.7 | 8.5 | 2 | 97 | 78 | 210595818
KENMORE | (C,H,T)VH837GKA** | EA*4X60L24A*+WALLCON | *97CMN1002122A* | 32800 | 31800 | 17.5 | 11.7 | 8.5 | 2 | 97 | 78 | 210595821
KENMORE | (C,H,T)VH837GKA** | EA*4X60L24A*+WALLCON | *97CMN1202422A* | 32800 | 32000 | 17.5 | 11.7 | 8.5 | 1.98 | 98 | 78 | 210595822
KENMORE | (C,H,T)VH837GKA** | EA*4X61L21A*+WALLCON | *80CTL0901716A* | 33200 | 32000 | 18 | 12 | 8.5 | 2 | 98 | 78 | 210595827
KENMORE | (C,H,T)VH837GKA** | EA*4X61L21A*+WALLCON | *97CMN1002122A* | 33200 | 32000 | 17.5 | 12 | 8.5 | 2 | 98 | 78 | 210595835
KENMORE | (C,H,T)VH837GKA** | EA*4X61L24A*+WALLCON | *80CTL1352422A* | 33200 | 32000 | 18 | 12 | 8.5 | 2.02 | 98 | 78 | 210595839
KENMORE | (C,H,T)VH837GKA** | EA*4X61L24A*+WALLCON | *80CTL0902120A* | 33200 | 32000 | 18 | 12 | 8.5 | 2 | 98 | 78 | 210595837
KENMORE | (C,H,T)VH837GKA** | EA*4X61L21A*+WALLCON | *80CTL0701716A* | 33200 | 32200 | 17.5 | 11.7 | 8.5 | 1.98 | 98 | 78 | 210595826
KENMORE | (C,H,T)VH837GKA** | EA*4X61L21A*+WALLCON | *96CTN1002122A* | 33200 | 32000 | 17.5 | 12 | 8.5 | 2 | 98 | 78 | 210595833
BRYANT HEATING AND COOLING SYSTEMS | 288BNV037*0**A* | CAP**6024AL*+UI | 88*TA60090C21*** | 32800 | 31800 | 17.5 | 11.7 | 8.5 | 1.98 | 97 | 78 | 210596525
BRYANT HEATING AND COOLING SYSTEMS | 288BNV037*0**A* | CAP**6024AL*+UI | 88*TA66135C24*** | 32800 | 31800 | 18 | 12 | 8.5 | 2 | 97 | 78 | 210596527
BRYANT HEATING AND COOLING SYSTEMS | 288BNV037*0**A* | CAP**6024AL*+UI | 986TC66120C24*** | 32800 | 31800 | 18 | 11.7 | 8.5 | 2 | 97 | 78 | 210596532
BRYANT HEATING AND COOLING SYSTEMS | 288BNV037*0**A* | CAP**6024AL*+UI | 986TC66100C21*** | 32800 | 31800 | 17.5 | 11.7 | 8.5 | 2 | 97 | 78 | 210596531
BRYANT HEATING AND COOLING SYSTEMS | 288BNV037*0**A* | CAP**6024AL*+UI | 987MB66100C21*** | 32800 | 31800 | 17.5 | 11.7 | 8.5 | 2 | 97 | 78 | 210596535
BRYANT HEATING AND COOLING SYSTEMS | 288BNV037*0**A* | CAP**6121AL*+UI | 88*TA48090C17*** | 33200 | 32000 | 18 | 12 | 8.5 | 2 | 98 | 78 | 210596541
BRYANT HEATING AND COOLING SYSTEMS | 288BNV037*0**A* | CAP**6121AL*+UI | 88*TA48070C17*** | 33200 | 32200 | 17.5 | 11.7 | 8.5 | 1.98 | 98 | 78 | 210596540
BRYANT HEATING AND COOLING SYSTEMS | 288BNV037*0**A* | CAP**6024AL*+UI | 987MB66120C24*** | 32800 | 32000 | 17.5 | 11.7 | 8.5 | 1.98 | 98 | 78 | 210596536
BRYANT HEATING AND COOLING SYSTEMS | 288BNV037*0**A* | CAP**6121AL*+UI | 88*TA60090C21*** | 33200 | 32000 | 18 | 11.7 | 8.5 | 2 | 98 | 78 | 210596542
BRYANT HEATING AND COOLING SYSTEMS | 288BNV037*0**A* | CAP**6121AL*+UI | 986TC66100C21*** | 33200 | 32000 | 17.5 | 12 | 8.5 | 2 | 98 | 78 | 210596547
BRYANT HEATING AND COOLING SYSTEMS | 288BNV037*0**A* | CAP**6124AL*+UI | 88*TA66135C24*** | 33200 | 32000 | 18 | 12 | 8.5 | 2.02 | 98 | 78 | 210596553
BRYANT HEATING AND COOLING SYSTEMS | 288BNV037*0**A* | CAP**6121AL*+UI | 987MB66100C21*** | 33200 | 32000 | 17.5 | 12 | 8.5 | 2 | 98 | 78 | 210596549
BRYANT HEATING AND COOLING SYSTEMS | 288BNV037*0**A* | CAP**6124AL*+UI | 88*TA60090C21*** | 33200 | 32000 | 18 | 12 | 8.5 | 2 | 98 | 78 | 210596551
BRYANT HEATING AND COOLING SYSTEMS | 288BNV037*0**A* | CAP**6124AL*+UI | 986TC66100C21*** | 33200 | 32000 | 18 | 12 | 8.5 | 2 | 98 | 78 | 210596557
BRYANT HEATING AND COOLING SYSTEMS | 288BNV037*0**A* | CAP**6124AL*+UI | 986TC66120C24*** | 33200 | 32000 | 18 | 12 | 8.5 | 2 | 98 | 78 | 210596558
BRYANT HEATING AND COOLING SYSTEMS | 288BNV037*0**A* | CAP**6124AL*+UI | 987MB66100C21*** | 33200 | 32000 | 18 | 12 | 8.5 | 2 | 98 | 78 | 210596561
BRYANT HEATING AND COOLING SYSTEMS | 288BNV037*0**A* | CAP**6124AL*+UI | 987MB60060C21*** | 33000 | 32400 | 17.5 | 11.7 | 8.5 | 1.98 | 97 | 78 | 210596559
BRYANT HEATING AND COOLING SYSTEMS | 288BNV037*0**A* | CAP**6124AL*+UI | 987MB66120C24*** | 33200 | 32000 | 17.5 | 11.7 | 8.5 | 2 | 98 | 78 | 210596562
TEMPSTAR | TVH837GKA** | EA*4X60L24A*+WALLCON | *80CTL0902120A* | 32800 | 31800 | 17.5 | 11.7 | 8.5 | 1.98 | 97 | 78 | 210600083
TEMPSTAR | TVH837GKA** | EA*4X60L24A*+WALLCON | *97CMN1202422A* | 32800 | 32000 | 17.5 | 11.7 | 8.5 | 1.98 | 98 | 78 | 210600094
TEMPSTAR | TVH837GKA** | EA*4X60L24A*+WALLCON | *96CTN1002122A* | 32800 | 31800 | 17.5 | 11.7 | 8.5 | 2 | 97 | 78 | 210600089
TEMPSTAR | TVH837GKA** | EA*4X61L21A*+WALLCON | *80CTL0902120A* | 33200 | 32000 | 18 | 11.7 | 8.5 | 2 | 98 | 78 | 210600100
TEMPSTAR | TVH837GKA** | EA*4X61L21A*+WALLCON | *80CTL0701716A* | 33200 | 32200 | 17.5 | 11.7 | 8.5 | 1.98 | 98 | 78 | 210600098
TEMPSTAR | TVH837GKA** | EA*4X61L21A*+WALLCON | *80CTL0901716A* | 33200 | 32000 | 18 | 12 | 8.5 | 2 | 98 | 78 | 210600099
TEMPSTAR | TVH837GKA** | EA*4X60L24A*+WALLCON | *96CTN1202422A* | 32800 | 31800 | 18 | 11.7 | 8.5 | 2 | 97 | 78 | 210600090
TEMPSTAR | TVH837GKA** | EA*4X60L24A*+WALLCON | *97CMN1002122A* | 32800 | 31800 | 17.5 | 11.7 | 8.5 | 2 | 97 | 78 | 210600093
TEMPSTAR | TVH837GKA** | EA*4X61L21A*+WALLCON | *96CTN1002122A* | 33200 | 32000 | 17.5 | 12 | 8.5 | 2 | 98 | 78 | 210600105
TEMPSTAR | TVH837GKA** | EA*4X61L21A*+WALLCON | *97CMN1002122A* | 33200 | 32000 | 17.5 | 12 | 8.5 | 2 | 98 | 78 | 210600107
TEMPSTAR | TVH837GKA** | EA*4X61L24A*+WALLCON | *97CMN1002122A* | 33200 | 32000 | 18 | 12 | 8.5 | 2 | 98 | 78 | 210600119
TEMPSTAR | TVH837GKA** | EA*4X61L24A*+WALLCON | *80CTL0902120A* | 33200 | 32000 | 18 | 12 | 8.5 | 2 | 98 | 78 | 210600109
TEMPSTAR | TVH837GKA** | EA*4X61L24A*+WALLCON | *96CTN1002122A* | 33200 | 32000 | 18 | 12 | 8.5 | 2 | 98 | 78 | 210600115
TEMPSTAR | TVH837GKA** | EA*4X61L24A*+WALLCON | *97CMN1202422A* | 33200 | 32000 | 17.5 | 11.7 | 8.5 | 2 | 98 | 78 | 210600120
TEMPSTAR | TVH837GKA** | EA*4X61L24A*+WALLCON | *96CTN1202422A* | 33200 | 32000 | 18 | 12 | 8.5 | 2 | 98 | 78 | 210600116
TEMPSTAR | TVH837GKA** | EA*4X61L24A*+WALLCON | *97CMN0602120A* | 33000 | 32400 | 17.5 | 11.7 | 8.5 | 1.98 | 97 | 78 | 210600117
HEIL | HVH837GKA** | EN(A,D)4X48L24**+WALLCON | *80CTL0902120A* | 32400 | 33000 | 17.5 | 11.7 | 8.1 | 1.96 | 96 | 75 | 204299877
AIRQUEST | HVH837GKA** | EN(A,D)4X48L24**+WALLCON | *80CTL0902120A* | 32400 | 33000 | 17.5 | 11.7 | 8.1 | 1.96 | 96 | 75 | 204299878
HEIL | HVH837GKA** | EN(A,D)4X48L24**+WALLCON | *80CTL1352422A* | 32400 | 32800 | 17.5 | 11.7 | 8.1 | 1.98 | 96 | 76 | 204299887
ARCOAIRE | HVH837GKA** | EN(A,D)4X48L24**+WALLCON | *80CTL0902120A* | 32400 | 33000 | 17.5 | 11.7 | 8.1 | 1.96 | 96 | 75 | 204299879
AIRQUEST | HVH837GKA** | EN(A,D)4X48L24**+WALLCON | *80CTL1352422A* | 32400 | 32800 | 17.5 | 11.7 | 8.1 | 1.98 | 96 | 76 | 204299888
ARCOAIRE | HVH837GKA** | EN(A,D)4X48L24**+WALLCON | *80CTL1352422A* | 32400 | 32800 | 17.5 | 11.7 | 8.1 | 1.98 | 96 | 76 | 204299889
CARRIER | 25VNA825A*031* | CAP**4321AL*+UI | 58TN*A090C17**16 | 24600 | 21000 | 17.5 | 11.7 | 8.5 | 2.04 | 97 | 79 | 210595965
TEMPSTAR | TVH837GKA** | EA*4X43L21A*+WALLCON | *97CMN1002122A* | 33000 | 33000 | 17.5 | 11.7 | 8.5 | 2 | 96 | 76 | 205751201
TEMPSTAR | TVH837GKA** | EA*4X43L21A*+WALLCON | *96CTN1002122A* | 33000 | 33000 | 17.5 | 11.7 | 8.5 | 2 | 96 | 76 | 205751217
TEMPSTAR | TVH837GKA** | EA*4X43L21A*+WALLCON | *80CTL0902120A* | 32800 | 33000 | 17.5 | 11.7 | 8.5 | 2 | 96 | 76 | 205751144
TEMPSTAR | TVH837GKA** | EA*4X43L21A*+WALLCON | *80CTL0901716A* | 33000 | 32800 | 18 | 11.7 | 8.5 | 2 | 97 | 76 | 205751225
TEMPSTAR | TVH837GKA** | EA*4X43L21A*+WALLCON | *80CTL0701716A* | 32800 | 33000 | 17.5 | 11.7 | 8.5 | 1.98 | 97 | 76 | 205751128
KEEPRITE | CVH837GKA** | EA*4X61L21A*+WALLCON | *80CTL0901716A* | 33200 | 32000 | 18 | 12 | 8.5 | 2 | 98 | 78 | 210597421
COMFORTMAKER | CVH837GKA** | EA*4X61L21A*+WALLCON | *80CTL0902120A* | 33200 | 32000 | 18 | 11.7 | 8.5 | 2 | 98 | 78 | 210597422
DAY & NIGHT | CVH837GKA** | EA*4X61L21A*+WALLCON | *80CTL0901716A* | 33200 | 32000 | 18 | 12 | 8.5 | 2 | 98 | 78 | 210597420
KEEPRITE | CVH837GKA** | EA*4X61L21A*+WALLCON | *80CTL0701716A* | 33200 | 32200 | 17.5 | 11.7 | 8.5 | 1.98 | 98 | 78 | 210597418
COMFORTMAKER | CVH837GKA** | EA*4X61L21A*+WALLCON | *80CTL0701716A* | 33200 | 32200 | 17.5 | 11.7 | 8.5 | 1.98 | 98 | 78 | 210597416
DAY & NIGHT | CVH837GKA** | EA*4X60L24A*+WALLCON | *97CMN1202422A* | 32800 | 32000 | 17.5 | 11.7 | 8.5 | 1.98 | 98 | 78 | 210597405
COMFORTMAKER | CVH837GKA** | EA*4X60L24A*+WALLCON | *97CMN1202422A* | 32800 | 32000 | 17.5 | 11.7 | 8.5 | 1.98 | 98 | 78 | 210597404
KEEPRITE | CVH837GKA** | EA*4X60L24A*+WALLCON | *97CMN1202422A* | 32800 | 32000 | 17.5 | 11.7 | 8.5 | 1.98 | 98 | 78 | 210597406
DAY & NIGHT | CVH837GKA** | EA*4X60L24A*+WALLCON | *97CMN1002122A* | 32800 | 31800 | 17.5 | 11.7 | 8.5 | 2 | 97 | 78 | 210597402
KEEPRITE | CVH837GKA** | EA*4X60L24A*+WALLCON | *97CMN1002122A* | 32800 | 31800 | 17.5 | 11.7 | 8.5 | 2 | 97 | 78 | 210597403
COMFORTMAKER | CVH837GKA** | EA*4X60L24A*+WALLCON | *97CMN1002122A* | 32800 | 31800 | 17.5 | 11.7 | 8.5 | 2 | 97 | 78 | 210597401
COMFORTMAKER | CVH837GKA** | EA*4X60L24A*+WALLCON | *96CTN1002122A* | 32800 | 31800 | 17.5 | 11.7 | 8.5 | 2 | 97 | 78 | 210597389
KEEPRITE | CVH837GKA** | EA*4X60L24A*+WALLCON | *96CTN1202422A* | 32800 | 31800 | 18 | 11.7 | 8.5 | 2 | 97 | 78 | 210597394
KEEPRITE | CVH837GKA** | EA*4X60L24A*+WALLCON | *96CTN1002122A* | 32800 | 31800 | 17.5 | 11.7 | 8.5 | 2 | 97 | 78 | 210597391
COMFORTMAKER | CVH837GKA** | EA*4X60L24A*+WALLCON | *96CTN1202422A* | 32800 | 31800 | 18 | 11.7 | 8.5 | 2 | 97 | 78 | 210597392
DAY & NIGHT | CVH837GKA** | EA*4X60L24A*+WALLCON | *96CTN1002122A* | 32800 | 31800 | 17.5 | 11.7 | 8.5 | 2 | 97 | 78 | 210597390
COMFORTMAKER | CVH837GKA** | EA*4X60L24A*+WALLCON | *80CTL1352422A* | 32800 | 31800 | 18 | 12 | 8.5 | 2 | 97 | 78 | 210597377
DAY & NIGHT | CVH837GKA** | EA*4X60L24A*+WALLCON | *80CTL0902120A* | 32800 | 31800 | 17.5 | 11.7 | 8.5 | 1.98 | 97 | 78 | 210597372
KEEPRITE | CVH837GKA** | EA*4X60L24A*+WALLCON | *80CTL1352422A* | 32800 | 31800 | 18 | 12 | 8.5 | 2 | 97 | 78 | 210597379
DAY & NIGHT | CVH837GKA** | EA*4X60L24A*+WALLCON | *80CTL1352422A* | 32800 | 31800 | 18 | 12 | 8.5 | 2 | 97 | 78 | 210597378
COMFORTMAKER | CVH837GKA** | EA*4X60L24A*+WALLCON | *80CTL0902120A* | 32800 | 31800 | 17.5 | 11.7 | 8.5 | 1.98 | 97 | 78 | 210597371
DAY & NIGHT | C4H7T48*K*AAA* | FVM4X60***L |  | 46500 | 47000 | 16 | 12 | 8.1 | 2.3 | 62 | 49 | 210700505
KEEPRITE | C4H7T48*K*AAA* | FVM4X60***L |  | 46500 | 47000 | 16 | 12 | 8.1 | 2.3 | 62 | 49 | 210700506
COMFORTMAKER | C4H7T48*K*AAA* | FVM4X60***L |  | 46500 | 47000 | 16 | 12 | 8.1 | 2.3 | 62 | 49 | 210700503
AIRQUEST | H4H7T48*K*AAA* | FVM4X60***L |  | 46500 | 47000 | 16 | 12 | 8.1 | 2.3 | 62 | 49 | 210700501
HEIL | H4H7T48*K*AAA* | FVM4X60***L |  | 46500 | 47000 | 16 | 12 | 8.1 | 2.3 | 62 | 49 | 210700499
ARCOAIRE | HVH837GKA** | EN(A,D,W)4X60L24**+WALLCON | *95CSU1002122A* | 32800 | 32200 | 18 | 12 | 8.1 | 1.98 | 97 | 76 | 210599595
HEIL | HVH837GKA** | EN(A,D,W)4X60L24**+WALLCON | *95CSU1002122A* | 32800 | 32200 | 18 | 12 | 8.1 | 1.98 | 97 | 76 | 210599592
HEIL | HVH837GKA** | EN(A,D,W)4X60L24**+WALLCON | *80CTL1352422A* | 32800 | 32200 | 18 | 12 | 8.1 | 1.98 | 97 | 76 | 210599584
ARCOAIRE | HVH837GKA** | EN(A,D,W)4X60L24**+WALLCON | *80CTL0902120A* | 32800 | 32200 | 18 | 12 | 8.1 | 1.98 | 98 | 77 | 210599579
ARCOAIRE | HVH837GKA** | EN(A,D,W)4X60L24**+WALLCON | *95CSU0802120A* | 32800 | 32200 | 18 | 12 | 8.1 | 1.98 | 97 | 76 | 210599591
HEIL | HVH837GKA** | EN(A,D,W)4X60L24**+WALLCON | *95CSU0802120A* | 32800 | 32200 | 18 | 12 | 8.1 | 1.98 | 97 | 76 | 210599588
AIRQUEST | HVH837GKA** | EN(A,D,W)4X60L24**+WALLCON | *95CSU0802120A* | 32800 | 32200 | 18 | 12 | 8.1 | 1.98 | 97 | 76 | 210599590
ARCOAIRE | HVH837GKA** | EN(A,D,W)4X60L24**+WALLCON | *80CTL1352422A* | 32800 | 32200 | 18 | 12 | 8.1 | 1.98 | 97 | 76 | 210599587
AIRQUEST | HVH837GKA** | EN(A,D,W)4X60L24**+WALLCON | *80CTL1352422A* | 32800 | 32200 | 18 | 12 | 8.1 | 1.98 | 97 | 76 | 210599586
ARCOAIRE | HVH837GKA** | EN(A,D,W)4X60L24**+WALLCON | *80CSU1002120A* | 32800 | 32200 | 17.5 | 11.7 | 8.1 | 1.98 | 98 | 77 | 210599575
HEIL | HVH837GKA** | EN(A,D,W)4X60L24**+WALLCON | *80CTL0902120A* | 32800 | 32200 | 18 | 12 | 8.1 | 1.98 | 98 | 77 | 210599576
AIRQUEST | HVH837GKA** | EN(A,D,W)4X60L24**+WALLCON | *80CSU1002120A* | 32800 | 32200 | 17.5 | 11.7 | 8.1 | 1.98 | 98 | 77 | 210599574
HEIL | HVH837GKA** | EN(A,D,W)4X60L24**+WALLCON | *80CSU1002120A* | 32800 | 32200 | 17.5 | 11.7 | 8.1 | 1.98 | 98 | 77 | 210599572
HEIL | HVH837GKA** | EN(A,D,W)4X48L21**+WALLCON | *80CSU0601716A* | 32400 | 33000 | 17.5 | 11.7 | 8.1 | 1.96 | 96 | 75 | 210599554
ARCOAIRE | HVH837GKA** | EN(A,D,W)4X48L21**+WALLCON | *80CSU0601716A* | 32400 | 33000 | 17.5 | 11.7 | 8.1 | 1.96 | 96 | 75 | 210599557
AIRQUEST | HVH837GKA** | EN(A,D,W)4X48L21**+WALLCON | *80CSU0601716A* | 32400 | 33000 | 17.5 | 11.7 | 8.1 | 1.96 | 96 | 75 | 210599556
ARCOAIRE | HVH837GKA** | EN(A,D,W)4X48L21**+WALLCON | *80CSU0401712A* | 32400 | 33000 | 17.5 | 11.7 | 8.1 | 1.96 | 96 | 75 | 210599553
AIRQUEST | HVH837GKA** | EN(A,D,W)4X48L21**+WALLCON | *80CSU0401712A* | 32400 | 33000 | 17.5 | 11.7 | 8.1 | 1.96 | 96 | 75 | 210599552
HEIL | HVH837GKA** | EN(A,D,W)4X48L21**+WALLCON | *80CSU0401712A* | 32400 | 33000 | 17.5 | 11.7 | 8.1 | 1.96 | 96 | 75 | 210599550
AIRQUEST | H4H7T24*K*AAA* | EA*4X36L21A* | OLV112A16A | 23600 | 24600 | 16 | 12 | 8.1 | 2.16 | 59 | 43 | 210701976
AIRQUEST | H4H7T24*K*AAA* | EA*4X37L21A* | *80CSU1002120A* | 24000 | 24600 | 17 | 12.5 | 8.1 | 2.24 | 58 | 42 | 210701985
AIRQUEST | H4H7T24*K*AAA* | EA*4X37L21A* | *80CTL0702120A* | 24200 | 24800 | 17 | 12.5 | 8.1 | 2.26 | 59 | 43 | 210701986
AIRQUEST | H4H7T24*K*AAA* | EA*4X37L21A* | *97CMN0802120A* | 23800 | 24400 | 16 | 12.5 | 8.1 | 2.24 | 58 | 42 | 210701988
AIRQUEST | H4H7T24*K*AAA* | EA*4X37L21A* | *97CMN1002122A* | 24400 | 24800 | 17 | 12.5 | 8.1 | 2.28 | 59 | 43 | 210701989
AIRQUEST | H4H7T24*K*AAA* | EA*4X37L21A* | *96CTN1002122A* | 24400 | 24800 | 17 | 12.5 | 8.1 | 2.28 | 59 | 43 | 210701992
AIRQUEST | H4H7T24*K*AAA* | EA*4X37L21A* | *96CTN0802120A* | 23800 | 24400 | 16 | 12.5 | 8.1 | 2.24 | 58 | 42 | 210701991
AIRQUEST | H4H7T24*K*AAA* | EA*4X37L17A* | *96VTN0401410A* | 23600 | 24600 | 16.5 | 12 | 8.1 | 2.16 | 59 | 43 | 210701982
AIRQUEST | H4H7T24*K*AAA* | EA*4X37L21A* | OLV112A16A | 24400 | 25200 | 16 | 12 | 8.1 | 2.24 | 60 | 43 | 210701994
ARCOAIRE | HVH837GKA** | EA*4X42L21A*+WALLCON | *80CTL0901716A* | 31800 | 33000 | 17.5 | 11.7 | 8.5 | 1.9 | 95 | 74 | 204299029
AIRQUEST | HVH837GKA** | EA*4X42L21A*+WALLCON | *80CTL0901716A* | 31800 | 33000 | 17.5 | 11.7 | 8.5 | 1.9 | 95 | 74 | 204299028
HEIL | HVH837GKA** | EA*4X42L21A*+WALLCON | *80CTL0901716A* | 31800 | 33000 | 17.5 | 11.7 | 8.5 | 1.9 | 95 | 74 | 204299027
HEIL | HVH837GKA** | EA*4X48L24A*+WALLCON | *96CTN1002122A* | 32400 | 32600 | 17.5 | 11.7 | 8.5 | 2 | 96 | 76 | 204299427
AIRQUEST | HVH837GKA** | EA*4X48L24A*+WALLCON | *96CTN1002122A* | 32400 | 32600 | 17.5 | 11.7 | 8.5 | 2 | 96 | 76 | 204299428
ARCOAIRE | HVH837GKA** | EA*4X48L24A*+WALLCON | *96CTN1202422A* | 32400 | 32400 | 17.5 | 11.7 | 8.5 | 2 | 97 | 77 | 204299379
AIRQUEST | HVH837GKA** | EA*4X48L24A*+WALLCON | *96CTN1202422A* | 32400 | 32400 | 17.5 | 11.7 | 8.5 | 2 | 97 | 77 | 204299378
ARCOAIRE | HVH837GKA** | EA*4X48L24A*+WALLCON | *96CTN1002122A* | 32400 | 32600 | 17.5 | 11.7 | 8.5 | 2 | 96 | 76 | 204299429
HEIL | HVH837GKA** | EA*4X48L24A*+WALLCON | *96CTN1202422A* | 32400 | 32400 | 17.5 | 11.7 | 8.5 | 2 | 97 | 77 | 204299377
HEIL | HVH837GKA** | EA*4X48L24A*+WALLCON | *97CMN1002122A* | 32400 | 32600 | 17.5 | 11.7 | 8.5 | 2 | 96 | 76 | 204299397
ARCOAIRE | HVH837GKA** | EA*4X48L24A*+WALLCON | *97CMN1002122A* | 32400 | 32600 | 17.5 | 11.7 | 8.5 | 2 | 96 | 76 | 204299399
AIRQUEST | H4H7T24*K*AAA* | EA*4X25L17A* | OMV098J12* | 23800 | 24400 | 16 | 12.5 | 8.1 | 2.22 | 58 | 43 | 210701804
AIRQUEST | H4H7T24*K*AAA* | EA*4X25L17A* | *96VTN0601714A* | 23800 | 24400 | 16.5 | 12.5 | 8.1 | 2.22 | 58 | 43 | 210701802
AIRQUEST | H4H7T24*K*AAA* | EA*4X25L17A* | *96VTN0401410A* | 23800 | 24800 | 16.5 | 12 | 8.1 | 2.18 | 58 | 43 | 210701801
AIRQUEST | HVH837GKA** | EN(A,D,W)4X60L24**+WALLCON | *97CMN1202422A* | 32800 | 32200 | 17.5 | 11.7 | 8.1 | 1.96 | 98 | 77 | 210599619
ARCOAIRE | HVH837GKA** | EN(A,D,W)4X60L24**+WALLCON | *97CMN1002122A* | 32800 | 32200 | 18 | 12 | 8.1 | 1.98 | 97 | 76 | 210599616
ARCOAIRE | HVH837GKA** | EN(A,D,W)4X60L24**+WALLCON | *97CMN1202422A* | 32800 | 32200 | 17.5 | 11.7 | 8.1 | 1.96 | 98 | 77 | 210599620
HEIL | HVH837GKA** | EN(A,D,W)4X60L24**+WALLCON | *97CMN1202422A* | 32800 | 32200 | 17.5 | 11.7 | 8.1 | 1.96 | 98 | 77 | 210599617
AIRQUEST | HVH837GKA** | EN(A,D,W)4X60L24**+WALLCON | *97CMN1002122A* | 32800 | 32200 | 18 | 12 | 8.1 | 1.98 | 97 | 76 | 210599615
HEIL | HVH837GKA** | EN(A,D,W)4X60L24**+WALLCON | *97CMN1002122A* | 32800 | 32200 | 18 | 12 | 8.1 | 1.98 | 97 | 76 | 210599613
HEIL | HVH837GKA** | EN(A,D,W)4X60L24**+WALLCON | *96CTN1002122A* | 32800 | 32200 | 18 | 12 | 8.1 | 1.98 | 97 | 76 | 210599600
ARCOAIRE | HVH837GKA** | EN(A,D,W)4X60L24**+WALLCON | *96CTN1202422A* | 32800 | 32200 | 18 | 12 | 8.1 | 1.98 | 97 | 76 | 210599607
HEIL | HVH837GKA** | EN(A,D,W)4X60L24**+WALLCON | *96CTN1202422A* | 32800 | 32200 | 18 | 12 | 8.1 | 1.98 | 97 | 76 | 210599604
AIRQUEST | HVH837GKA** | EN(A,D,W)4X60L24**+WALLCON | *95CSU1002122A* | 32800 | 32200 | 18 | 12 | 8.1 | 1.98 | 97 | 76 | 210599594
ARCOAIRE | HVH837GKA** | EN(A,D,W)4X60L24**+WALLCON | *96CTN1002122A* | 32800 | 32200 | 18 | 12 | 8.1 | 1.98 | 97 | 76 | 210599603
AIRQUEST | HVH837GKA** | EN(A,D,W)4X60L24**+WALLCON | *96CTN1002122A* | 32800 | 32200 | 18 | 12 | 8.1 | 1.98 | 97 | 76 | 210599602
CARRIER | 25VNA825A*031* | CNPV*4821AL*+UI | 58TN*A090C17**16 | 24200 | 21200 | 17.5 | 11.7 | 8.1 | 2.02 | 97 | 78 | 210596033
TEMPSTAR | T4H7T24*K*AAA* | EA*4X36L21A* | *96CTN1002122A* | 23600 | 24200 | 16 | 12 | 8.1 | 2.2 | 58 | 43 | 210703867
DAY & NIGHT | C4H7T24*K*AAA* | EA*4X25L17A* | OMV098J12* | 23800 | 24400 | 16 | 12.5 | 8.1 | 2.22 | 58 | 43 | 210703039
DAY & NIGHT | C4H7T24*K*AAA* | EA*4X25L17A* | *96VTN0401410A* | 23800 | 24800 | 16.5 | 12 | 8.1 | 2.18 | 58 | 43 | 210703036
AIRQUEST | HVH837GKA** | EN(A,D,W)4X48L21**+WALLCON | *97CMN1002122A* | 32400 | 33000 | 17.5 | 11.7 | 8.1 | 1.96 | 95 | 75 | 204299808
AIRQUEST | HVH837GKA** | EA*4X48L24A*+WALLCON | *80CTL1352422A* | 32400 | 32400 | 17.5 | 11.7 | 8.5 | 2 | 97 | 77 | 204299368
HEIL | HVH837GKA** | EA*4X48L24A*+WALLCON | *80CTL1352422A* | 32400 | 32400 | 17.5 | 11.7 | 8.5 | 2 | 97 | 77 | 204299367
ARCOAIRE | HVH837GKA** | EA*4X48L24A*+WALLCON | *80CTL1352422A* | 32400 | 32400 | 17.5 | 11.7 | 8.5 | 2 | 97 | 77 | 204299369
ARCOAIRE | HVH837GKA** | EA*4X48L24A*+WALLCON | *80CTL0902120A* | 32400 | 32600 | 17.5 | 11.7 | 8.5 | 1.98 | 96 | 77 | 204299359
HEIL | HVH837GKA** | EA*4X48L24A*+WALLCON | *80CTL0902120A* | 32400 | 32600 | 17.5 | 11.7 | 8.5 | 1.98 | 96 | 77 | 204299357
AIRQUEST | HVH837GKA** | EA*4X48L24A*+WALLCON | *80CTL0902120A* | 32400 | 32600 | 17.5 | 11.7 | 8.5 | 1.98 | 96 | 77 | 204299358
HEIL | HVH837GKA** | EA*4X48L21A*+WALLCON | *97CMN1002122A* | 32400 | 32600 | 17.5 | 11.7 | 8.5 | 1.98 | 96 | 77 | 204299287
ARCOAIRE | HVH837GKA** | EA*4X48L21A*+WALLCON | *97CMN1002122A* | 32400 | 32600 | 17.5 | 11.7 | 8.5 | 1.98 | 96 | 77 | 204299289
AIRQUEST | HVH837GKA** | EA*4X48L21A*+WALLCON | *97CMN1002122A* | 32400 | 32600 | 17.5 | 11.7 | 8.5 | 1.98 | 96 | 77 | 204299288
ARCOAIRE | HVH837GKA** | EA*4X48L21A*+WALLCON | *96CTN1002122A* | 32400 | 32600 | 17.5 | 11.7 | 8.5 | 1.98 | 96 | 77 | 204299309
AIRQUEST | HVH837GKA** | EA*4X48L21A*+WALLCON | *96CTN1002122A* | 32400 | 32600 | 17.5 | 11.7 | 8.5 | 1.98 | 96 | 77 | 204299308
HEIL | HVH837GKA** | EA*4X48L21A*+WALLCON | *96CTN1002122A* | 32400 | 32600 | 17.5 | 11.7 | 8.5 | 1.98 | 96 | 77 | 204299307
ARCOAIRE | HVH837GKA** | END4X42L17**+WALLCON | *80CTL0901716A* | 32200 | 33000 | 17.5 | 11.7 | 8.1 | 1.92 | 95 | 75 | 204299559
AIRQUEST | HVH837GKA** | END4X42L17**+WALLCON | *80CTL0901716A* | 32200 | 33000 | 17.5 | 11.7 | 8.1 | 1.92 | 95 | 75 | 204299558
HEIL | HVH837GKA** | END4X42L17**+WALLCON | *80CTL0901716A* | 32200 | 33000 | 17.5 | 11.7 | 8.1 | 1.92 | 95 | 75 | 204299557
ARCOAIRE | HVH837GKA** | EN(A,D,W)4X48L21**+WALLCON | *97CMN1002122A* | 32400 | 33000 | 17.5 | 11.7 | 8.1 | 1.96 | 95 | 75 | 204299809
KEEPRITE | CVH837GKA** | EA*4X61L24A*+WALLCON | *97CMN1002122A* | 33200 | 32000 | 18 | 12 | 8.5 | 2 | 98 | 78 | 210597481
DAY & NIGHT | CVH837GKA** | EA*4X61L24A*+WALLCON | *97CMN1002122A* | 33200 | 32000 | 18 | 12 | 8.5 | 2 | 98 | 78 | 210597480
DAY & NIGHT | CVH837GKA** | EA*4X61L24A*+WALLCON | *97CMN0602120A* | 33000 | 32400 | 17.5 | 11.7 | 8.5 | 1.98 | 97 | 78 | 210597474
KEEPRITE | CVH837GKA** | EA*4X61L24A*+WALLCON | *96CTN1202422A* | 33200 | 32000 | 18 | 12 | 8.5 | 2 | 98 | 78 | 210597472
COMFORTMAKER | CVH837GKA** | EA*4X61L24A*+WALLCON | *97CMN1002122A* | 33200 | 32000 | 18 | 12 | 8.5 | 2 | 98 | 78 | 210597479
KEEPRITE | CVH837GKA** | EA*4X61L24A*+WALLCON | *97CMN0602120A* | 33000 | 32400 | 17.5 | 11.7 | 8.5 | 1.98 | 97 | 78 | 210597475
COMFORTMAKER | CVH837GKA** | EA*4X61L24A*+WALLCON | *97CMN0602120A* | 33000 | 32400 | 17.5 | 11.7 | 8.5 | 1.98 | 97 | 78 | 210597473
DAY & NIGHT | CVH837GKA** | EA*4X61L24A*+WALLCON | *96CTN1202422A* | 33200 | 32000 | 18 | 12 | 8.5 | 2 | 98 | 78 | 210597471
KEEPRITE | CVH837GKA** | EA*4X61L24A*+WALLCON | *96CTN1002122A* | 33200 | 32000 | 18 | 12 | 8.5 | 2 | 98 | 78 | 210597469
DAY & NIGHT | CVH837GKA** | EA*4X61L24A*+WALLCON | *96CTN1002122A* | 33200 | 32000 | 18 | 12 | 8.5 | 2 | 98 | 78 | 210597468
COMFORTMAKER | CVH837GKA** | EA*4X61L24A*+WALLCON | *96CTN1002122A* | 33200 | 32000 | 18 | 12 | 8.5 | 2 | 98 | 78 | 210597467
KEEPRITE | CVH837GKA** | EA*4X61L24A*+WALLCON | *80CTL1352422A* | 33200 | 32000 | 18 | 12 | 8.5 | 2.02 | 98 | 78 | 210597457
COMFORTMAKER | CVH837GKA** | EA*4X61L24A*+WALLCON | *80CTL1352422A* | 33200 | 32000 | 18 | 12 | 8.5 | 2.02 | 98 | 78 | 210597455
DAY & NIGHT | CVH837GKA** | EA*4X61L24A*+WALLCON | *80CTL1352422A* | 33200 | 32000 | 18 | 12 | 8.5 | 2.02 | 98 | 78 | 210597456
DAY & NIGHT | CVH837GKA** | EA*4X61L21A*+WALLCON | *97CMN1002122A* | 33200 | 32000 | 17.5 | 12 | 8.5 | 2 | 98 | 78 | 210597444
COMFORTMAKER | CVH837GKA** | EA*4X61L21A*+WALLCON | *97CMN1002122A* | 33200 | 32000 | 17.5 | 12 | 8.5 | 2 | 98 | 78 | 210597443
KEEPRITE | CVH837GKA** | EA*4X61L24A*+WALLCON | *80CTL0902120A* | 33200 | 32000 | 18 | 12 | 8.5 | 2 | 98 | 78 | 210597451
DAY & NIGHT | CVH837GKA** | EA*4X61L24A*+WALLCON | *80CTL0902120A* | 33200 | 32000 | 18 | 12 | 8.5 | 2 | 98 | 78 | 210597450
COMFORTMAKER | CVH837GKA** | EA*4X61L24A*+WALLCON | *80CTL0902120A* | 33200 | 32000 | 18 | 12 | 8.5 | 2 | 98 | 78 | 210597449
KEEPRITE | CVH837GKA** | EA*4X61L21A*+WALLCON | *97CMN1002122A* | 33200 | 32000 | 17.5 | 12 | 8.5 | 2 | 98 | 78 | 210597445
KEEPRITE | CVH837GKA** | EA*4X61L21A*+WALLCON | *96CTN1002122A* | 33200 | 32000 | 17.5 | 12 | 8.5 | 2 | 98 | 78 | 210597439
COMFORTMAKER | CVH837GKA** | EA*4X61L21A*+WALLCON | *96CTN1002122A* | 33200 | 32000 | 17.5 | 12 | 8.5 | 2 | 98 | 78 | 210597437
KEEPRITE | CVH837GKA** | EA*4X61L21A*+WALLCON | *80CTL0902120A* | 33200 | 32000 | 18 | 11.7 | 8.5 | 2 | 98 | 78 | 210597424
DAY & NIGHT | CVH837GKA** | EA*4X61L21A*+WALLCON | *80CTL0701716A* | 33200 | 32200 | 17.5 | 11.7 | 8.5 | 1.98 | 98 | 78 | 210597417
DAY & NIGHT | CVH837GKA** | EA*4X61L21A*+WALLCON | *80CTL0902120A* | 33200 | 32000 | 18 | 11.7 | 8.5 | 2 | 98 | 78 | 210597423
AIRQUEST | HVH837GKA** | EA*4X48L24A*+WALLCON | *97CMN1202422A* | 32200 | 32600 | 17.5 | 11.7 | 8.5 | 1.98 | 96 | 77 | 204299408
ARCOAIRE | HVH837GKA** | EA*4X48L24A*+WALLCON | *97CMN1202422A* | 32200 | 32600 | 17.5 | 11.7 | 8.5 | 1.98 | 96 | 77 | 204299409
HEIL | HVH837GKA** | EA*4X48L24A*+WALLCON | *97CMN1202422A* | 32200 | 32600 | 17.5 | 11.7 | 8.5 | 1.98 | 96 | 77 | 204299407
ARCOAIRE | HVH837GKA** | EA*4X37L21A*+WALLCON | *80CTL0902120A* | 32800 | 33000 | 17.5 | 11.7 | 8.5 | 1.98 | 96 | 76 | 205751019
ARCOAIRE | HVH837GKA** | EA*4X37L21A*+WALLCON | *80CTL0901716A* | 33000 | 32800 | 18 | 11.7 | 8.5 | 2 | 97 | 76 | 205751091
AIRQUEST | HVH837GKA** | EA*4X37L21A*+WALLCON | *80CTL0902120A* | 32800 | 33000 | 17.5 | 11.7 | 8.5 | 1.98 | 96 | 76 | 205751018
HEIL | HVH837GKA** | EA*4X37L21A*+WALLCON | *80CTL0902120A* | 32800 | 33000 | 17.5 | 11.7 | 8.5 | 1.98 | 96 | 76 | 205751017
HEIL | HVH837GKA** | EA*4X37L21A*+WALLCON | *80CTL0901716A* | 33000 | 32800 | 18 | 11.7 | 8.5 | 2 | 97 | 76 | 205751089
AIRQUEST | HVH837GKA** | EA*4X37L21A*+WALLCON | *80CTL0901716A* | 33000 | 32800 | 18 | 11.7 | 8.5 | 2 | 97 | 76 | 205751090
TEMPSTAR | TVH825GKA2* | EA*4X37L21A*+WALLCON | *80CTL0901716A* | 24600 | 21000 | 17.5 | 11.7 | 8.5 | 2.04 | 97 | 79 | 205750734
DAY & NIGHT | C4H7T24*K*AAA* | EA*4X37L21A* | *95CSU0802120A* | 23600 | 24000 | 17 | 12.5 | 8.1 | 2.24 | 58 | 43 | 210703121
DAY & NIGHT | C4H7T24*K*AAA* | EA*4X37L21A* | *80CSU0802120A* | 24000 | 24400 | 16 | 12.5 | 8.1 | 2.26 | 58 | 42 | 210703112
DAY & NIGHT | C4H7T24*K*AAA* | EA*4X37L17A* | *96VTN0601714A* | 23600 | 24200 | 16.5 | 12.5 | 8.1 | 2.2 | 58 | 43 | 210703106
DAY & NIGHT | C4H7T24*K*AAA* | EA*4X37L17A* | *96VTN0601412A* | 23600 | 24400 | 16.5 | 12.5 | 8.1 | 2.18 | 58 | 43 | 210703105
DAY & NIGHT | C4H7T24*K*AAA* | EA*4X36L21A* | *96CTN1002122A* | 23600 | 24200 | 16 | 12 | 8.1 | 2.2 | 58 | 43 | 210703084
ARCOAIRE | H4H7T24*K*AAA* | EA*4X25L17A* | *96VTN0601714A* | 23800 | 24400 | 16.5 | 12.5 | 8.1 | 2.22 | 58 | 43 | 210702224
ARCOAIRE | H4H7T24*K*AAA* | EA*4X25L17A* | *96VTN0401410A* | 23800 | 24800 | 16.5 | 12 | 8.1 | 2.18 | 58 | 43 | 210702223
KEEPRITE | CVH837GKA** | EA*4X61L24A*+WALLCON | *97CMN1202422A* | 33200 | 32000 | 17.5 | 11.7 | 8.5 | 2 | 98 | 78 | 210597484
DAY & NIGHT | CVH837GKA** | EA*4X61L24A*+WALLCON | *97CMN1202422A* | 33200 | 32000 | 17.5 | 11.7 | 8.5 | 2 | 98 | 78 | 210597483
HEIL | H4H7T24*K*AAA* | EA*4X25L17A* | OMV098J12* | 23800 | 24400 | 16 | 12.5 | 8.1 | 2.22 | 58 | 43 | 210701416
HEIL | H4H7T24*K*AAA* | EA*4X25L17A* | *96VTN0601412A* | 23800 | 24400 | 16.5 | 12 | 8.1 | 2.2 | 59 | 43 | 210701414
HEIL | H4H7T24*K*AAA* | EA*4X25L17A* | *96VTN0401410A* | 23800 | 24800 | 16.5 | 12 | 8.1 | 2.18 | 58 | 43 | 210701413
KEEPRITE | CVH825GKA2* | EA*4X43L21A*+WALLCON | *80CTL0901716A* | 24600 | 21000 | 17.5 | 11.7 | 8.5 | 2.04 | 97 | 79 | 210596774
COMFORTMAKER | CVH825GKA2* | EA*4X43L21A*+WALLCON | *80CTL0901716A* | 24600 | 21000 | 17.5 | 11.7 | 8.5 | 2.04 | 97 | 79 | 210596771
DAY & NIGHT | CVH825GKA2* | EA*4X43L21A*+WALLCON | *80CTL0901716A* | 24600 | 21000 | 17.5 | 11.7 | 8.5 | 2.04 | 97 | 79 | 210596772
TEMPSTAR | T4H7T24*K*AAA* | EA*4X37L21A* | OMV098J12* | 23800 | 24400 | 16 | 12.5 | 8.1 | 2.22 | 59 | 43 | 210703920
TEMPSTAR | T4H7T24*K*AAA* | EA*4X37L21A* | OLV098A12* | 23800 | 24400 | 16 | 12.5 | 8.1 | 2.22 | 59 | 43 | 210703919
TEMPSTAR | T4H7T24*K*AAA* | EA*4X37L21A* | *96VTN0601714A* | 23800 | 24400 | 16.5 | 12.5 | 8.1 | 2.22 | 59 | 43 | 210703915
TEMPSTAR | T4H7T24*K*AAA* | EA*4X37L21A* | *80CSU0802120A* | 24000 | 24400 | 16 | 12.5 | 8.1 | 2.26 | 58 | 42 | 210703895
TEMPSTAR | T4H7T24*K*AAA* | EA*4X37L17A* | *96VTN0601714A* | 23600 | 24200 | 16.5 | 12.5 | 8.1 | 2.2 | 58 | 43 | 210703889
TEMPSTAR | T4H7T24*K*AAA* | EA*4X37L17A* | *96VTN0601412A* | 23600 | 24400 | 16.5 | 12.5 | 8.1 | 2.18 | 58 | 43 | 210703888
TEMPSTAR | T4H7T24*K*AAA* | EA*4X37L21A* | *97CMN0801714A* | 24000 | 24600 | 17 | 12.5 | 8.1 | 2.24 | 59 | 43 | 210703907
TEMPSTAR | T4H7T24*K*AAA* | EA*4X37L21A* | *80CTL0701716A* | 23600 | 24000 | 16 | 12.5 | 8.1 | 2.24 | 58 | 43 | 210703901
TEMPSTAR | T4H7T24*K*AAA* | EA*4X37L21A* | *95CSU0802120A* | 23600 | 24000 | 17 | 12.5 | 8.1 | 2.24 | 58 | 43 | 210703904
TEMPSTAR | T4H7T24*K*AAA* | EA*4X37L21A* | *96VSN0802120A* | 23800 | 24200 | 17 | 12.5 | 8.1 | 2.26 | 58 | 43 | 210703911
TEMPSTAR | T4H7T24*K*AAA* | EA*4X37L21A* | *95CSU1002122A* | 24000 | 24400 | 17 | 12.5 | 8.1 | 2.26 | 59 | 43 | 210703905
TEMPSTAR | T4H7T24*K*AAA* | EA*4X37L21A* | *80CTL0902120A* | 23800 | 24200 | 16 | 12.5 | 8.1 | 2.24 | 58 | 43 | 210703902
DAY & NIGHT | C4H7T24*K*AAA* | EA*4X37L21A* | OMV112K14A | 23600 | 24200 | 16 | 12 | 8.1 | 2.22 | 59 | 43 | 210703138
DAY & NIGHT | C4H7T24*K*AAA* | EA*4X37L21A* | OMV098J12* | 23800 | 24400 | 16 | 12.5 | 8.1 | 2.22 | 59 | 43 | 210703137
DAY & NIGHT | C4H7T24*K*AAA* | EA*4X37L21A* | OLV098A12* | 23800 | 24400 | 16 | 12.5 | 8.1 | 2.22 | 59 | 43 | 210703136
DAY & NIGHT | C4H7T24*K*AAA* | EA*4X37L21A* | *96VTN0601714A* | 23800 | 24400 | 16.5 | 12.5 | 8.1 | 2.22 | 59 | 43 | 210703132
DAY & NIGHT | C4H7T24*K*AAA* | EA*4X37L21A* | *96VSN0802120A* | 23800 | 24200 | 17 | 12.5 | 8.1 | 2.26 | 58 | 43 | 210703128
DAY & NIGHT | C4H7T24*K*AAA* | EA*4X37L21A* | *80CTL0902120A* | 23800 | 24200 | 16 | 12.5 | 8.1 | 2.24 | 58 | 43 | 210703119
DAY & NIGHT | C4H7T24*K*AAA* | EA*4X37L21A* | *97CMN0801714A* | 24000 | 24600 | 17 | 12.5 | 8.1 | 2.24 | 59 | 43 | 210703124
DAY & NIGHT | C4H7T24*K*AAA* | EA*4X37L21A* | *80CTL0701716A* | 23600 | 24000 | 16 | 12.5 | 8.1 | 2.24 | 58 | 43 | 210703118
DAY & NIGHT | C4H7T24*K*AAA* | EA*4X37L21A* | *95CSU1002122A* | 24000 | 24400 | 17 | 12.5 | 8.1 | 2.26 | 59 | 43 | 210703122
ARCOAIRE | H4H7T24*K*AAA* | EA*4X37L21A* | OMV098J12* | 23800 | 24400 | 16 | 12.5 | 8.1 | 2.22 | 59 | 43 | 210702355
ARCOAIRE | H4H7T24*K*AAA* | EA*4X37L21A* | OMV112K14A | 23600 | 24200 | 16 | 12 | 8.1 | 2.22 | 59 | 43 | 210702356
ARCOAIRE | H4H7T24*K*AAA* | EA*4X37L21A* | OLV098A12* | 23800 | 24400 | 16 | 12.5 | 8.1 | 2.22 | 59 | 43 | 210702354
ARCOAIRE | H4H7T24*K*AAA* | EA*4X37L21A* | *95CSU0802120A* | 23600 | 24000 | 17 | 12.5 | 8.1 | 2.24 | 58 | 43 | 210702339
ARCOAIRE | H4H7T24*K*AAA* | EA*4X37L17A* | *96VTN0601714A* | 23600 | 24200 | 16.5 | 12.5 | 8.1 | 2.2 | 58 | 43 | 210702318
ARCOAIRE | H4H7T24*K*AAA* | EA*4X37L21A* | *96VTN0601714A* | 23800 | 24400 | 16.5 | 12.5 | 8.1 | 2.22 | 59 | 43 | 210702350
ARCOAIRE | H4H7T24*K*AAA* | EA*4X37L21A* | *95CSU1002122A* | 24000 | 24400 | 17 | 12.5 | 8.1 | 2.26 | 59 | 43 | 210702340
ARCOAIRE | H4H7T24*K*AAA* | EA*4X37L21A* | *96VSN0802120A* | 23800 | 24200 | 17 | 12.5 | 8.1 | 2.26 | 58 | 43 | 210702346
ARCOAIRE | H4H7T24*K*AAA* | EA*4X37L21A* | *97CMN0801714A* | 24000 | 24600 | 17 | 12.5 | 8.1 | 2.24 | 59 | 43 | 210702342
ARCOAIRE | H4H7T24*K*AAA* | EA*4X37L21A* | *80CTL0701716A* | 23600 | 24000 | 16 | 12.5 | 8.1 | 2.24 | 58 | 43 | 210702335
ARCOAIRE | H4H7T24*K*AAA* | EA*4X37L21A* | *80CTL0902120A* | 23800 | 24200 | 16 | 12.5 | 8.1 | 2.24 | 58 | 43 | 210702336
ARCOAIRE | H4H7T24*K*AAA* | EA*4X37L21A* | *80CSU0802120A* | 24000 | 24400 | 16 | 12.5 | 8.1 | 2.26 | 58 | 42 | 210702327
ARCOAIRE | H4H7T24*K*AAA* | EA*4X36L21A* | *96CTN1002122A* | 23600 | 24200 | 16 | 12 | 8.1 | 2.2 | 58 | 43 | 210702289
ARCOAIRE | H4H7T24*K*AAA* | EA*4X37L17A* | *96VTN0601412A* | 23600 | 24400 | 16.5 | 12.5 | 8.1 | 2.18 | 58 | 43 | 210702317
DAY & NIGHT | CVH837GKA** | EN(A,D,W)4X60L24**+WALLCON | *80CSU1002120A* | 32800 | 32200 | 17.5 | 11.7 | 8.1 | 1.98 | 98 | 77 | 210597603
KEEPRITE | CVH837GKA** | EN(A,D,W)4X60L24**+WALLCON | *80CSU1002120A* | 32800 | 32200 | 17.5 | 11.7 | 8.1 | 1.98 | 98 | 77 | 210597604
KEEPRITE | CVH837GKA** | EN(A,D,W)4X48L21**+WALLCON | *80CSU0401712A* | 32400 | 33000 | 17.5 | 11.7 | 8.1 | 1.96 | 96 | 75 | 210597598
KEEPRITE | CVH837GKA** | EN(A,D,W)4X48L21**+WALLCON | *80CSU0601716A* | 32400 | 33000 | 17.5 | 11.7 | 8.1 | 1.96 | 96 | 75 | 210597601
COMFORTMAKER | CVH837GKA** | EN(A,D,W)4X60L24**+WALLCON | *80CSU1002120A* | 32800 | 32200 | 17.5 | 11.7 | 8.1 | 1.98 | 98 | 77 | 210597602
DAY & NIGHT | CVH837GKA** | EN(A,D,W)4X48L21**+WALLCON | *80CSU0601716A* | 32400 | 33000 | 17.5 | 11.7 | 8.1 | 1.96 | 96 | 75 | 210597600
DAY & NIGHT | CVH837GKA** | EN(A,D,W)4X48L21**+WALLCON | *80CSU0401712A* | 32400 | 33000 | 17.5 | 11.7 | 8.1 | 1.96 | 96 | 75 | 210597597
DAY & NIGHT | CVH837GKA** | EN(A,D)4X48L24**+WALLCON | *95CSU1002122A* | 32400 | 32800 | 17.5 | 11.7 | 8.1 | 1.98 | 96 | 75 | 210597582
KEEPRITE | CVH837GKA** | EN(A,D)4X48L24**+WALLCON | *95CSU1002122A* | 32400 | 32800 | 17.5 | 11.7 | 8.1 | 1.98 | 96 | 75 | 210597583
COMFORTMAKER | CVH837GKA** | EN(A,D)4X48L24**+WALLCON | *95CSU1002122A* | 32400 | 32800 | 17.5 | 11.7 | 8.1 | 1.98 | 96 | 75 | 210597581
KEEPRITE | CVH837GKA** | EN(A,D)4X48L24**+WALLCON | *95CSU0802120A* | 32400 | 32800 | 17.5 | 11.7 | 8.1 | 1.96 | 96 | 76 | 210597580
COMFORTMAKER | CVH837GKA** | EN(A,D)4X48L24**+WALLCON | *95CSU0802120A* | 32400 | 32800 | 17.5 | 11.7 | 8.1 | 1.96 | 96 | 76 | 210597578
HEIL | H4H7T24*K*AAA* | EA*4X36L21A* | *96CTN1002122A* | 23600 | 24200 | 16 | 12 | 8.1 | 2.2 | 58 | 43 | 210701461
ARCOAIRE | H4H7T24*K*AAA* | EA*4X25L17A* | OMV098J12* | 23800 | 24400 | 16 | 12.5 | 8.1 | 2.22 | 58 | 43 | 210702227
TEMPSTAR | TVH837GKA** | EA*4X48L24A*+WALLCON | *97CMN1202422A* | 32200 | 32600 | 17.5 | 11.7 | 8.5 | 1.98 | 96 | 77 | 204299414
TEMPSTAR | TVH837GKA** | EA*4X48L24A*+WALLCON | *97CMN1002122A* | 32400 | 32600 | 17.5 | 11.7 | 8.5 | 2 | 96 | 76 | 204299404
TEMPSTAR | TVH837GKA** | EA*4X48L24A*+WALLCON | *96CTN1202422A* | 32400 | 32400 | 17.5 | 11.7 | 8.5 | 2 | 97 | 77 | 204299384
TEMPSTAR | TVH837GKA** | EA*4X48L24A*+WALLCON | *96CTN1002122A* | 32400 | 32600 | 17.5 | 11.7 | 8.5 | 2 | 96 | 76 | 204299434
TEMPSTAR | TVH837GKA** | EA*4X48L24A*+WALLCON | *80CTL0902120A* | 32400 | 32600 | 17.5 | 11.7 | 8.5 | 1.98 | 96 | 77 | 204299364
TEMPSTAR | TVH837GKA** | EA*4X48L24A*+WALLCON | *80CTL1352422A* | 32400 | 32400 | 17.5 | 11.7 | 8.5 | 2 | 97 | 77 | 204299374
TEMPSTAR | TVH837GKA** | EA*4X48L21A*+WALLCON | *96CTN1002122A* | 32400 | 32600 | 17.5 | 11.7 | 8.5 | 1.98 | 96 | 77 | 204299314
TEMPSTAR | TVH837GKA** | EA*4X48L21A*+WALLCON | *80CTL0902120A* | 32200 | 32600 | 17.5 | 11.7 | 8.5 | 1.98 | 96 | 77 | 204299234
TEMPSTAR | TVH837GKA** | EA*4X48L21A*+WALLCON | *80CTL0901716A* | 32400 | 32600 | 18 | 11.7 | 8.5 | 2 | 96 | 76 | 204299324
DAY & NIGHT | C4H7T24*K*AAA* | EA*4X25L17A* | *80CTL0701716A* | 23600 | 24000 | 16 | 12.5 | 8.1 | 2.22 | 58 | 42 | 210703181
TEMPSTAR | TVH825GKA2* | EA*4X43L21A*+WALLCON | *80CTL0901716A* | 24600 | 21000 | 17.5 | 11.7 | 8.5 | 2.04 | 97 | 79 | 210599884
TEMPSTAR | T4H7T24*K*AAA* | EA*4X25L17A* | *80CTL0701716A* | 23600 | 24000 | 16 | 12.5 | 8.1 | 2.22 | 58 | 42 | 210703964
TEMPSTAR | T4H7T24*K*AAA* | EA*4X36L21A* | OLV112A16A | 23600 | 24600 | 16 | 12 | 8.1 | 2.16 | 59 | 43 | 210703994
TEMPSTAR | T4H7T24*K*AAA* | EA*4X37L21A* | *97CMN0802120A* | 23800 | 24400 | 16 | 12.5 | 8.1 | 2.24 | 58 | 42 | 210704006
TEMPSTAR | T4H7T24*K*AAA* | EA*4X37L21A* | *97CMN1002122A* | 24400 | 24800 | 17 | 12.5 | 8.1 | 2.28 | 59 | 43 | 210704007
TEMPSTAR | T4H7T24*K*AAA* | EA*4X37L21A* | *96CTN0802120A* | 23800 | 24400 | 16 | 12.5 | 8.1 | 2.24 | 58 | 42 | 210704009
TEMPSTAR | T4H7T24*K*AAA* | EA*4X37L21A* | *96CTN1002122A* | 24400 | 24800 | 17 | 12.5 | 8.1 | 2.28 | 59 | 43 | 210704010
TEMPSTAR | T4H7T24*K*AAA* | EA*4X37L21A* | *80CSU1002120A* | 24000 | 24600 | 17 | 12.5 | 8.1 | 2.24 | 58 | 42 | 210704003
TEMPSTAR | T4H7T24*K*AAA* | EA*4X37L21A* | OLV112A16A | 24400 | 25200 | 16 | 12 | 8.1 | 2.24 | 60 | 43 | 210704012
HEIL | H4H7T24*K*AAA* | EA*4X37L17A* | *96VTN0601714A* | 23600 | 24200 | 16.5 | 12.5 | 8.1 | 2.2 | 58 | 43 | 210701483
HEIL | H4H7T24*K*AAA* | EA*4X37L17A* | *96VTN0601412A* | 23600 | 24400 | 16.5 | 12.5 | 8.1 | 2.18 | 58 | 43 | 210701482
HEIL | H4H7T24*K*AAA* | EA*4X37L21A* | *80CSU0802120A* | 24000 | 24400 | 16 | 12.5 | 8.1 | 2.26 | 58 | 42 | 210701489
HEIL | H4H7T24*K*AAA* | EA*4X37L21A* | *80CTL0902120A* | 23800 | 24200 | 16 | 12.5 | 8.1 | 2.24 | 58 | 43 | 210701496
HEIL | H4H7T24*K*AAA* | EA*4X37L21A* | *95CSU1002122A* | 24000 | 24400 | 17 | 12.5 | 8.1 | 2.26 | 59 | 43 | 210701499
HEIL | H4H7T24*K*AAA* | EA*4X37L21A* | *95CSU0802120A* | 23600 | 24000 | 17 | 12.5 | 8.1 | 2.24 | 58 | 43 | 210701498
HEIL | H4H7T24*K*AAA* | EA*4X37L21A* | *96VSN0802120A* | 23800 | 24200 | 17 | 12.5 | 8.1 | 2.26 | 58 | 43 | 210701505
HEIL | H4H7T24*K*AAA* | EA*4X37L21A* | *96VTN0601714A* | 23800 | 24400 | 16.5 | 12.5 | 8.1 | 2.22 | 59 | 43 | 210701509
HEIL | H4H7T24*K*AAA* | EA*4X37L21A* | *97CMN0801714A* | 24000 | 24600 | 17 | 12.5 | 8.1 | 2.24 | 59 | 43 | 210701501
HEIL | H4H7T24*K*AAA* | EA*4X37L21A* | OMV098J12* | 23800 | 24400 | 16 | 12.5 | 8.1 | 2.22 | 59 | 43 | 210701514
HEIL | H4H7T24*K*AAA* | EA*4X37L21A* | OLV098A12* | 23800 | 24400 | 16 | 12.5 | 8.1 | 2.22 | 59 | 43 | 210701513
HEIL | H4H7T24*K*AAA* | EA*4X37L21A* | *80CTL0701716A* | 23600 | 24000 | 16 | 12.5 | 8.1 | 2.24 | 58 | 43 | 210701495
HEIL | H4H7T24*K*AAA* | EA*4X37L21A* | OMV112K14A | 23600 | 24200 | 16 | 12 | 8.1 | 2.22 | 59 | 43 | 210701515
COMFORTMAKER | CVH837GKA** | EN(A,D,W)4X48L21**+WALLCON | *80CSU0601716A* | 32400 | 33000 | 17.5 | 11.7 | 8.1 | 1.96 | 96 | 75 | 210597599
COMFORTMAKER | CVH837GKA** | EN(A,D,W)4X48L21**+WALLCON | *80CSU0401712A* | 32400 | 33000 | 17.5 | 11.7 | 8.1 | 1.96 | 96 | 75 | 210597596
COMFORTMAKER | CVH837GKA** | EN(A,D,W)4X60L24**+WALLCON | *80CTL0902120A* | 32800 | 32200 | 18 | 12 | 8.1 | 1.98 | 98 | 77 | 210597605
KEEPRITE | CVH837GKA** | EN(A,D,W)4X60L24**+WALLCON | *80CTL0902120A* | 32800 | 32200 | 18 | 12 | 8.1 | 1.98 | 98 | 77 | 210597607
DAY & NIGHT | CVH837GKA** | EN(A,D,W)4X60L24**+WALLCON | *80CTL0902120A* | 32800 | 32200 | 18 | 12 | 8.1 | 1.98 | 98 | 77 | 210597606
COMFORTMAKER | CVH837GKA** | EN(A,D,W)4X60L24**+WALLCON | *80CTL1352422A* | 32800 | 32200 | 18 | 12 | 8.1 | 1.98 | 97 | 76 | 210597611
COMFORTMAKER | CVH837GKA** | EN(A,D,W)4X60L24**+WALLCON | *95CSU0802120A* | 32800 | 32200 | 18 | 12 | 8.1 | 1.98 | 97 | 76 | 210597614
KEEPRITE | CVH837GKA** | EN(A,D,W)4X60L24**+WALLCON | *95CSU0802120A* | 32800 | 32200 | 18 | 12 | 8.1 | 1.98 | 97 | 76 | 210597616
COMFORTMAKER | CVH837GKA** | EN(A,D,W)4X60L24**+WALLCON | *95CSU1002122A* | 32800 | 32200 | 18 | 12 | 8.1 | 1.98 | 97 | 76 | 210597617
DAY & NIGHT | CVH837GKA** | EN(A,D,W)4X60L24**+WALLCON | *95CSU0802120A* | 32800 | 32200 | 18 | 12 | 8.1 | 1.98 | 97 | 76 | 210597615
DAY & NIGHT | CVH837GKA** | EN(A,D,W)4X60L24**+WALLCON | *80CTL1352422A* | 32800 | 32200 | 18 | 12 | 8.1 | 1.98 | 97 | 76 | 210597612
KEEPRITE | CVH837GKA** | EN(A,D,W)4X60L24**+WALLCON | *95CSU1002122A* | 32800 | 32200 | 18 | 12 | 8.1 | 1.98 | 97 | 76 | 210597619
COMFORTMAKER | CVH837GKA** | EN(A,D,W)4X60L24**+WALLCON | *96CTN1002122A* | 32800 | 32200 | 18 | 12 | 8.1 | 1.98 | 97 | 76 | 210597623
DAY & NIGHT | CVH837GKA** | EN(A,D,W)4X60L24**+WALLCON | *96CTN1002122A* | 32800 | 32200 | 18 | 12 | 8.1 | 1.98 | 97 | 76 | 210597624
KEEPRITE | CVH837GKA** | EN(A,D,W)4X60L24**+WALLCON | *96CTN1202422A* | 32800 | 32200 | 18 | 12 | 8.1 | 1.98 | 97 | 76 | 210597628
COMFORTMAKER | CVH837GKA** | EN(A,D,W)4X60L24**+WALLCON | *97CMN1002122A* | 32800 | 32200 | 18 | 12 | 8.1 | 1.98 | 97 | 76 | 210597632
DAY & NIGHT | CVH837GKA** | EN(A,D,W)4X60L24**+WALLCON | *97CMN1002122A* | 32800 | 32200 | 18 | 12 | 8.1 | 1.98 | 97 | 76 | 210597633
KEEPRITE | CVH837GKA** | EN(A,D,W)4X60L24**+WALLCON | *96CTN1002122A* | 32800 | 32200 | 18 | 12 | 8.1 | 1.98 | 97 | 76 | 210597625
COMFORTMAKER | CVH837GKA** | EN(A,D,W)4X60L24**+WALLCON | *96CTN1202422A* | 32800 | 32200 | 18 | 12 | 8.1 | 1.98 | 97 | 76 | 210597626
KEEPRITE | CVH837GKA** | EN(A,D,W)4X60L24**+WALLCON | *97CMN1002122A* | 32800 | 32200 | 18 | 12 | 8.1 | 1.98 | 97 | 76 | 210597634
DAY & NIGHT | CVH837GKA** | EN(A,D,W)4X60L24**+WALLCON | *96CTN1202422A* | 32800 | 32200 | 18 | 12 | 8.1 | 1.98 | 97 | 76 | 210597627
KEEPRITE | CVH837GKA** | EN(A,D,W)4X60L24**+WALLCON | *97CMN1202422A* | 32800 | 32200 | 17.5 | 11.7 | 8.1 | 1.96 | 98 | 77 | 210597637
ARCOAIRE | H4H7T24*K*AAA* | EA*4X25L17A* | *80CTL0701716A* | 23600 | 24000 | 16 | 12.5 | 8.1 | 2.22 | 58 | 42 | 210702399
ARCOAIRE | H4H7T24*K*AAA* | EA*4X36L21A* | OLV112A16A | 23600 | 24600 | 16 | 12 | 8.1 | 2.16 | 59 | 43 | 210702429
AIRQUEST | HVH837GKA** | EA*4X48L21A*+WALLCON | *80CTL0901716A* | 32400 | 32600 | 18 | 11.7 | 8.5 | 2 | 96 | 76 | 204299318
HEIL | HVH837GKA** | EA*4X48L21A*+WALLCON | *80CTL0901716A* | 32400 | 32600 | 18 | 11.7 | 8.5 | 2 | 96 | 76 | 204299317
ARCOAIRE | HVH837GKA** | EA*4X48L21A*+WALLCON | *80CTL0901716A* | 32400 | 32600 | 18 | 11.7 | 8.5 | 2 | 96 | 76 | 204299319
HEIL | HVH837GKA** | EA*4X48L21A*+WALLCON | *80CTL0902120A* | 32200 | 32600 | 17.5 | 11.7 | 8.5 | 1.98 | 96 | 77 | 204299227
ARCOAIRE | HVH837GKA** | EA*4X48L21A*+WALLCON | *80CTL0902120A* | 32200 | 32600 | 17.5 | 11.7 | 8.5 | 1.98 | 96 | 77 | 204299229
AIRQUEST | HVH837GKA** | EA*4X48L21A*+WALLCON | *80CTL0902120A* | 32200 | 32600 | 17.5 | 11.7 | 8.5 | 1.98 | 96 | 77 | 204299228
TEMPSTAR | TVH837GKA** | EN(A,D)4X48L24**+WALLCON | *80CTL0902120A* | 32400 | 33000 | 17.5 | 11.7 | 8.1 | 1.96 | 96 | 75 | 204299884
TEMPSTAR | TVH837GKA** | EN(A,D)4X48L24**+WALLCON | *80CTL1352422A* | 32400 | 32800 | 17.5 | 11.7 | 8.1 | 1.98 | 96 | 76 | 204299894
TEMPSTAR | TVH837GKA** | EN(A,D)4X48L24**+WALLCON | *96CTN1002122A* | 32400 | 33000 | 17.5 | 11.7 | 8.1 | 1.96 | 95 | 75 | 204299954
TEMPSTAR | TVH837GKA** | EN(A,D)4X48L24**+WALLCON | *96CTN1202422A* | 32400 | 32800 | 17.5 | 11.7 | 8.1 | 1.96 | 96 | 76 | 204299904
TEMPSTAR | TVH837GKA** | EN(A,D)4X48L24**+WALLCON | *97CMN1002122A* | 32400 | 33000 | 17.5 | 11.7 | 8.1 | 1.96 | 95 | 75 | 204299924
DAY & NIGHT | C4H7T24*K*AAA* | EA*4X36L21A* | OLV112A16A | 23600 | 24600 | 16 | 12 | 8.1 | 2.16 | 59 | 43 | 210703211
DAY & NIGHT | C4H7T24*K*AAA* | EA*4X37L17A* | *96VTN0401410A* | 23600 | 24600 | 16.5 | 12 | 8.1 | 2.16 | 59 | 43 | 210703217
DAY & NIGHT | C4H7T24*K*AAA* | EA*4X37L21A* | *80CSU1002120A* | 24000 | 24600 | 17 | 12.5 | 8.1 | 2.24 | 58 | 42 | 210703220
DAY & NIGHT | C4H7T24*K*AAA* | EA*4X37L21A* | *97CMN0802120A* | 23800 | 24400 | 16 | 12.5 | 8.1 | 2.24 | 58 | 42 | 210703223
DAY & NIGHT | C4H7T24*K*AAA* | EA*4X37L21A* | *80CTL0702120A* | 24200 | 24800 | 17 | 12.5 | 8.1 | 2.26 | 59 | 43 | 210703221
DAY & NIGHT | C4H7T24*K*AAA* | EA*4X37L21A* | *97CMN1002122A* | 24400 | 24800 | 17 | 12.5 | 8.1 | 2.28 | 59 | 43 | 210703224
DAY & NIGHT | C4H7T24*K*AAA* | EA*4X37L21A* | OLV112A16A | 24400 | 25200 | 16 | 12 | 8.1 | 2.24 | 60 | 43 | 210703229
DAY & NIGHT | C4H7T24*K*AAA* | EA*4X37L21A* | *96CTN0802120A* | 23800 | 24400 | 16 | 12.5 | 8.1 | 2.24 | 58 | 42 | 210703226
DAY & NIGHT | C4H7T24*K*AAA* | EA*4X37L21A* | *96CTN1002122A* | 24400 | 24800 | 17 | 12.5 | 8.1 | 2.28 | 59 | 43 | 210703227
TEMPSTAR | TVH837GKA** | EA*4X37L21A*+WALLCON | *80CTL0902120A* | 32800 | 33000 | 17.5 | 11.7 | 8.5 | 1.98 | 96 | 76 | 205751024
TEMPSTAR | TVH837GKA** | EA*4X37L21A*+WALLCON | *80CTL0901716A* | 33000 | 32800 | 18 | 11.7 | 8.5 | 2 | 97 | 76 | 205751096
TEMPSTAR | TVH837GKA** | EA*4X37L21A*+WALLCON | *96CTN1002122A* | 33000 | 33000 | 17.5 | 11.7 | 8.5 | 2 | 96 | 76 | 205751088
TEMPSTAR | TVH837GKA** | EA*4X37L21A*+WALLCON | *97CMN1002122A* | 33000 | 33000 | 17.5 | 11.7 | 8.5 | 2 | 96 | 76 | 205751072
HEIL | H4H7T36*K*AAA* | EA*4X37L21A* | *80CSU0802120A* | 35600 | 36000 | 16 | 12 | 8.1 | 2.16 | 62 | 49 | 210704080
CARRIER | 25VNA837A*030* | CAP**6024AL*+UI | 59MN7B100C21**22 | 32800 | 31800 | 17.5 | 11.7 | 8.5 | 2 | 97 | 78 | 210596176
CARRIER | 25VNA837A*030* | CAP**6024AL*+UI | 59TN6B100C21**22 | 32800 | 31800 | 17.5 | 11.7 | 8.5 | 2 | 97 | 78 | 210596179
CARRIER | 25VNA837A*030* | CAP**6024AL*+UI | 58TN*A090C21**20 | 32800 | 31800 | 17.5 | 11.7 | 8.5 | 1.98 | 97 | 78 | 210596169
CARRIER | 25VNA837A*030* | CAP**6024AL*+UI | 59MN7B120C24**22 | 32800 | 32000 | 17.5 | 11.7 | 8.5 | 1.98 | 98 | 78 | 210596177
CARRIER | 25VNA837A*030* | CAP**6024AL*+UI | 59TN6B120C24**22 | 32800 | 31800 | 18 | 11.7 | 8.5 | 2 | 97 | 78 | 210596180
CARRIER | 25VNA837A*030* | CAP**6121AL*+UI | 58TN*A090C17**16 | 33200 | 32000 | 18 | 12 | 8.5 | 2 | 98 | 78 | 210596185
CARRIER | 25VNA837A*030* | CAP**6121AL*+UI | 58TN*A070C17**16 | 33200 | 32200 | 17.5 | 11.7 | 8.5 | 1.98 | 98 | 78 | 210596184
CARRIER | 25VNA837A*030* | CAP**6121AL*+UI | 59TN6B100C21**22 | 33200 | 32000 | 17.5 | 12 | 8.5 | 2 | 98 | 78 | 210596193
CARRIER | 25VNA837A*030* | CAP**6124AL*+UI | 58TN*A090C21**20 | 33200 | 32000 | 18 | 12 | 8.5 | 2 | 98 | 78 | 210596195
CARRIER | 25VNA837A*030* | CAP**6121AL*+UI | 58TN*A090C21**20 | 33200 | 32000 | 18 | 11.7 | 8.5 | 2 | 98 | 78 | 210596186
CARRIER | 25VNA837A*030* | CAP**6124AL*+UI | 58TN*A135C24**22 | 33200 | 32000 | 18 | 12 | 8.5 | 2.02 | 98 | 78 | 210596197
CARRIER | 25VNA837A*030* | CAP**6124AL*+UI | 59MN7B060C21**20 | 33000 | 32400 | 17.5 | 11.7 | 8.5 | 1.98 | 97 | 78 | 210596200
CARRIER | 25VNA837A*030* | CAP**6124AL*+UI | 59MN7B120C24**22 | 33200 | 32000 | 17.5 | 11.7 | 8.5 | 2 | 98 | 78 | 210596203
CARRIER | 25VNA837A*030* | CNPV*6024AL*+UI | 58CU*A100C21**20 | 32800 | 32200 | 17.5 | 11.7 | 8.1 | 1.98 | 98 | 77 | 210596222
CARRIER | 25VNA837A*030* | CNPV*4824AL*+UI | 59CU5A080C21**20 | 32400 | 32800 | 17.5 | 11.7 | 8.1 | 1.96 | 96 | 76 | 210596220
CARRIER | 25VNA837A*030* | CNPV*4824AL*+UI | 59CU5A100C21**22 | 32400 | 32800 | 17.5 | 11.7 | 8.1 | 1.98 | 96 | 75 | 210596221
CARRIER | 25VNA837A*030* | CNPV*6024AL*+UI | 58TN*A090C21**20 | 32800 | 32200 | 18 | 12 | 8.1 | 1.98 | 98 | 77 | 210596223
CARRIER | 25VNA837A*030* | CAP**6124AL*+UI | 59TN6B120C24**22 | 33200 | 32000 | 18 | 12 | 8.5 | 2 | 98 | 78 | 210596206
CARRIER | 25VNA837A*030* | CNPV*4821AL*+UI | 58CU*A060C17**16 | 32400 | 33000 | 17.5 | 11.7 | 8.1 | 1.96 | 96 | 75 | 210596218
CARRIER | 25VNA837A*030* | CNPV*4821AL*+UI | 58CU*A040C17**12 | 32400 | 33000 | 17.5 | 11.7 | 8.1 | 1.96 | 96 | 75 | 210596217
CARRIER | 25VNA837A*030* | CAP**6124AL*+UI | 59TN6B100C21**22 | 33200 | 32000 | 18 | 12 | 8.5 | 2 | 98 | 78 | 210596205
CARRIER | 25VNA837A*030* | CAP**6121AL*+UI | 59MN7B100C21**22 | 33200 | 32000 | 17.5 | 12 | 8.5 | 2 | 98 | 78 | 210596191
CARRIER | 25VNA837A*030* | CAP**6124AL*+UI | 59MN7B100C21**22 | 33200 | 32000 | 18 | 12 | 8.5 | 2 | 98 | 78 | 210596202
HEIL | H4H7T36*K*AAA* | EA*4X48L24A* | *96CTN0802120A* | 34800 | 35600 | 16 | 11.7 | 8.1 | 2.14 | 61 | 49 | 210704223
HEIL | H4H7T36*K*AAA* | EA*4X48L24A* | *97CMN0802120A* | 34800 | 35600 | 16 | 11.7 | 8.1 | 2.14 | 61 | 49 | 210704218
HEIL | HVH837GKA** | EA*4X61L21A*+WALLCON | *80CTL0701716A* | 33200 | 32200 | 17.5 | 11.7 | 8.5 | 1.98 | 98 | 78 | 210599230
AIRQUEST | HVH837GKA** | EA*4X60L24A*+WALLCON | *97CMN1202422A* | 32800 | 32000 | 17.5 | 11.7 | 8.5 | 1.98 | 98 | 78 | 210599216
ARCOAIRE | HVH837GKA** | EA*4X60L24A*+WALLCON | *97CMN1202422A* | 32800 | 32000 | 17.5 | 11.7 | 8.5 | 1.98 | 98 | 78 | 210599217
HEIL | HVH837GKA** | EA*4X60L24A*+WALLCON | *97CMN1202422A* | 32800 | 32000 | 17.5 | 11.7 | 8.5 | 1.98 | 98 | 78 | 210599214
ARCOAIRE | HVH837GKA** | EA*4X60L24A*+WALLCON | *97CMN1002122A* | 32800 | 31800 | 17.5 | 11.7 | 8.5 | 2 | 97 | 78 | 210599213
AIRQUEST | HVH837GKA** | EA*4X60L24A*+WALLCON | *97CMN1002122A* | 32800 | 31800 | 17.5 | 11.7 | 8.5 | 2 | 97 | 78 | 210599212
ARCOAIRE | HVH837GKA** | EA*4X60L24A*+WALLCON | *96CTN1202422A* | 32800 | 31800 | 18 | 11.7 | 8.5 | 2 | 97 | 78 | 210599201
HEIL | HVH837GKA** | EA*4X60L24A*+WALLCON | *97CMN1002122A* | 32800 | 31800 | 17.5 | 11.7 | 8.5 | 2 | 97 | 78 | 210599210
AIRQUEST | HVH837GKA** | EA*4X60L24A*+WALLCON | *96CTN1202422A* | 32800 | 31800 | 18 | 11.7 | 8.5 | 2 | 97 | 78 | 210599200
HEIL | HVH837GKA** | EA*4X60L24A*+WALLCON | *96CTN1202422A* | 32800 | 31800 | 18 | 11.7 | 8.5 | 2 | 97 | 78 | 210599198
ARCOAIRE | HVH837GKA** | EA*4X60L24A*+WALLCON | *96CTN1002122A* | 32800 | 31800 | 17.5 | 11.7 | 8.5 | 2 | 97 | 78 | 210599197
AIRQUEST | HVH837GKA** | EA*4X60L24A*+WALLCON | *96CTN1002122A* | 32800 | 31800 | 17.5 | 11.7 | 8.5 | 2 | 97 | 78 | 210599196
HEIL | HVH837GKA** | EA*4X60L24A*+WALLCON | *96CTN1002122A* | 32800 | 31800 | 17.5 | 11.7 | 8.5 | 2 | 97 | 78 | 210599194
ARCOAIRE | HVH837GKA** | EA*4X60L24A*+WALLCON | *80CTL1352422A* | 32800 | 31800 | 18 | 12 | 8.5 | 2 | 97 | 78 | 210599181
AIRQUEST | HVH837GKA** | EA*4X60L24A*+WALLCON | *80CTL1352422A* | 32800 | 31800 | 18 | 12 | 8.5 | 2 | 97 | 78 | 210599180
HEIL | HVH837GKA** | EA*4X60L24A*+WALLCON | *80CTL0902120A* | 32800 | 31800 | 17.5 | 11.7 | 8.5 | 1.98 | 97 | 78 | 210599170
ARCOAIRE | HVH837GKA** | EA*4X60L24A*+WALLCON | *80CTL0902120A* | 32800 | 31800 | 17.5 | 11.7 | 8.5 | 1.98 | 97 | 78 | 210599173
HEIL | HVH837GKA** | EA*4X60L24A*+WALLCON | *80CTL1352422A* | 32800 | 31800 | 18 | 12 | 8.5 | 2 | 97 | 78 | 210599178
KENMORE | (C,H,T)VH825GKA2* | EA*4X43L21A*+WALLCON | *80CTL0901716A* | 24600 | 21000 | 17.5 | 11.7 | 8.5 | 2.04 | 97 | 79 | 210595612
TEMPSTAR | T4H7T24*K*AAA* | EA*4X25L17A* | OMV098J12* | 23800 | 24400 | 16 | 12.5 | 8.1 | 2.22 | 58 | 43 | 210703822
TEMPSTAR | T4H7T24*K*AAA* | EA*4X25L17A* | *96VTN0401410A* | 23800 | 24800 | 16.5 | 12 | 8.1 | 2.18 | 58 | 43 | 210703819
TEMPSTAR | TVH837GKA** | END4X42L17**+WALLCON | *80CTL0901716A* | 32200 | 33000 | 17.5 | 11.7 | 8.1 | 1.92 | 95 | 75 | 204299564
TEMPSTAR | TVH837GKA** | EN(A,D,W)4X48L21**+WALLCON | *97CMN1002122A* | 32400 | 33000 | 17.5 | 11.7 | 8.1 | 1.96 | 95 | 75 | 204299814
TEMPSTAR | TVH837GKA** | EN(A,D,W)4X48L21**+WALLCON | *96CTN1002122A* | 32400 | 33000 | 17.5 | 11.7 | 8.1 | 1.96 | 95 | 75 | 204299834
TEMPSTAR | TVH837GKA** | EN(A,D,W)4X48L21**+WALLCON | *80CTL0902120A* | 32400 | 33000 | 17.5 | 11.7 | 8.1 | 1.96 | 96 | 75 | 204299754
TEMPSTAR | TVH837GKA** | EN(A,D,W)4X48L21**+WALLCON | *95CSU1002122A* | 32400 | 32800 | 17.5 | 11.7 | 8.1 | 1.98 | 96 | 75 | 206136293
TEMPSTAR | TVH837GKA** | EN(A,D,W)4X48L21**+WALLCON | *95CSU0802120A* | 32400 | 32800 | 17.5 | 11.7 | 8.1 | 1.96 | 96 | 76 | 206136283
TEMPSTAR | TVH837GKA** | EN(A,D,W)4X48L21**+WALLCON | *80CTL0901716A* | 32400 | 32800 | 18 | 11.7 | 8.1 | 1.98 | 96 | 76 | 204299844
ARCOAIRE | H4H7T24*K*AAA* | EA*4X37L17A* | *96VTN0401410A* | 23600 | 24600 | 16.5 | 12 | 8.1 | 2.16 | 59 | 43 | 210702435
ARCOAIRE | H4H7T24*K*AAA* | EA*4X37L21A* | *96CTN1002122A* | 24400 | 24800 | 17 | 12.5 | 8.1 | 2.28 | 59 | 43 | 210702445
ARCOAIRE | H4H7T24*K*AAA* | EA*4X37L21A* | OLV112A16A | 24400 | 25200 | 16 | 12 | 8.1 | 2.24 | 60 | 43 | 210702447
ARCOAIRE | H4H7T24*K*AAA* | EA*4X37L21A* | *80CTL0702120A* | 24200 | 24800 | 17 | 12.5 | 8.1 | 2.26 | 59 | 43 | 210702439
ARCOAIRE | H4H7T24*K*AAA* | EA*4X37L21A* | *96CTN0802120A* | 23800 | 24400 | 16 | 12.5 | 8.1 | 2.24 | 58 | 42 | 210702444
ARCOAIRE | H4H7T24*K*AAA* | EA*4X37L21A* | *80CSU1002120A* | 24000 | 24600 | 17 | 12.5 | 8.1 | 2.24 | 58 | 42 | 210702438
ARCOAIRE | H4H7T24*K*AAA* | EA*4X37L21A* | *97CMN0802120A* | 23800 | 24400 | 16 | 12.5 | 8.1 | 2.24 | 58 | 42 | 210702441
ARCOAIRE | H4H7T24*K*AAA* | EA*4X37L21A* | *97CMN1002122A* | 24400 | 24800 | 17 | 12.5 | 8.1 | 2.28 | 59 | 43 | 210702442
ARCOAIRE | HVH837GKA** | EN(A,D,W)4X48L21**+WALLCON | *95CSU1002122A* | 32400 | 32800 | 17.5 | 11.7 | 8.1 | 1.98 | 96 | 75 | 206136288
AIRQUEST | HVH837GKA** | EN(A,D,W)4X48L21**+WALLCON | *95CSU1002122A* | 32400 | 32800 | 17.5 | 11.7 | 8.1 | 1.98 | 96 | 75 | 206136287
ARCOAIRE | HVH837GKA** | EN(A,D,W)4X48L21**+WALLCON | *95CSU0802120A* | 32400 | 32800 | 17.5 | 11.7 | 8.1 | 1.96 | 96 | 76 | 206136278
AIRQUEST | HVH837GKA** | EN(A,D,W)4X48L21**+WALLCON | *95CSU0802120A* | 32400 | 32800 | 17.5 | 11.7 | 8.1 | 1.96 | 96 | 76 | 206136277
ARCOAIRE | HVH837GKA** | EA*4X43L21A*+WALLCON | *80CTL0901716A* | 33000 | 32800 | 18 | 11.7 | 8.5 | 2 | 97 | 76 | 205751220
AIRQUEST | HVH837GKA** | EA*4X43L21A*+WALLCON | *80CTL0901716A* | 33000 | 32800 | 18 | 11.7 | 8.5 | 2 | 97 | 76 | 205751219
HEIL | HVH837GKA** | EA*4X43L21A*+WALLCON | *80CTL0901716A* | 33000 | 32800 | 18 | 11.7 | 8.5 | 2 | 97 | 76 | 205751218
ARCOAIRE | HVH837GKA** | EA*4X43L21A*+WALLCON | *80CTL0701716A* | 32800 | 33000 | 17.5 | 11.7 | 8.5 | 1.98 | 97 | 76 | 205751123
AIRQUEST | HVH837GKA** | EA*4X43L21A*+WALLCON | *80CTL0701716A* | 32800 | 33000 | 17.5 | 11.7 | 8.5 | 1.98 | 97 | 76 | 205751122
HEIL | HVH837GKA** | EA*4X43L21A*+WALLCON | *80CTL0701716A* | 32800 | 33000 | 17.5 | 11.7 | 8.5 | 1.98 | 97 | 76 | 205751121
HEIL | H4H7T24*K*AAA* | EA*4X37L17A* | *96VTN0401410A* | 23600 | 24600 | 16.5 | 12 | 8.1 | 2.16 | 59 | 43 | 210701594
HEIL | H4H7T24*K*AAA* | EA*4X37L21A* | OLV112A16A | 24400 | 25200 | 16 | 12 | 8.1 | 2.24 | 60 | 43 | 210701606
HEIL | H4H7T24*K*AAA* | EA*4X37L21A* | *97CMN1002122A* | 24400 | 24800 | 17 | 12.5 | 8.1 | 2.28 | 59 | 43 | 210701601
HEIL | H4H7T24*K*AAA* | EA*4X37L21A* | *80CTL0702120A* | 24200 | 24800 | 17 | 12.5 | 8.1 | 2.26 | 59 | 43 | 210701598
HEIL | H4H7T24*K*AAA* | EA*4X37L21A* | *96CTN1002122A* | 24400 | 24800 | 17 | 12.5 | 8.1 | 2.28 | 59 | 43 | 210701604
HEIL | H4H7T24*K*AAA* | EA*4X37L21A* | *96CTN0802120A* | 23800 | 24400 | 16 | 12.5 | 8.1 | 2.24 | 58 | 42 | 210701603
HEIL | H4H7T24*K*AAA* | EA*4X37L21A* | *97CMN0802120A* | 23800 | 24400 | 16 | 12.5 | 8.1 | 2.24 | 58 | 42 | 210701600
HEIL | H4H7T24*K*AAA* | EA*4X37L21A* | *80CSU1002120A* | 24000 | 24600 | 17 | 12.5 | 8.1 | 2.24 | 58 | 42 | 210701597
HEIL | H4H7T24*K*AAA* | EA*4X36L21A* | OLV112A16A | 23600 | 24600 | 16 | 12 | 8.1 | 2.16 | 59 | 43 | 210701588
HEIL | H4H7T24*K*AAA* | EA*4X25L17A* | *80CTL0701716A* | 23600 | 24000 | 16 | 12.5 | 8.1 | 2.22 | 58 | 42 | 210701558
CARRIER | 25VNA837A*030* | CNPV*6024AL*+UI | 59TN6B100C21**22 | 32800 | 32200 | 18 | 12 | 8.1 | 1.98 | 97 | 76 | 210596232
CARRIER | 25VNA837A*030* | CNPV*6024AL*+UI | 59CU5A080C21**20 | 32800 | 32200 | 18 | 12 | 8.1 | 1.98 | 97 | 76 | 210596226
CARRIER | 25VNA837A*030* | CNPV*6024AL*+UI | 58TN*A135C24**22 | 32800 | 32200 | 18 | 12 | 8.1 | 1.98 | 97 | 76 | 210596225
CARRIER | 25VNA837A*030* | CNPV*6024AL*+UI | 59TN6B120C24**22 | 32800 | 32200 | 18 | 12 | 8.1 | 1.98 | 97 | 76 | 210596233
CARRIER | 25VNA837A*030* | CNPV*6024AL*+UI | 59MN7B120C24**22 | 32800 | 32200 | 17.5 | 11.7 | 8.1 | 1.96 | 98 | 77 | 210596230
CARRIER | 25VNA837A*030* | CNPV*6024AL*+UI | 59MN7B100C21**22 | 32800 | 32200 | 18 | 12 | 8.1 | 1.98 | 97 | 76 | 210596229
CARRIER | 25VNA837A*030* | CNPV*6024AL*+UI | 59CU5A100C21**22 | 32800 | 32200 | 18 | 12 | 8.1 | 1.98 | 97 | 76 | 210596227
HEIL | H4H7T36*K*AAA* | EA*4X43L21A* | *96VTN0801716A* | 35000 | 35400 | 15.5 | 12 | 8.1 | 2.12 | 61 | 49 | 210704166
HEIL | H4H7T36*K*AAA* | EA*4X43L21A* | *96VTN0601714A* | 35000 | 36000 | 15.5 | 11.7 | 8.1 | 2.1 | 62 | 49 | 210704165
HEIL | H4H7T36*K*AAA* | EA*4X43L21A* | *80CSU0802120A* | 35600 | 35800 | 16 | 12 | 8.1 | 2.16 | 62 | 49 | 210704141
HEIL | H4H7T36*K*AAA* | EA*4X37L21A* | *96VTN0801716A* | 34800 | 35400 | 15.5 | 12 | 8.1 | 2.12 | 61 | 49 | 210704106
AIRQUEST | HVH837GKA** | EA*4X60L24A*+WALLCON | *80CTL0902120A* | 32800 | 31800 | 17.5 | 11.7 | 8.5 | 1.98 | 97 | 78 | 210599172
HEIL | H4H7T36*K*AAA* | FVM4X60***L |  | 35600 | 35200 | 17 | 12.5 | 8.1 | 2.22 | 61 | 48 | 210704261
HEIL | H4H7T36*K*AAA* | FVM4X48***L |  | 35200 | 35000 | 16.5 | 12.5 | 8.1 | 2.18 | 61 | 48 | 210704260
ARCOAIRE | HVH837GKA** | EA*4X61L24A*+WALLCON | *80CTL1352422A* | 33200 | 32000 | 18 | 12 | 8.5 | 2.02 | 98 | 78 | 210599285
HEIL | HVH837GKA** | EA*4X61L24A*+WALLCON | *80CTL1352422A* | 33200 | 32000 | 18 | 12 | 8.5 | 2.02 | 98 | 78 | 210599282
AIRQUEST | HVH837GKA** | EA*4X61L24A*+WALLCON | *80CTL1352422A* | 33200 | 32000 | 18 | 12 | 8.5 | 2.02 | 98 | 78 | 210599284
ARCOAIRE | HVH837GKA** | EA*4X61L24A*+WALLCON | *80CTL0902120A* | 33200 | 32000 | 18 | 12 | 8.5 | 2 | 98 | 78 | 210599277
AIRQUEST | HVH837GKA** | EA*4X61L24A*+WALLCON | *80CTL0902120A* | 33200 | 32000 | 18 | 12 | 8.5 | 2 | 98 | 78 | 210599276
HEIL | HVH837GKA** | EA*4X61L24A*+WALLCON | *80CTL0902120A* | 33200 | 32000 | 18 | 12 | 8.5 | 2 | 98 | 78 | 210599274
AIRQUEST | HVH837GKA** | EA*4X61L21A*+WALLCON | *97CMN1002122A* | 33200 | 32000 | 17.5 | 12 | 8.5 | 2 | 98 | 78 | 210599268
ARCOAIRE | HVH837GKA** | EA*4X61L21A*+WALLCON | *97CMN1002122A* | 33200 | 32000 | 17.5 | 12 | 8.5 | 2 | 98 | 78 | 210599269
HEIL | HVH837GKA** | EA*4X61L21A*+WALLCON | *97CMN1002122A* | 33200 | 32000 | 17.5 | 12 | 8.5 | 2 | 98 | 78 | 210599266
ARCOAIRE | HVH837GKA** | EA*4X61L21A*+WALLCON | *96CTN1002122A* | 33200 | 32000 | 17.5 | 12 | 8.5 | 2 | 98 | 78 | 210599261
AIRQUEST | HVH837GKA** | EA*4X61L21A*+WALLCON | *96CTN1002122A* | 33200 | 32000 | 17.5 | 12 | 8.5 | 2 | 98 | 78 | 210599260
HEIL | HVH837GKA** | EA*4X61L21A*+WALLCON | *96CTN1002122A* | 33200 | 32000 | 17.5 | 12 | 8.5 | 2 | 98 | 78 | 210599258
AIRQUEST | HVH837GKA** | EA*4X61L21A*+WALLCON | *80CTL0902120A* | 33200 | 32000 | 18 | 11.7 | 8.5 | 2 | 98 | 78 | 210599240
ARCOAIRE | HVH837GKA** | EA*4X61L21A*+WALLCON | *80CTL0902120A* | 33200 | 32000 | 18 | 11.7 | 8.5 | 2 | 98 | 78 | 210599241
HEIL | HVH837GKA** | EA*4X61L21A*+WALLCON | *80CTL0901716A* | 33200 | 32000 | 18 | 12 | 8.5 | 2 | 98 | 78 | 210599234
ARCOAIRE | HVH837GKA** | EA*4X61L21A*+WALLCON | *80CTL0701716A* | 33200 | 32200 | 17.5 | 11.7 | 8.5 | 1.98 | 98 | 78 | 210599233
HEIL | HVH837GKA** | EA*4X61L21A*+WALLCON | *80CTL0902120A* | 33200 | 32000 | 18 | 11.7 | 8.5 | 2 | 98 | 78 | 210599238
AIRQUEST | HVH837GKA** | EA*4X61L21A*+WALLCON | *80CTL0901716A* | 33200 | 32000 | 18 | 12 | 8.5 | 2 | 98 | 78 | 210599236
AIRQUEST | HVH837GKA** | EA*4X61L21A*+WALLCON | *80CTL0701716A* | 33200 | 32200 | 17.5 | 11.7 | 8.5 | 1.98 | 98 | 78 | 210599232
KENMORE | (C,H,T)VH837GKA** | EA*4X61L24A*+WALLCON | *97CMN0602120A* | 33000 | 32400 | 17.5 | 11.7 | 8.5 | 1.98 | 97 | 78 | 210595845
KENMORE | (C,H,T)VH837GKA** | EA*4X61L24A*+WALLCON | *96CTN1202422A* | 33200 | 32000 | 18 | 12 | 8.5 | 2 | 98 | 78 | 210595844
KEEPRITE | C4H7T24*K*AAA* | EA*4X25L17A* | OMV098J12* | 23800 | 24400 | 16 | 12.5 | 8.1 | 2.22 | 58 | 43 | 210703430
KEEPRITE | C4H7T24*K*AAA* | EA*4X25L17A* | *96VTN0601412A* | 23800 | 24400 | 16.5 | 12 | 8.1 | 2.2 | 59 | 43 | 210703428
KEEPRITE | C4H7T24*K*AAA* | EA*4X25L17A* | *96VTN0401410A* | 23800 | 24800 | 16.5 | 12 | 8.1 | 2.18 | 58 | 43 | 210703427
AIRQUEST | HVH825GKA2* | EN(A,D,W)4X48L21**+WALLCON | *80CTL0901716A* | 24200 | 21200 | 17.5 | 11.7 | 8.1 | 2.02 | 97 | 78 | 210598489
ARCOAIRE | HVH825GKA2* | EN(A,D,W)4X48L21**+WALLCON | *80CTL0901716A* | 24200 | 21200 | 17.5 | 11.7 | 8.1 | 2.02 | 97 | 78 | 210598490
HEIL | HVH825GKA2* | EN(A,D,W)4X48L21**+WALLCON | *80CTL0901716A* | 24200 | 21200 | 17.5 | 11.7 | 8.1 | 2.02 | 97 | 78 | 210598487
ARCOAIRE | HVH837GKA** | EA*4X43L21A*+WALLCON | *97CMN1002122A* | 33000 | 33000 | 17.5 | 11.7 | 8.5 | 2 | 96 | 76 | 205751196
HEIL | HVH837GKA** | EA*4X43L21A*+WALLCON | *97CMN1002122A* | 33000 | 33000 | 17.5 | 11.7 | 8.5 | 2 | 96 | 76 | 205751194
ARCOAIRE | HVH837GKA** | EA*4X43L21A*+WALLCON | *96CTN1002122A* | 33000 | 33000 | 17.5 | 11.7 | 8.5 | 2 | 96 | 76 | 205751212
ARCOAIRE | HVH837GKA** | EN(A,D,W)4X48L21**+WALLCON | *80CTL0901716A* | 32400 | 32800 | 18 | 11.7 | 8.1 | 1.98 | 96 | 76 | 204299839
AIRQUEST | HVH837GKA** | EA*4X43L21A*+WALLCON | *96CTN1002122A* | 33000 | 33000 | 17.5 | 11.7 | 8.5 | 2 | 96 | 76 | 205751211
HEIL | HVH837GKA** | EA*4X43L21A*+WALLCON | *96CTN1002122A* | 33000 | 33000 | 17.5 | 11.7 | 8.5 | 2 | 96 | 76 | 205751210
AIRQUEST | HVH837GKA** | EN(A,D,W)4X48L21**+WALLCON | *80CTL0901716A* | 32400 | 32800 | 18 | 11.7 | 8.1 | 1.98 | 96 | 76 | 204299838
HEIL | HVH837GKA** | EN(A,D,W)4X48L21**+WALLCON | *80CTL0901716A* | 32400 | 32800 | 18 | 11.7 | 8.1 | 1.98 | 96 | 76 | 204299837
ARCOAIRE | HVH837GKA** | EA*4X43L21A*+WALLCON | *80CTL0902120A* | 32800 | 33000 | 17.5 | 11.7 | 8.5 | 2 | 96 | 76 | 205751139
AIRQUEST | HVH837GKA** | EA*4X43L21A*+WALLCON | *80CTL0902120A* | 32800 | 33000 | 17.5 | 11.7 | 8.5 | 2 | 96 | 76 | 205751138
HEIL | HVH837GKA** | EN(A,D,W)4X48L21**+WALLCON | *97CMN1002122A* | 32400 | 33000 | 17.5 | 11.7 | 8.1 | 1.96 | 95 | 75 | 204299807
AIRQUEST | HVH837GKA** | EN(A,D,W)4X48L21**+WALLCON | *96CTN1002122A* | 32400 | 33000 | 17.5 | 11.7 | 8.1 | 1.96 | 95 | 75 | 204299828
ARCOAIRE | HVH837GKA** | EN(A,D,W)4X48L21**+WALLCON | *96CTN1002122A* | 32400 | 33000 | 17.5 | 11.7 | 8.1 | 1.96 | 95 | 75 | 204299829
HEIL | HVH837GKA** | EN(A,D,W)4X48L21**+WALLCON | *96CTN1002122A* | 32400 | 33000 | 17.5 | 11.7 | 8.1 | 1.96 | 95 | 75 | 204299827
BRYANT HEATING AND COOLING SYSTEMS | 288BNV025*0**B* | CAP**4321AL*+UI | 88*TA48090C17*** | 24600 | 21000 | 17.5 | 11.7 | 8.5 | 2.04 | 97 | 79 | 210596324
KEEPRITE | C4H7T24*K*AAA* | EA*4X37L17A* | *96VTN0601714A* | 23600 | 24200 | 16.5 | 12.5 | 8.1 | 2.2 | 58 | 43 | 210703497
KEEPRITE | C4H7T24*K*AAA* | EA*4X37L17A* | *96VTN0601412A* | 23600 | 24400 | 16.5 | 12.5 | 8.1 | 2.18 | 58 | 43 | 210703496
KEEPRITE | C4H7T24*K*AAA* | EA*4X36L21A* | *96CTN1002122A* | 23600 | 24200 | 16 | 12 | 8.1 | 2.2 | 58 | 43 | 210703475
COMFORTMAKER | C4H7T24*K*AAA* | EA*4X36L21A* | OLV112A16A | 23600 | 24600 | 16 | 12 | 8.1 | 2.16 | 59 | 43 | 210702820
COMFORTMAKER | C4H7T24*K*AAA* | EA*4X25L17A* | OMV098J12* | 23800 | 24400 | 16 | 12.5 | 8.1 | 2.22 | 58 | 43 | 210702648
COMFORTMAKER | C4H7T24*K*AAA* | EA*4X25L17A* | *96VTN0601714A* | 23800 | 24400 | 16.5 | 12.5 | 8.1 | 2.22 | 58 | 43 | 210702646
COMFORTMAKER | C4H7T24*K*AAA* | EA*4X25L17A* | *96VTN0401410A* | 23800 | 24800 | 16.5 | 12 | 8.1 | 2.18 | 58 | 43 | 210702645
HEIL | HVH837GKA** | EN(A,D,W)4X48L21**+WALLCON | *95CSU0802120A* | 32400 | 32800 | 17.5 | 11.7 | 8.1 | 1.96 | 96 | 76 | 206136276
ARCOAIRE | HVH837GKA** | EN(A,D)4X48L24**+WALLCON | *97CMN1002122A* | 32400 | 33000 | 17.5 | 11.7 | 8.1 | 1.96 | 95 | 75 | 204299919
AIRQUEST | HVH837GKA** | EN(A,D)4X48L24**+WALLCON | *97CMN1002122A* | 32400 | 33000 | 17.5 | 11.7 | 8.1 | 1.96 | 95 | 75 | 204299918
HEIL | HVH837GKA** | EN(A,D)4X48L24**+WALLCON | *97CMN1002122A* | 32400 | 33000 | 17.5 | 11.7 | 8.1 | 1.96 | 95 | 75 | 204299917
ARCOAIRE | HVH837GKA** | EN(A,D)4X48L24**+WALLCON | *96CTN1202422A* | 32400 | 32800 | 17.5 | 11.7 | 8.1 | 1.96 | 96 | 76 | 204299899
AIRQUEST | HVH837GKA** | EN(A,D)4X48L24**+WALLCON | *96CTN1202422A* | 32400 | 32800 | 17.5 | 11.7 | 8.1 | 1.96 | 96 | 76 | 204299898
HEIL | HVH837GKA** | EN(A,D)4X48L24**+WALLCON | *96CTN1202422A* | 32400 | 32800 | 17.5 | 11.7 | 8.1 | 1.96 | 96 | 76 | 204299897
HEIL | HVH837GKA** | EN(A,D)4X48L24**+WALLCON | *96CTN1002122A* | 32400 | 33000 | 17.5 | 11.7 | 8.1 | 1.96 | 95 | 75 | 204299947
ARCOAIRE | HVH837GKA** | EN(A,D)4X48L24**+WALLCON | *96CTN1002122A* | 32400 | 33000 | 17.5 | 11.7 | 8.1 | 1.96 | 95 | 75 | 204299949
AIRQUEST | HVH837GKA** | EN(A,D)4X48L24**+WALLCON | *96CTN1002122A* | 32400 | 33000 | 17.5 | 11.7 | 8.1 | 1.96 | 95 | 75 | 204299948
ARCOAIRE | HVH837GKA** | EN(A,D,W)4X48L21**+WALLCON | *80CTL0902120A* | 32400 | 33000 | 17.5 | 11.7 | 8.1 | 1.96 | 96 | 75 | 204299749
HEIL | HVH837GKA** | EN(A,D,W)4X48L21**+WALLCON | *80CTL0902120A* | 32400 | 33000 | 17.5 | 11.7 | 8.1 | 1.96 | 96 | 75 | 204299747
KEEPRITE | CVH825GKA2* | EN(A,D,W)4X48L21**+WALLCON | *80CTL0901716A* | 24200 | 21200 | 17.5 | 11.7 | 8.1 | 2.02 | 97 | 78 | 210597093
COMFORTMAKER | CVH825GKA2* | EN(A,D,W)4X48L21**+WALLCON | *80CTL0901716A* | 24200 | 21200 | 17.5 | 11.7 | 8.1 | 2.02 | 97 | 78 | 210597091
DAY & NIGHT | CVH825GKA2* | EN(A,D,W)4X48L21**+WALLCON | *80CTL0901716A* | 24200 | 21200 | 17.5 | 11.7 | 8.1 | 2.02 | 97 | 78 | 210597092
TEMPSTAR | TVH825GKA2* | EN(A,D,W)4X48L21**+WALLCON | *80CTL0901716A* | 24200 | 21200 | 17.5 | 11.7 | 8.1 | 2.02 | 97 | 78 | 210599990
BRYANT HEATING AND COOLING SYSTEMS | 288BNV025*0**B* | CNPV*4821AL*+UI | 88*TA48090C17*** | 24200 | 21200 | 17.5 | 11.7 | 8.1 | 2.02 | 97 | 78 | 210596392
ARCOAIRE | HVH837GKA** | EA*4X61L24A*+WALLCON | *97CMN1202422A* | 33200 | 32000 | 17.5 | 11.7 | 8.5 | 2 | 98 | 78 | 210599321
ARCOAIRE | HVH837GKA** | EA*4X61L24A*+WALLCON | *97CMN1002122A* | 33200 | 32000 | 18 | 12 | 8.5 | 2 | 98 | 78 | 210599317
AIRQUEST | HVH837GKA** | EA*4X61L24A*+WALLCON | *97CMN1002122A* | 33200 | 32000 | 18 | 12 | 8.5 | 2 | 98 | 78 | 210599316
HEIL | HVH837GKA** | EA*4X61L24A*+WALLCON | *97CMN1202422A* | 33200 | 32000 | 17.5 | 11.7 | 8.5 | 2 | 98 | 78 | 210599318
HEIL | HVH837GKA** | EA*4X61L24A*+WALLCON | *97CMN1002122A* | 33200 | 32000 | 18 | 12 | 8.5 | 2 | 98 | 78 | 210599314
AIRQUEST | HVH837GKA** | EA*4X61L24A*+WALLCON | *97CMN0602120A* | 33000 | 32400 | 17.5 | 11.7 | 8.5 | 1.98 | 97 | 78 | 210599308
ARCOAIRE | HVH837GKA** | EA*4X61L24A*+WALLCON | *97CMN0602120A* | 33000 | 32400 | 17.5 | 11.7 | 8.5 | 1.98 | 97 | 78 | 210599309
HEIL | HVH837GKA** | EA*4X61L24A*+WALLCON | *97CMN0602120A* | 33000 | 32400 | 17.5 | 11.7 | 8.5 | 1.98 | 97 | 78 | 210599306
HEIL | HVH837GKA** | EA*4X61L24A*+WALLCON | *96CTN1002122A* | 33200 | 32000 | 18 | 12 | 8.5 | 2 | 98 | 78 | 210599298
ARCOAIRE | HVH837GKA** | EA*4X61L24A*+WALLCON | *96CTN1202422A* | 33200 | 32000 | 18 | 12 | 8.5 | 2 | 98 | 78 | 210599305
AIRQUEST | HVH837GKA** | EA*4X61L24A*+WALLCON | *96CTN1202422A* | 33200 | 32000 | 18 | 12 | 8.5 | 2 | 98 | 78 | 210599304
HEIL | HVH837GKA** | EA*4X61L24A*+WALLCON | *96CTN1202422A* | 33200 | 32000 | 18 | 12 | 8.5 | 2 | 98 | 78 | 210599302
AIRQUEST | HVH837GKA** | EA*4X61L24A*+WALLCON | *96CTN1002122A* | 33200 | 32000 | 18 | 12 | 8.5 | 2 | 98 | 78 | 210599300
KENMORE | (C,H,T)VH825GKA2* | EN(A,D,W)4X48L21**+WALLCON | *80CTL0901716A* | 24200 | 21200 | 17.5 | 11.7 | 8.1 | 2.02 | 97 | 78 | 210595718
KENMORE | (C,H,T)VH837GKA** | EA*4X61L24A*+WALLCON | *97CMN1202422A* | 33200 | 32000 | 17.5 | 11.7 | 8.5 | 2 | 98 | 78 | 210595848
KENMORE | (C,H,T)VH837GKA** | EA*4X61L24A*+WALLCON | *97CMN1002122A* | 33200 | 32000 | 18 | 12 | 8.5 | 2 | 98 | 78 | 210595847
KEEPRITE | C4H7T36*K*AAA* | EA*4X48L24A* | *97CMN0802120A* | 34800 | 35600 | 16 | 11.7 | 8.1 | 2.14 | 61 | 49 | 210708477
HEIL | H4H7T36*K*AAA* | EA*4X43L21A* | *97CMN0802120A* | 35400 | 36000 | 16 | 11.7 | 8.1 | 2.14 | 62 | 49 | 210704375
HEIL | H4H7T36*K*AAA* | EA*4X37L21A* | *96CTN0802120A* | 35400 | 36000 | 16 | 11.7 | 8.1 | 2.14 | 62 | 49 | 210704332
HEIL | H4H7T36*K*AAA* | EA*4X37L21A* | *97CMN0802120A* | 35400 | 36000 | 16 | 11.7 | 8.1 | 2.14 | 62 | 49 | 210704331
HEIL | H4H7T48*K*AAA* | EA*4X61L21A* | *96VTN1002122A* | 47000 | 47500 | 16.5 | 12.5 | 8.1 | 2.3 | 64 | 52 | 210709685
COMFORTMAKER | C4H7T36*K*AAA* | EA*4X43L21A* | *96CTN0802120A* | 35400 | 36000 | 16 | 11.7 | 8.1 | 2.14 | 62 | 49 | 210706024
COMFORTMAKER | C4H7T36*K*AAA* | EA*4X43L21A* | *97CMN0802120A* | 35400 | 36000 | 16 | 11.7 | 8.1 | 2.14 | 62 | 49 | 210706016
ARCOAIRE | H4H7T36*K*AAA* | EA*4X37L21A* | *80CSU0802120A* | 35600 | 36000 | 16 | 12 | 8.1 | 2.16 | 62 | 49 | 210705108
KENMORE | (C,H,T)4H7T36*K*AAA* | EA*4X48L24A* | *97CMN0802120A* | 34800 | 35600 | 16 | 11.7 | 8.1 | 2.14 | 61 | 49 | 211042619
KENMORE | (C,H,T)4H7T36*K*AAA* | EA*4X43L21A* | *96VTN0801716A* | 35000 | 35400 | 15.5 | 12 | 8.1 | 2.12 | 61 | 49 | 211042567
KENMORE | (C,H,T)4H7T36*K*AAA* | EA*4X43L21A* | *96VTN0601714A* | 35000 | 36000 | 15.5 | 11.7 | 8.1 | 2.1 | 62 | 49 | 211042566
COMFORTMAKER | C4H7T48*K*AAA* | FVM4X48***L |  | 46000 | 47000 | 16.5 | 12.5 | 8.1 | 2.24 | 62 | 49 | 210711401
COMFORTMAKER | C4H7T48*K*AAA* | EA*4X61L21A* | *96VTN1002122A* | 47000 | 47500 | 16.5 | 12.5 | 8.1 | 2.3 | 64 | 52 | 210711339
KEEPRITE | C4H7T36*K*AAA* | EA*4X43L21A* | *96VTN0601714A* | 35000 | 36000 | 15.5 | 11.7 | 8.1 | 2.1 | 62 | 49 | 210708280
KEEPRITE | C4H7T36*K*AAA* | EA*4X43L21A* | *96VTN0801716A* | 35000 | 35400 | 15.5 | 12 | 8.1 | 2.12 | 61 | 49 | 210708283
TEMPSTAR | T4H7T60*K*AAA* | EA*4X61L21A* | *96VTN1002122A* | 55500 | 59000 | 15.5 | 11.7 | 8.1 | 2.18 | 63 | 51 | 210713278
KENMORE | (C,H,T)4H7T36*K*AAA* | EA*4X43L21A* | *97CMN0802120A* | 35400 | 36000 | 16 | 11.7 | 8.1 | 2.14 | 62 | 49 | 211042776
KENMORE | (C,H,T)4H7T36*K*AAA* | EA*4X43L21A* | *96CTN0802120A* | 35400 | 36000 | 16 | 11.7 | 8.1 | 2.14 | 62 | 49 | 211042779
ARCOAIRE | H4H7T36*K*AAA* | EA*4X37L21A* | *96VTN0801716A* | 34800 | 35400 | 15.5 | 12 | 8.1 | 2.12 | 61 | 49 | 210705134
ARCOAIRE | H4H7T36*K*AAA* | EA*4X43L21A* | *96VTN0801716A* | 35000 | 35400 | 15.5 | 12 | 8.1 | 2.12 | 61 | 49 | 210705194
ARCOAIRE | H4H7T36*K*AAA* | EA*4X43L21A* | *96VTN0601714A* | 35000 | 36000 | 15.5 | 11.7 | 8.1 | 2.1 | 62 | 49 | 210705193
ARCOAIRE | H4H7T36*K*AAA* | EA*4X43L21A* | *80CSU0802120A* | 35600 | 35800 | 16 | 12 | 8.1 | 2.16 | 62 | 49 | 210705169
KEEPRITE | C4H7T36*K*AAA* | EA*4X37L21A* | *96CTN0802120A* | 35400 | 36000 | 16 | 11.7 | 8.1 | 2.14 | 62 | 49 | 210708863
ARCOAIRE | H4H7T36*K*AAA* | EA*4X48L24A* | *96CTN0802120A* | 34800 | 35600 | 16 | 11.7 | 8.1 | 2.14 | 61 | 49 | 210705251
ARCOAIRE | H4H7T36*K*AAA* | EA*4X48L24A* | *97CMN0802120A* | 34800 | 35600 | 16 | 11.7 | 8.1 | 2.14 | 61 | 49 | 210705246
KENMORE | (C,H,T)4H7T36*K*AAA* | FVM4X60***L |  | 35600 | 35200 | 17 | 12.5 | 8.1 | 2.22 | 61 | 48 | 211042662
KENMORE | (C,H,T)4H7T36*K*AAA* | FVM4X48***L |  | 35200 | 35000 | 16.5 | 12.5 | 8.1 | 2.18 | 61 | 48 | 211042661
HEIL | H4H7T36*K*AAA* | EA*4X43L21A* | *96CTN0802120A* | 35400 | 36000 | 16 | 11.7 | 8.1 | 2.14 | 62 | 49 | 210704378
KEEPRITE | C4H7T36*K*AAA* | FVM4X60***L |  | 35600 | 35200 | 17 | 12.5 | 8.1 | 2.22 | 61 | 48 | 210708637
KEEPRITE | C4H7T36*K*AAA* | FVM4X48***L |  | 35200 | 35000 | 16.5 | 12.5 | 8.1 | 2.18 | 61 | 48 | 210708634
BRYANT HEATING AND COOLING SYSTEMS | 284ANV060*0**B* | CAP**6024AL*+UI | 987MB66120C24*** | 56500 | 60000 | 19 | 11.7 | 8.5 | 2.06 | 85 | 65 | 206790661
CARRIER | 25VNA460A*031* | CAP**6024AL*+UI | 59MN7B120C24**22 | 56500 | 60000 | 19 | 11.7 | 8.5 | 2.06 | 85 | 65 | 206788973
BRYANT HEATING AND COOLING SYSTEMS | 284ANV060*0**B* | CAP**6024AL*+UI | 987MB66100C21*** | 56500 | 60000 | 19.5 | 12 | 8.5 | 2.08 | 85 | 65 | 206790660
CARRIER | 25VNA460A*031* | CAP**6024AL*+UI | 59MN7B100C21**22 | 56500 | 60000 | 19.5 | 12 | 8.5 | 2.08 | 85 | 65 | 206788972
BRYANT HEATING AND COOLING SYSTEMS | 284ANV060*0**B* | CAP**6024AL*+UI | 987MB60080C21*** | 56500 | 60000 | 19 | 11.7 | 8.5 | 2.06 | 85 | 66 | 206790659
CARRIER | 25VNA460A*031* | CAP**6024AL*+UI | 59MN7B080C21**20 | 56500 | 60000 | 19 | 11.7 | 8.5 | 2.06 | 85 | 66 | 206788971
BRYANT HEATING AND COOLING SYSTEMS | 284ANV060*0**B* | CAP**6024AL*+UI | 935CA66100C21*** | 57000 | 60000 | 19.5 | 12 | 8.5 | 2.08 | 84 | 65 | 206790696
BRYANT HEATING AND COOLING SYSTEMS | 284ANV036*0**B* | CAP**4221AL*+UI | 987MB60060C21*** | 32800 | 35600 | 18.5 | 11.7 | 9 | 1.98 | 90 | 75 | 206790291
CARRIER | 25VNA436A*031* | CAP**4221AL*+UI | 59MN7B060C21**20 | 32800 | 35600 | 18.5 | 11.7 | 9 | 1.98 | 90 | 75 | 206788603
AIRQUEST | H4H7T60*K*AAA* | EA*4X61L21A* | *96VTN1002122A* | 55500 | 59000 | 15.5 | 11.7 | 8.1 | 2.18 | 63 | 51 | 210712631
ARCOAIRE | H4H7T36*K*AAA* | FVM4X60***L |  | 35600 | 35200 | 17 | 12.5 | 8.1 | 2.22 | 61 | 48 | 210705289
ARCOAIRE | H4H7T36*K*AAA* | FVM4X48***L |  | 35200 | 35000 | 16.5 | 12.5 | 8.1 | 2.18 | 61 | 48 | 210705288
KENMORE | (C,H,T)4H7T36*K*AAA* | EA*4X37L21A* | *96CTN0802120A* | 35400 | 36000 | 16 | 11.7 | 8.1 | 2.14 | 62 | 49 | 211042733
KENMORE | (C,H,T)4H7T36*K*AAA* | EA*4X37L21A* | *97CMN0802120A* | 35400 | 36000 | 16 | 11.7 | 8.1 | 2.14 | 62 | 49 | 211042732
DAY & NIGHT | C4H7T48*K*AAA* | FVM4X48***L |  | 46000 | 47000 | 16.5 | 12.5 | 8.1 | 2.24 | 62 | 49 | 210711833
DAY & NIGHT | C4H7T48*K*AAA* | EA*4X61L21A* | *96VTN1002122A* | 47000 | 47500 | 16.5 | 12.5 | 8.1 | 2.3 | 64 | 52 | 210711809
HEIL | H4H7T48*K*AAA* | FVM4X48***L |  | 46000 | 47000 | 16.5 | 12.5 | 8.1 | 2.24 | 62 | 49 | 210709709
KEEPRITE | C4H7T36*K*AAA* | EA*4X43L21A* | *96CTN0802120A* | 35400 | 36000 | 16 | 11.7 | 8.1 | 2.14 | 62 | 49 | 210708932
KEEPRITE | C4H7T36*K*AAA* | EA*4X43L21A* | *97CMN0802120A* | 35400 | 36000 | 16 | 11.7 | 8.1 | 2.14 | 62 | 49 | 210708929
KEEPRITE | C4H7T36*K*AAA* | EA*4X37L21A* | *97CMN0802120A* | 35400 | 36000 | 16 | 11.7 | 8.1 | 2.14 | 62 | 49 | 210708861
CARRIER | 25VNA436A*031* | CAP**3721AL*+UI | 59MN7B060C21**20 | 34200 | 35400 | 19 | 12 | 9.5 | 2.02 | 88 | 73 | 206788591
BRYANT HEATING AND COOLING SYSTEMS | 284ANV036*0**B* | CAP**3721AL*+UI | 987MB60060C21*** | 34200 | 35400 | 19 | 12 | 9.5 | 2.02 | 88 | 73 | 206790279
CARRIER | 25VNA436A*031* | CAP**3721AL*+UI | 59CU5A100C21**22 | 34600 | 35000 | 19.5 | 12.5 | 9.5 | 2.06 | 88 | 73 | 206788845
BRYANT HEATING AND COOLING SYSTEMS | 284ANV036*0**B* | CAP**3721AL*+UI | 935CA66100C21*** | 34600 | 35000 | 19.5 | 12.5 | 9.5 | 2.06 | 88 | 73 | 206790533
BRYANT HEATING AND COOLING SYSTEMS | 284ANV036*0**B* | CAP**3721AL*+UI | 935CA60080C21*** | 34400 | 35000 | 19.5 | 12.5 | 9.5 | 2.06 | 88 | 73 | 206790532
CARRIER | 25VNA436A*031* | CAP**3721AL*+UI | 59CU5A080C21**20 | 34400 | 35000 | 19.5 | 12.5 | 9.5 | 2.06 | 88 | 73 | 206788844
CARRIER | 25VNA436A*031* | CAP**3721AL*+UI | 59CU5A060C17**16 | 34200 | 35400 | 19 | 11.7 | 9 | 2.02 | 88 | 73 | 206788843
BRYANT HEATING AND COOLING SYSTEMS | 284ANV036*0**B* | CAP**3721AL*+UI | 935CA48060C17*** | 34200 | 35400 | 19 | 11.7 | 9 | 2.02 | 88 | 73 | 206790531
BRYANT HEATING AND COOLING SYSTEMS | 284ANV036*0**B* | CSPH*4812AL*+UI | 987MB66120C24*** | 34000 | 35000 | 18.5 | 11.7 | 9 | 2.04 | 89 | 74 | 206790470
CARRIER | 25VNA436A*031* | CSPH*4812AL*+UI | 59MN7B120C24**22 | 34000 | 35000 | 18.5 | 11.7 | 9 | 2.04 | 89 | 74 | 206788782
BRYANT HEATING AND COOLING SYSTEMS | 284ANV036*0**B* | CSPH*4812AL*+UI | 987MB60060C21*** | 34000 | 35200 | 18 | 11.7 | 9 | 2.02 | 89 | 74 | 206790475
CARRIER | 25VNA436A*031* | CSPH*4812AL*+UI | 59MN7B060C21**20 | 34000 | 35200 | 18 | 11.7 | 9 | 2.02 | 89 | 74 | 206788787
BRYANT HEATING AND COOLING SYSTEMS | 284ANV036*0**B* | CSPH*4212AL*+UI | 986TC66120C24*** | 34000 | 35200 | 18.5 | 12 | 9 | 2.04 | 89 | 74 | 206790450
CARRIER | 25VNA436A*031* | CSPH*4212AL*+UI | 59TN6B120C24**22 | 34000 | 35200 | 18.5 | 12 | 9 | 2.04 | 89 | 74 | 206788762
BRYANT HEATING AND COOLING SYSTEMS | 284ANV036*0**B* | CSPH*4212AL*+UI | 987MB66120C24*** | 33800 | 35200 | 18 | 11.7 | 9 | 2.04 | 89 | 74 | 206790454
CARRIER | 25VNA436A*031* | CNPV*4221AL*+UI | 58CU*A100C21**20 | 33000 | 35400 | 19 | 12 | 9 | 1.98 | 91 | 75 | 206788828
BRYANT HEATING AND COOLING SYSTEMS | 284ANV036*0**B* | CNPV*4221AL*+UI | 83*CA60100C21*** | 33000 | 35400 | 19 | 12 | 9 | 1.98 | 91 | 75 | 206790516
CARRIER | 25VNA436A*031* | CSPH*4212AL*+UI | 59MN7B120C24**22 | 33800 | 35200 | 18 | 11.7 | 9 | 2.04 | 89 | 74 | 206788766
BRYANT HEATING AND COOLING SYSTEMS | 284ANV036*0**B* | CNPV*4217AL*+UI | 986TC42080C17*** | 33200 | 35400 | 19 | 11.7 | 9 | 2 | 90 | 75 | 206790377
CARRIER | 25VNA436A*031* | CNPV*4217AL*+UI | 59TN6B080C17**14 | 33200 | 35400 | 19 | 11.7 | 9 | 2 | 90 | 75 | 206788689
BRYANT HEATING AND COOLING SYSTEMS | 284ANV036*0**B* | CNPV*4217AL*+UI | 986TC42060C17*** | 33200 | 35600 | 18.5 | 11.7 | 9 | 1.98 | 90 | 75 | 206790376
CARRIER | 25VNA436A*031* | CNPV*4217AL*+UI | 59TN6B060C17**14 | 33200 | 35600 | 18.5 | 11.7 | 9 | 1.98 | 90 | 75 | 206788688
CARRIER | 25VNA436A*031* | CNPV*4217AL*+UI | 59MN7B080C17**14 | 33200 | 35400 | 19 | 11.7 | 9 | 2 | 90 | 75 | 206788690
BRYANT HEATING AND COOLING SYSTEMS | 284ANV036*0**B* | CNPV*4217AL*+UI | 987MB42080C17*** | 33200 | 35400 | 19 | 11.7 | 9 | 2 | 90 | 75 | 206790378
BRYANT HEATING AND COOLING SYSTEMS | 284ANV036*0**B* | CSPH*6012AL*+UI | 88*TA36070C14*** | 34400 | 34800 | 19.5 | 12 | 9 | 2.02 | 87 | 73 | 206790586
CARRIER | 25VNA436A*031* | CSPH*6012AL*+UI | 58TN*A070C14**12 | 34400 | 34800 | 19.5 | 12 | 9 | 2.02 | 87 | 73 | 206788898
BRYANT HEATING AND COOLING SYSTEMS | 284ANV036*0**B* | CSPH*4812AL*+UI | 986TC66120C24*** | 34200 | 35000 | 19 | 12 | 9 | 2.04 | 89 | 74 | 206790466
CARRIER | 25VNA436A*031* | CSPH*4812AL*+UI | 59TN6B120C24**22 | 34200 | 35000 | 19 | 12 | 9 | 2.04 | 89 | 74 | 206788778
BRYANT HEATING AND COOLING SYSTEMS | 284ANV036*0**B* | CNPV*4821AL*+UI | 986TC42080C17*** | 33600 | 35400 | 19 | 12 | 9 | 2.02 | 89 | 74 | 206790397
CARRIER | 25VNA436A*031* | CNPV*4821AL*+UI | 59TN6B080C17**14 | 33600 | 35400 | 19 | 12 | 9 | 2.02 | 89 | 74 | 206788709
BRYANT HEATING AND COOLING SYSTEMS | 284ANV036*0**B* | CNPV*4821AL*+UI | 986TC42060C17*** | 33600 | 35400 | 19 | 12 | 9 | 2.02 | 89 | 74 | 206790396
BRYANT HEATING AND COOLING SYSTEMS | 284ANV036*0**B* | CNPV*4821AL*+UI | 987MB42080C17*** | 33600 | 35400 | 19 | 12 | 9 | 2.02 | 89 | 74 | 206790398
CARRIER | 25VNA436A*031* | CNPV*4821AL*+UI | 59TN6B060C17**14 | 33600 | 35400 | 19 | 12 | 9 | 2.02 | 89 | 74 | 206788708
CARRIER | 25VNA436A*031* | CNPV*4821AL*+UI | 59MN7B080C17**14 | 33600 | 35400 | 19 | 12 | 9 | 2.02 | 89 | 74 | 206788710
BRYANT HEATING AND COOLING SYSTEMS | 284ANV036*0**B* | CNPV*4821AL*+UI | 987MB60060C21*** | 33600 | 35400 | 19 | 12 | 9 | 2.02 | 89 | 74 | 206790405
CARRIER | 25VNA436A*031* | CNPV*4821AL*+UI | 59MN7B060C21**20 | 33600 | 35400 | 19 | 12 | 9 | 2.02 | 89 | 74 | 206788717
BRYANT HEATING AND COOLING SYSTEMS | 284ANV036*0**B* | CAP**4821AL*+UI | 88*TA48070C17*** | 33600 | 35000 | 19.5 | 11.7 | 9.5 | 2.02 | 89 | 74 | 206790316
CARRIER | 25VNA436A*031* | CAP**4821AL*+UI | 58TN*A070C17**16 | 33600 | 35000 | 19.5 | 11.7 | 9.5 | 2.02 | 89 | 74 | 206788628
BRYANT HEATING AND COOLING SYSTEMS | 284ANV036*0**B* | CAP**4821AL*+UI | 83*CA60100C21*** | 33600 | 35000 | 19.5 | 12 | 9 | 2.04 | 89 | 74 | 206790510
CARRIER | 25VNA436A*031* | CAP**4821AL*+UI | 58CU*A100C21**20 | 33600 | 35000 | 19.5 | 12 | 9 | 2.04 | 89 | 74 | 206788822
BRYANT HEATING AND COOLING SYSTEMS | 284ANV036*0**B* | CAP**4821AL*+UI | 83*CA48060C17*** | 33600 | 35000 | 19.5 | 12 | 9.5 | 2.04 | 89 | 74 | 206790508
CARRIER | 25VNA436A*031* | CAP**4821AL*+UI | 58CU*A060C17**16 | 33600 | 35000 | 19.5 | 12 | 9.5 | 2.04 | 89 | 74 | 206788820
CARRIER | 25VNA436A*031* | CAP**4321AL*+UI | 59TN6B060C17**14 | 34200 | 35400 | 19 | 11.7 | 9.5 | 2.02 | 88 | 73 | 206788618
CARRIER | 25VNA436A*031* | CAP**4321AL*+UI | 59MN7B080C17**14 | 34200 | 35400 | 19 | 11.7 | 9.5 | 2.02 | 88 | 73 | 206788620
BRYANT HEATING AND COOLING SYSTEMS | 284ANV036*0**B* | CAP**4321AL*+UI | 987MB42080C17*** | 34200 | 35400 | 19 | 11.7 | 9.5 | 2.02 | 88 | 73 | 206790308
CARRIER | 25VNA460A*031* | CAP**6024AL*+UI | 59CU5A080C21**20 | 56500 | 60000 | 19 | 11.7 | 8.5 | 2.06 | 85 | 65 | 206789007
BRYANT HEATING AND COOLING SYSTEMS | 284ANV060*0**B* | CAP**6024AL*+UI | 935CA60080C21*** | 56500 | 60000 | 19 | 11.7 | 8.5 | 2.06 | 85 | 65 | 206790695
BRYANT HEATING AND COOLING SYSTEMS | 284ANV060*0**B* | CAP**6024AL*+UI | 88*TA60110C21*** | 56500 | 60000 | 19.5 | 12 | 8.5 | 2.08 | 85 | 65 | 206790664
CARRIER | 25VNA460A*031* | CAP**6024AL*+UI | 58CU*A100C21**20 | 56500 | 60000 | 19.5 | 11.7 | 8.5 | 2.06 | 85 | 65 | 206789003
BRYANT HEATING AND COOLING SYSTEMS | 284ANV060*0**B* | CAP**6024AL*+UI | 83*CA60100C21*** | 56500 | 60000 | 19.5 | 11.7 | 8.5 | 2.06 | 85 | 65 | 206790691
CARRIER | 25VNA460A*031* | CAP**6024AL*+UI | 58TN*A110C21**20 | 56500 | 60000 | 19.5 | 12 | 8.5 | 2.08 | 85 | 65 | 206788976
BRYANT HEATING AND COOLING SYSTEMS | 284ANV060*0**B* | CAP**6024AL*+UI | 83*CA60080C21*** | 57000 | 60000 | 20 | 12 | 8.5 | 2.08 | 84 | 65 | 206790690
CARRIER | 25VNA460A*031* | CAP**6024AL*+UI | 58CU*A080C21**20 | 57000 | 60000 | 20 | 12 | 8.5 | 2.08 | 84 | 65 | 206789002
BRYANT HEATING AND COOLING SYSTEMS | 284ANV036*0**B* | CSPH*3612AL*+UI | 88*TA66135C24*** | 33800 | 35200 | 18.5 | 11.7 | 9 | 2.02 | 90 | 74 | 206790431
CARRIER | 25VNA436A*031* | CSPH*3612AL*+UI | 58TN*A135C24**22 | 33800 | 35200 | 18.5 | 11.7 | 9 | 2.02 | 90 | 74 | 206788743
BRYANT HEATING AND COOLING SYSTEMS | 284ANV036*0**B* | CSPH*3612AL*+UI | 88*TA48070C17*** | 33600 | 35400 | 18 | 11.7 | 9 | 2.02 | 89 | 74 | 206790428
CARRIER | 25VNA436A*031* | CSPH*3612AL*+UI | 58TN*A090C17**16 | 33800 | 35200 | 19 | 12 | 9 | 2.02 | 89 | 74 | 206788753
CARRIER | 25VNA436A*031* | CSPH*3612AL*+UI | 58TN*A070C17**16 | 33600 | 35400 | 18 | 11.7 | 9 | 2.02 | 89 | 74 | 206788740
BRYANT HEATING AND COOLING SYSTEMS | 284ANV036*0**B* | CAP**4824AL*+UI | 987MB66120C24*** | 33800 | 34800 | 19.5 | 12 | 9.5 | 2.04 | 89 | 74 | 206790335
CARRIER | 25VNA436A*031* | CAP**4824AL*+UI | 59TN6B120C24**22 | 33800 | 34800 | 19.5 | 12.5 | 9.5 | 2.04 | 89 | 74 | 206788644
BRYANT HEATING AND COOLING SYSTEMS | 284ANV036*0**B* | CAP**4824AL*+UI | 986TC66120C24*** | 33800 | 34800 | 19.5 | 12.5 | 9.5 | 2.04 | 89 | 74 | 206790332
CARRIER | 25VNA436A*031* | CSPH*3612AL*+UI | 58TN*A070C14**12 | 33600 | 35400 | 19 | 11.7 | 9 | 2.02 | 89 | 74 | 206788895
CARRIER | 25VNA436A*031* | CAP**4824AL*+UI | 59MN7B120C24**22 | 33800 | 34800 | 19.5 | 12 | 9.5 | 2.04 | 89 | 74 | 206788647
CARRIER | 25VNA436A*031* | CAP**4824AL*+UI | 59MN7B060C21**20 | 33600 | 35000 | 19 | 11.7 | 9 | 2.02 | 89 | 74 | 206788651
BRYANT HEATING AND COOLING SYSTEMS | 284ANV036*0**B* | CAP**4824AL*+UI | 987MB60060C21*** | 33600 | 35000 | 19 | 11.7 | 9 | 2.02 | 89 | 74 | 206790339
BRYANT HEATING AND COOLING SYSTEMS | 284ANV036*0**B* | CAP**4824AL*+UI | 935CA66100C21*** | 33800 | 34800 | 19.5 | 12 | 9.5 | 2.04 | 89 | 74 | 206790546
CARRIER | 25VNA436A*031* | CAP**4824AL*+UI | 59CU5A100C21**22 | 33800 | 34800 | 19.5 | 12 | 9.5 | 2.04 | 89 | 74 | 206788858
BRYANT HEATING AND COOLING SYSTEMS | 284ANV036*0**B* | CSPH*3612AL*+UI | 935CA66100C21*** | 33800 | 35200 | 18.5 | 11.7 | 9 | 2.02 | 90 | 74 | 206790554
BRYANT HEATING AND COOLING SYSTEMS | 284ANV036*0**B* | CSPH*3612AL*+UI | 935CA60080C21*** | 33600 | 35200 | 18.5 | 11.7 | 9 | 2.02 | 90 | 74 | 206790553
CARRIER | 25VNA436A*031* | CSPH*3612AL*+UI | 59CU5A100C21**22 | 33800 | 35200 | 18.5 | 11.7 | 9 | 2.02 | 90 | 74 | 206788866
CARRIER | 25VNA436A*031* | CSPH*3612AL*+UI | 59CU5A080C21**20 | 33600 | 35200 | 18.5 | 11.7 | 9 | 2.02 | 90 | 74 | 206788865
CARRIER | 25VNA436A*031* | CAP**6024AL*+UI | 59TN6B120C24**22 | 34400 | 34400 | 20 | 12.5 | 9 | 2.02 | 87 | 73 | 206788655
BRYANT HEATING AND COOLING SYSTEMS | 284ANV036*0**B* | CAP**6024AL*+UI | 986TC66120C24*** | 34400 | 34400 | 20 | 12.5 | 9 | 2.02 | 87 | 73 | 206790343
CARRIER | 25VNA436A*031* | CAP**6024AL*+UI | 59MN7B120C24**22 | 34200 | 34400 | 19.5 | 12.5 | 9 | 2 | 88 | 73 | 206788658
BRYANT HEATING AND COOLING SYSTEMS | 284ANV036*0**B* | CAP**6024AL*+UI | 987MB66120C24*** | 34200 | 34400 | 19.5 | 12.5 | 9 | 2 | 88 | 73 | 206790346
CARRIER | 25VNA436A*031* | CAP**6024AL*+UI | 59MN7B060C21**20 | 34000 | 34600 | 19 | 12 | 9 | 2 | 87 | 73 | 206788662
BRYANT HEATING AND COOLING SYSTEMS | 284ANV036*0**B* | CAP**6024AL*+UI | 987MB60060C21*** | 34000 | 34600 | 19 | 12 | 9 | 2 | 87 | 73 | 206790350
BRYANT HEATING AND COOLING SYSTEMS | 284ANV036*0**B* | CAP**6024AL*+UI | 88*TA66135C24*** | 34400 | 34400 | 20 | 12.5 | 9 | 2.02 | 87 | 73 | 206790342
CARRIER | 25VNA436A*031* | CAP**6024AL*+UI | 58TN*A135C24**22 | 34400 | 34400 | 20 | 12.5 | 9 | 2.02 | 87 | 73 | 206788654
BRYANT HEATING AND COOLING SYSTEMS | 284ANV036*0**B* | CSPH*4212AL*+UI | 935CA66100C21*** | 34000 | 35000 | 18.5 | 12 | 9 | 2.04 | 89 | 74 | 206790557
CARRIER | 25VNA436A*031* | CSPH*4212AL*+UI | 59CU5A100C21**22 | 34000 | 35000 | 18.5 | 12 | 9 | 2.04 | 89 | 74 | 206788869
BRYANT HEATING AND COOLING SYSTEMS | 284ANV036*0**B* | CNPV*4217AL*+UI | 935CA48060C17*** | 33200 | 35600 | 19 | 11.7 | 9 | 1.98 | 89 | 75 | 206790547
CARRIER | 25VNA436A*031* | CNPV*4217AL*+UI | 59CU5A060C17**16 | 33200 | 35600 | 19 | 11.7 | 9 | 1.98 | 89 | 75 | 206788859
BRYANT HEATING AND COOLING SYSTEMS | 284ANV036*0**B* | CNPV*4217AL*+UI | 88*TA48090C17*** | 33600 | 35200 | 20 | 12 | 9 | 2.02 | 90 | 74 | 206790379
BRYANT HEATING AND COOLING SYSTEMS | 284ANV036*0**B* | CNPV*4217AL*+UI | 88*TA48070C17*** | 33400 | 35400 | 19.5 | 12 | 9 | 2 | 90 | 75 | 206790375
CARRIER | 25VNA436A*031* | CNPV*4217AL*+UI | 58TN*A070C17**16 | 33400 | 35400 | 19.5 | 12 | 9 | 2 | 90 | 75 | 206788687
DAY & NIGHT | C4H7T36*K*AAA* | EA*4X37L21A* | *96VTN0801716A* | 34800 | 35400 | 15.5 | 12 | 8.1 | 2.12 | 61 | 49 | 210706690
DAY & NIGHT | C4H7T36*K*AAA* | EA*4X37L21A* | *80CSU0802120A* | 35600 | 36000 | 16 | 12 | 8.1 | 2.16 | 62 | 49 | 210706618
ARCOAIRE | H4H7T60*K*AAA* | EA*4X61L21A* | *96VTN1002122A* | 55500 | 59000 | 15.5 | 11.7 | 8.1 | 2.18 | 63 | 51 | 210712760
CARRIER | 25VNA436A*031* | CAP**6121AL*+UI | 58CU*A100C21**20 | 34800 | 34600 | 19.5 | 12.5 | 9 | 2.02 | 87 | 73 | 210720651
BRYANT HEATING AND COOLING SYSTEMS | 284ANV036*0**B* | CAP**6121AL*+UI | 83*CA60100C21*** | 34800 | 34600 | 19.5 | 12.5 | 9 | 2.02 | 87 | 73 | 210720652
BRYANT HEATING AND COOLING SYSTEMS | 284ANV036*0**B* | CAP**6121AL*+UI | 83*CA48060C17*** | 34800 | 34600 | 20 | 12 | 9 | 2.02 | 87 | 73 | 210720650
BRYANT HEATING AND COOLING SYSTEMS | 284ANV036*0**B* | CAP**6121AL*+UI | 83*CA36040C17*** | 34800 | 34600 | 20 | 12 | 9 | 2.02 | 87 | 73 | 210720648
BRYANT HEATING AND COOLING SYSTEMS | 284ANV036*0**B* | CAP**6024AL*+UI | 935CA66100C21*** | 34400 | 34400 | 20 | 12.5 | 9 | 2.02 | 87 | 73 | 210720646
BRYANT HEATING AND COOLING SYSTEMS | 284ANV036*0**B* | CAP**6024AL*+UI | 935CA60080C21*** | 34400 | 34400 | 19.5 | 12 | 9 | 2.02 | 87 | 73 | 210720644
CARRIER | 25VNA436A*031* | CAP**6121AL*+UI | 58CU*A040C17**12 | 34800 | 34600 | 20 | 12 | 9 | 2.02 | 87 | 73 | 210720647
CARRIER | 25VNA436A*031* | CAP**6024AL*+UI | 59CU5A100C21**22 | 34400 | 34400 | 20 | 12.5 | 9 | 2.02 | 87 | 73 | 210720645
BRYANT HEATING AND COOLING SYSTEMS | 284ANV036*0**B* | CAP**6024AL*+UI | 83*CA60100C21*** | 34200 | 34400 | 19.5 | 12 | 9 | 2 | 88 | 73 | 210720642
CARRIER | 25VNA436A*031* | CAP**6024AL*+UI | 59CU5A080C21**20 | 34400 | 34400 | 19.5 | 12 | 9 | 2.02 | 87 | 73 | 210720643
CARRIER | 25VNA436A*031* | CAP**6024AL*+UI | 58CU*A100C21**20 | 34200 | 34400 | 19.5 | 12 | 9 | 2 | 88 | 73 | 210720641
BRYANT HEATING AND COOLING SYSTEMS | 284ANV036*0**B* | CAP**3717AL*+UI | 986TC42080C17*** | 33800 | 35600 | 18.5 | 11.7 | 9.5 | 2 | 88 | 74 | 210720634
BRYANT HEATING AND COOLING SYSTEMS | 284ANV036*0**B* | CAP**3717AL*+UI | 986TC42060C17*** | 33800 | 35600 | 18.5 | 11.7 | 9 | 2 | 89 | 74 | 210720632
CARRIER | 25VNA436A*031* | CAP**3717AL*+UI | 59TN6B080C17**14 | 33800 | 35600 | 18.5 | 11.7 | 9.5 | 2 | 88 | 74 | 210720633
CARRIER | 25VNA436A*031* | CAP**3717AL*+UI | 59TN6B060C17**14 | 33800 | 35600 | 18.5 | 11.7 | 9 | 2 | 89 | 74 | 210720631
BRYANT HEATING AND COOLING SYSTEMS | 284ANV036*0**B* | CAP**3717AL*+UI | 987MB42080C17*** | 33800 | 35600 | 18.5 | 11.7 | 9.5 | 2 | 89 | 74 | 210720630
BRYANT HEATING AND COOLING SYSTEMS | 284ANV036*0**B* | CAP**4221AL*+UI | 935CA66100C21*** | 33200 | 35400 | 19.5 | 12 | 9.5 | 2 | 90 | 75 | 206790536
CARRIER | 25VNA436A*031* | CAP**3717AL*+UI | 59MN7B080C17**14 | 33800 | 35600 | 18.5 | 11.7 | 9.5 | 2 | 89 | 74 | 210720629
BRYANT HEATING AND COOLING SYSTEMS | 284ANV060*0**B* | CAP**6124AL*+UI | 987MB66100C21*** | 58000 | 60500 | 19.5 | 12 | 8.5 | 2.1 | 84 | 64 | 206790673
CARRIER | 25VNA460A*031* | CAP**6124AL*+UI | 59MN7B100C21**22 | 58000 | 60500 | 19.5 | 12 | 8.5 | 2.1 | 84 | 64 | 206788985
CARRIER | 25VNA460A*031* | CAP**6124AL*+UI | 59TN6B100C21**22 | 58000 | 60500 | 19.5 | 12 | 8.5 | 2.1 | 84 | 64 | 206788988
BRYANT HEATING AND COOLING SYSTEMS | 284ANV060*0**B* | CAP**6124AL*+UI | 986TC66100C21*** | 58000 | 60500 | 19.5 | 12 | 8.5 | 2.1 | 84 | 64 | 206790676
BRYANT HEATING AND COOLING SYSTEMS | 284ANV060*0**B* | CAP**6124AL*+UI | 935CA66100C21*** | 58000 | 60500 | 19.5 | 12.5 | 8.5 | 2.1 | 83 | 64 | 206790699
CARRIER | 25VNA460A*031* | CAP**6124AL*+UI | 59CU5A100C21**22 | 58000 | 60500 | 19.5 | 12.5 | 8.5 | 2.1 | 83 | 64 | 206789011
CARRIER | 25VNA436A*031* | CAP**4221AL*+UI | 59CU5A100C21**22 | 33200 | 35400 | 19.5 | 12 | 9.5 | 2 | 90 | 75 | 206788848
CARRIER | 25VNA436A*031* | CAP**4221AL*+UI | 59CU5A080C21**20 | 33000 | 35400 | 19.45 | 12 | 9.5 | 2 | 90 | 75 | 206788847
BRYANT HEATING AND COOLING SYSTEMS | 284ANV036*0**B* | CAP**4221AL*+UI | 88*TA48090C17*** | 33200 | 35400 | 20 | 12 | 9.5 | 2 | 90 | 75 | 206790289
BRYANT HEATING AND COOLING SYSTEMS | 284ANV036*0**B* | CAP**4221AL*+UI | 83*CA36040C17*** | 33000 | 35400 | 19.5 | 11.7 | 9.5 | 2 | 90 | 75 | 206790497
CARRIER | 25VNA436A*031* | CAP**4221AL*+UI | 58TN*A090C17**16 | 33200 | 35400 | 20 | 12 | 9.5 | 2 | 90 | 75 | 206788601
CARRIER | 25VNA436A*031* | CAP**4221AL*+UI | 58CU*A040C17**12 | 33000 | 35400 | 19.5 | 11.7 | 9.5 | 2 | 90 | 75 | 206788809
CARRIER | 25VNA436A*031* | CAP**3721AL*+UI | 59TN6B060C17**14 | 34200 | 35400 | 19 | 11.7 | 9.5 | 2.02 | 88 | 73 | 206788582
BRYANT HEATING AND COOLING SYSTEMS | 284ANV036*0**B* | CAP**3721AL*+UI | 986TC42060C17*** | 34200 | 35400 | 19 | 11.7 | 9.5 | 2.02 | 88 | 73 | 206790270
BRYANT HEATING AND COOLING SYSTEMS | 284ANV036*0**B* | CAP**3721AL*+UI | 987MB42080C17*** | 34200 | 35400 | 19 | 11.7 | 9.5 | 2.02 | 88 | 73 | 206790272
CARRIER | 25VNA436A*031* | CAP**3721AL*+UI | 59MN7B080C17**14 | 34200 | 35400 | 19 | 11.7 | 9.5 | 2.02 | 88 | 73 | 206788584
BRYANT HEATING AND COOLING SYSTEMS | 284ANV036*0**B* | CNPV*4821AL*+UI | 987MB42060C17*** | 33400 | 35600 | 18 | 11.7 | 9 | 2 | 89 | 74 | 206790576
BRYANT HEATING AND COOLING SYSTEMS | 284ANV036*0**B* | CNPV*4821AL*+UI | 935CA66100C21*** | 33800 | 35000 | 19.5 | 12.5 | 9 | 2.04 | 89 | 74 | 206790551
CARRIER | 25VNA436A*031* | CNPV*4821AL*+UI | 59MN7B060C17**14 | 33400 | 35600 | 18 | 11.7 | 9 | 2 | 89 | 74 | 206788888
BRYANT HEATING AND COOLING SYSTEMS | 284ANV036*0**B* | CNPV*4821AL*+UI | 935CA60080C21*** | 33800 | 35000 | 19.5 | 12.5 | 9 | 2.04 | 89 | 74 | 206790550
CARRIER | 25VNA436A*031* | CNPV*4821AL*+UI | 59CU5A100C21**22 | 33800 | 35000 | 19.5 | 12.5 | 9 | 2.04 | 89 | 74 | 206788863
CARRIER | 25VNA436A*031* | CNPV*4821AL*+UI | 59CU5A080C21**20 | 33800 | 35000 | 19.5 | 12.5 | 9 | 2.04 | 89 | 74 | 206788862
BRYANT HEATING AND COOLING SYSTEMS | 284ANV036*0**B* | CNPV*4821AL*+UI | 88*TA48090C17*** | 34000 | 35000 | 20 | 12.5 | 9 | 2.04 | 89 | 74 | 206790403
BRYANT HEATING AND COOLING SYSTEMS | 284ANV036*0**B* | CAP**4821AL*+UI | 83*CA36040C17*** | 33800 | 34800 | 20 | 12 | 9.5 | 2.04 | 89 | 74 | 206790507
CARRIER | 25VNA436A*031* | CAP**4821AL*+UI | 58CU*A040C17**12 | 33800 | 34800 | 20 | 12 | 9.5 | 2.04 | 89 | 74 | 206788819
BRYANT HEATING AND COOLING SYSTEMS | 284ANV036*0**B* | CAP**4321AL*+UI | 986TC42080C17*** | 34200 | 35200 | 19 | 11.7 | 9.5 | 2.02 | 88 | 73 | 206790307
CARRIER | 25VNA436A*031* | CAP**4321AL*+UI | 59TN6B080C17**14 | 34200 | 35200 | 19 | 11.7 | 9.5 | 2.02 | 88 | 73 | 206788619
BRYANT HEATING AND COOLING SYSTEMS | 284ANV036*0**B* | CAP**4321AL*+UI | 986TC42060C17*** | 34200 | 35400 | 19 | 11.7 | 9.5 | 2.02 | 88 | 73 | 206790306
DAY & NIGHT | C4H7T36*K*AAA* | EA*4X43L21A* | *96VTN0801716A* | 35000 | 35400 | 15.5 | 12 | 8.1 | 2.12 | 61 | 49 | 210706856
DAY & NIGHT | C4H7T36*K*AAA* | EA*4X43L21A* | *96VTN0601714A* | 35000 | 36000 | 15.5 | 11.7 | 8.1 | 2.1 | 62 | 49 | 210706854
DAY & NIGHT | C4H7T36*K*AAA* | EA*4X43L21A* | *80CSU0802120A* | 35600 | 35800 | 16 | 12 | 8.1 | 2.16 | 62 | 49 | 210706787
ARCOAIRE | H4H7T36*K*AAA* | EA*4X43L21A* | *96CTN0802120A* | 35400 | 36000 | 16 | 11.7 | 8.1 | 2.14 | 62 | 49 | 210705406
ARCOAIRE | H4H7T36*K*AAA* | EA*4X43L21A* | *97CMN0802120A* | 35400 | 36000 | 16 | 11.7 | 8.1 | 2.14 | 62 | 49 | 210705403
ARCOAIRE | H4H7T36*K*AAA* | EA*4X37L21A* | *96CTN0802120A* | 35400 | 36000 | 16 | 11.7 | 8.1 | 2.14 | 62 | 49 | 210705360
ARCOAIRE | H4H7T36*K*AAA* | EA*4X37L21A* | *97CMN0802120A* | 35400 | 36000 | 16 | 11.7 | 8.1 | 2.14 | 62 | 49 | 210705359
KENMORE | (C,H,T)4H7T24*K*AAA* | EA*4X37L21A* | *96CTN1002122A* | 24400 | 24800 | 17 | 12.5 | 8.1 | 2.28 | 59 | 43 | 211042411
KENMORE | (C,H,T)4H7T24*K*AAA* | EA*4X37L21A* | *96CTN0802120A* | 23800 | 24400 | 16 | 12.5 | 8.1 | 2.24 | 58 | 42 | 211042410
KENMORE | (C,H,T)4H7T24*K*AAA* | EA*4X37L21A* | *97CMN1002122A* | 24400 | 24800 | 17 | 12.5 | 8.1 | 2.28 | 59 | 43 | 211042408
KENMORE | (C,H,T)4H7T24*K*AAA* | EA*4X37L21A* | *97CMN0802120A* | 23800 | 24400 | 16 | 12.5 | 8.1 | 2.24 | 58 | 42 | 211042407
KENMORE | (C,H,T)4H7T24*K*AAA* | EA*4X37L21A* | *80CTL0702120A* | 24200 | 24800 | 17 | 12.5 | 8.1 | 2.26 | 59 | 43 | 211042405
KENMORE | (C,H,T)4H7T24*K*AAA* | EA*4X37L21A* | *80CSU1002120A* | 24000 | 24600 | 17 | 12.5 | 8.1 | 2.24 | 58 | 42 | 211042404
KENMORE | (C,H,T)4H7T24*K*AAA* | EA*4X37L17A* | *96VTN0401410A* | 23600 | 24600 | 16.5 | 12 | 8.1 | 2.16 | 59 | 43 | 211042401
KENMORE | (C,H,T)4H7T24*K*AAA* | EA*4X36L21A* | OLV112A16A | 23600 | 24600 | 16 | 12 | 8.1 | 2.16 | 59 | 43 | 211042395
COMFORTMAKER | N4H7T24*K*AAA* | FVM4X24***L |  | 22600 | 23400 | 16.5 | 12.5 | 8.1 | 2.18 | 58 | 42 | 207867919
ARCOAIRE | N4H7T24*K*AAA* | FVM4X24***L |  | 22600 | 23400 | 16.5 | 12.5 | 8.1 | 2.18 | 58 | 42 | 207867918
AIRQUEST | N4H7T24*K*AAA* | FVM4X24***L |  | 22600 | 23400 | 16.5 | 12.5 | 8.1 | 2.18 | 58 | 42 | 207867917
CARRIER | GH7TAN424**AA* | FV4CNF002L |  | 22600 | 23400 | 16.5 | 12.5 | 8.1 | 2.18 | 58 | 42 | 207867916
BRYANT HEATING AND COOLING SYSTEMS | GH7TAN424**AA* | FV4CNF002L |  | 22600 | 23400 | 16.5 | 12.5 | 8.1 | 2.18 | 58 | 42 | 207867915
BRYANT HEATING AND COOLING SYSTEMS | 227TAN024**AA* | FV4CNF002L |  | 22600 | 23400 | 16.5 | 12.5 | 8.1 | 2.18 | 58 | 42 | 207867914
CARRIER | 25TPA724A**30* | FV4CNF002L |  | 22600 | 23400 | 16.5 | 12.5 | 8.1 | 2.18 | 58 | 42 | 207867913
PAYNE HEATING AND COOLING | PH7TAN424**AA* | FV4CNF002L |  | 22600 | 23400 | 16.5 | 12.5 | 8.1 | 2.18 | 58 | 42 | 207867927
BRYANT HEATING AND COOLING SYSTEMS | PH7TAN424**AA* | FV4CNF002L |  | 22600 | 23400 | 16.5 | 12.5 | 8.1 | 2.18 | 58 | 42 | 207867926
MARATHERM | N4H7T24*K*AAA* | FVM4X24***L |  | 22600 | 23400 | 16.5 | 12.5 | 8.1 | 2.18 | 58 | 42 | 207867924
KENMORE | N4H7T24*K*AAA* | FVM4X24***L |  | 22600 | 23400 | 16.5 | 12.5 | 8.1 | 2.18 | 58 | 42 | 207867923
KEEPRITE | N4H7T24*K*AAA* | FVM4X24***L |  | 22600 | 23400 | 16.5 | 12.5 | 8.1 | 2.18 | 58 | 42 | 207867922
HEIL | N4H7T24*K*AAA* | FVM4X24***L |  | 22600 | 23400 | 16.5 | 12.5 | 8.1 | 2.18 | 58 | 42 | 207867921
DAY & NIGHT | N4H7T24*K*AAA* | FVM4X24***L |  | 22600 | 23400 | 16.5 | 12.5 | 8.1 | 2.18 | 58 | 42 | 207867920
AIRQUEST | H4H7T48*K*AAA* | EA*4X61L21A* | *96VTN1002122A* | 47000 | 47500 | 16.5 | 12.5 | 8.1 | 2.3 | 64 | 52 | 210710138
KENMORE | (C,H,T)4H7T48*K*AAA* | EA*4X61L21A* | *96VTN1002122A* | 47000 | 47500 | 16.5 | 12.5 | 8.1 | 2.3 | 64 | 52 | 211043018
KEEPRITE | C4H7T48*K*AAA* | FVM4X48***L |  | 46000 | 47000 | 16.5 | 12.5 | 8.1 | 2.24 | 62 | 49 | 210712069
AIRQUEST | H4H7T36*K*AAA* | EA*4X43L21A* | *96VTN0801716A* | 35000 | 35400 | 15.5 | 12 | 8.1 | 2.12 | 61 | 49 | 210704680
AIRQUEST | H4H7T36*K*AAA* | EA*4X43L21A* | *96VTN0601714A* | 35000 | 36000 | 15.5 | 11.7 | 8.1 | 2.1 | 62 | 49 | 210704679
AIRQUEST | H4H7T36*K*AAA* | EA*4X43L21A* | *80CSU0802120A* | 35600 | 35800 | 16 | 12 | 8.1 | 2.16 | 62 | 49 | 210704655
AIRQUEST | H4H7T36*K*AAA* | EA*4X37L21A* | *96VTN0801716A* | 34800 | 35400 | 15.5 | 12 | 8.1 | 2.12 | 61 | 49 | 210704620
AIRQUEST | H4H7T36*K*AAA* | EA*4X37L21A* | *80CSU0802120A* | 35600 | 36000 | 16 | 12 | 8.1 | 2.16 | 62 | 49 | 210704594
DAY & NIGHT | C4H7T36*K*AAA* | EA*4X48L24A* | *97CMN0802120A* | 34800 | 35600 | 16 | 11.7 | 8.1 | 2.14 | 61 | 49 | 210707000
DAY & NIGHT | C4H7T36*K*AAA* | EA*4X48L24A* | *96CTN0802120A* | 34800 | 35600 | 16 | 11.7 | 8.1 | 2.14 | 61 | 49 | 210707013
DAY & NIGHT | C4H7T36*K*AAA* | FVM4X60***L |  | 35600 | 35200 | 17 | 12.5 | 8.1 | 2.22 | 61 | 48 | 210707117
DAY & NIGHT | C4H7T36*K*AAA* | FVM4X48***L |  | 35200 | 35000 | 16.5 | 12.5 | 8.1 | 2.18 | 61 | 48 | 210707115
CARRIER | 25VNA436A*031* | CAP**6121AL*+UI | 59CU5A080C21**20 | 34800 | 34400 | 20 | 12.5 | 9 | 2.02 | 87 | 73 | 210720655
BRYANT HEATING AND COOLING SYSTEMS | 284ANV036*0**B* | CAP**6121AL*+UI | 935CA60080C21*** | 34800 | 34400 | 20 | 12.5 | 9 | 2.02 | 87 | 73 | 210720656
CARRIER | 25VNA436A*031* | CAP**6121AL*+UI | 59CU5A060C17**16 | 34600 | 34800 | 19.5 | 11.7 | 9 | 2 | 87 | 73 | 210720653
CARRIER | 25VNA436A*031* | CAP**6121AL*+UI | 58CU*A060C17**16 | 34800 | 34600 | 20 | 12 | 9 | 2.02 | 87 | 73 | 210720649
BRYANT HEATING AND COOLING SYSTEMS | 284ANV036*0**B* | CAP**6121AL*+UI | 935CA48060C17*** | 34600 | 34800 | 19.5 | 11.7 | 9 | 2 | 87 | 73 | 210720654
CARRIER | 25VNA436A*031* | CAP**6121AL*+UI | 59CU5A100C21**22 | 34800 | 34400 | 20 | 12.5 | 9 | 2.02 | 87 | 73 | 210720657
BRYANT HEATING AND COOLING SYSTEMS | 284ANV036*0**B* | CAP**6121AL*+UI | 935CA66100C21*** | 34800 | 34400 | 20 | 12.5 | 9 | 2.02 | 87 | 73 | 210720658
BRYANT HEATING AND COOLING SYSTEMS | 284ANV036*0**B* | CAP**6124AL*+UI | 83*CA60100C21*** | 34800 | 34600 | 19.5 | 12 | 9 | 2.02 | 87 | 73 | 210720660
CARRIER | 25VNA436A*031* | CAP**6124AL*+UI | 59CU5A080C21**20 | 34800 | 34400 | 20 | 12.5 | 9 | 2.02 | 87 | 73 | 210720661
CARRIER | 25VNA436A*031* | CAP**6124AL*+UI | 58CU*A100C21**20 | 34800 | 34600 | 19.5 | 12 | 9 | 2.02 | 87 | 73 | 210720659
BRYANT HEATING AND COOLING SYSTEMS | 284ANV036*0**B* | CNPV*4221AL*+UI | 83*CA36040C17*** | 33000 | 35400 | 19 | 12 | 9 | 1.98 | 90 | 75 | 210720666
BRYANT HEATING AND COOLING SYSTEMS | 284ANV036*0**B* | CAP**6124AL*+UI | 935CA60080C21*** | 34800 | 34400 | 20 | 12.5 | 9 | 2.02 | 87 | 73 | 210720662
CARRIER | 25VNA436A*031* | CAP**6124AL*+UI | 59CU5A100C21**22 | 34800 | 34400 | 20 | 12.5 | 9 | 2.02 | 87 | 73 | 210720663
BRYANT HEATING AND COOLING SYSTEMS | 284ANV036*0**B* | CNPV*4221AL*+UI | 83*CA48060C17*** | 33000 | 35400 | 19 | 12 | 9 | 1.98 | 91 | 75 | 210720668
BRYANT HEATING AND COOLING SYSTEMS | 284ANV036*0**B* | CAP**6124AL*+UI | 935CA66100C21*** | 34800 | 34400 | 20 | 12.5 | 9 | 2.02 | 87 | 73 | 210720664
CARRIER | 25VNA436A*031* | CNPV*4221AL*+UI | 58CU*A060C17**16 | 33000 | 35400 | 19 | 12 | 9 | 1.98 | 91 | 75 | 210720667
CARRIER | 25VNA436A*031* | CNPV*4821AL*+UI | 58CU*A040C17**12 | 33800 | 35200 | 20 | 12.5 | 9 | 2.04 | 89 | 74 | 210720671
BRYANT HEATING AND COOLING SYSTEMS | 284ANV036*0**B* | CNPV*4821AL*+UI | 83*CA36040C17*** | 33800 | 35200 | 20 | 12.5 | 9 | 2.04 | 89 | 74 | 210720672
BRYANT HEATING AND COOLING SYSTEMS | 284ANV036*0**B* | CNPV*4821AL*+UI | 83*CA48060C17*** | 33800 | 35200 | 19.5 | 12 | 9 | 2.04 | 89 | 74 | 210720674
CARRIER | 25VNA436A*031* | CNPV*4821AL*+UI | 59CU5A060C17**16 | 33600 | 35400 | 19 | 12 | 9 | 2.02 | 89 | 74 | 210720675
CARRIER | 25VNA436A*031* | CNPV*4824AL*+UI | 59CU5A080C21**20 | 33800 | 35000 | 19.5 | 12.5 | 9 | 2.04 | 89 | 74 | 210720679
CARRIER | 25VNA436A*031* | CNPV*4824AL*+UI | 58CU*A100C21**20 | 33800 | 35200 | 19.5 | 12 | 9 | 2.04 | 89 | 74 | 210720677
BRYANT HEATING AND COOLING SYSTEMS | 284ANV036*0**B* | CNPV*4824AL*+UI | 83*CA60100C21*** | 33800 | 35200 | 19.5 | 12 | 9 | 2.04 | 89 | 74 | 210720678
CARRIER | 25VNA436A*031* | CNPV*4821AL*+UI | 58CU*A060C17**16 | 33800 | 35200 | 19.5 | 12 | 9 | 2.04 | 89 | 74 | 210720673
BRYANT HEATING AND COOLING SYSTEMS | 284ANV036*0**B* | CNPV*4821AL*+UI | 935CA48060C17*** | 33600 | 35400 | 19 | 12 | 9 | 2.02 | 89 | 74 | 210720676
BRYANT HEATING AND COOLING SYSTEMS | 284ANV036*0**B* | CNPV*4824AL*+UI | 935CA60080C21*** | 33800 | 35000 | 19.5 | 12.5 | 9 | 2.04 | 89 | 74 | 210720680
CARRIER | 25VNA436A*031* | CNPV*4824AL*+UI | 59CU5A100C21**22 | 33800 | 35000 | 19.5 | 12.5 | 9 | 2.04 | 89 | 74 | 210720681
CARRIER | 25VNA436A*031* | CNPV*6024AL*+UI | 58CU*A100C21**20 | 34200 | 34800 | 20 | 12.5 | 9 | 2.02 | 88 | 74 | 210720683
CARRIER | 25VNA436A*031* | CNPV*6024AL*+UI | 59CU5A080C21**20 | 34200 | 34800 | 20 | 12.5 | 9 | 2.02 | 88 | 73 | 210720685
BRYANT HEATING AND COOLING SYSTEMS | 284ANV036*0**B* | CNPV*6024AL*+UI | 83*CA60100C21*** | 34200 | 34800 | 20 | 12.5 | 9 | 2.02 | 88 | 74 | 210720684
BRYANT HEATING AND COOLING SYSTEMS | 284ANV036*0**B* | CNPV*4824AL*+UI | 935CA66100C21*** | 33800 | 35000 | 19.5 | 12.5 | 9 | 2.04 | 89 | 74 | 210720682
CARRIER | 25VNA436A*031* | CNPV*6024AL*+UI | 59CU5A100C21**22 | 34400 | 34800 | 20.5 | 12.5 | 9 | 2.04 | 88 | 73 | 210720687
BRYANT HEATING AND COOLING SYSTEMS | 284ANV036*0**B* | CNPV*6024AL*+UI | 935CA60080C21*** | 34200 | 34800 | 20 | 12.5 | 9 | 2.02 | 88 | 73 | 210720686
CARRIER | 25VNA436A*031* | CSPH*6012AL*+UI | 58CU*A040C17**12 | 34400 | 34600 | 19 | 12 | 9 | 2.04 | 88 | 73 | 210720689
BRYANT HEATING AND COOLING SYSTEMS | 284ANV036*0**B* | CNPV*6024AL*+UI | 935CA66100C21*** | 34400 | 34800 | 20.5 | 12.5 | 9 | 2.04 | 88 | 73 | 210720688
BRYANT HEATING AND COOLING SYSTEMS | 284ANV036*0**B* | CSPH*6012AL*+UI | 83*CA36040C17*** | 34400 | 34600 | 19 | 12 | 9 | 2.04 | 88 | 73 | 210720690
CARRIER | 25VNA436A*031* | CSPH*6012AL*+UI | 58CU*A100C21**20 | 34400 | 34800 | 18.5 | 12 | 9 | 2.04 | 87 | 73 | 210720693
CARRIER | 25VNA436A*031* | CSPH*6012AL*+UI | 58CU*A060C17**16 | 34400 | 34800 | 19 | 12 | 9 | 2.04 | 87 | 73 | 210720691
BRYANT HEATING AND COOLING SYSTEMS | 284ANV036*0**B* | CSPH*6012AL*+UI | 83*CA60100C21*** | 34400 | 34800 | 18.5 | 12 | 9 | 2.04 | 87 | 73 | 210720694
BRYANT HEATING AND COOLING SYSTEMS | 284ANV036*0**B* | CSPH*6012AL*+UI | 83*CA48060C17*** | 34400 | 34800 | 19 | 12 | 9 | 2.04 | 87 | 73 | 210720692
BRYANT HEATING AND COOLING SYSTEMS | 284ANV036*0**B* | CSPH*6012AL*+UI | 935CA48060C17*** | 34200 | 35000 | 18.5 | 11.7 | 9 | 2.02 | 87 | 73 | 210720696
CARRIER | 25VNA436A*031* | CSPH*6012AL*+UI | 59CU5A060C17**16 | 34200 | 35000 | 18.5 | 11.7 | 9 | 2.02 | 87 | 73 | 210720695
BRYANT HEATING AND COOLING SYSTEMS | 284ANV036*0**B* | CSPH*6012AL*+UI | 935CA60080C21*** | 34600 | 34600 | 19 | 12 | 9 | 2.04 | 88 | 73 | 210720698
CARRIER | 25VNA460A*031* | CAP**6024AL*+UI | 58TN*A090C21**20 | 56500 | 60000 | 19.5 | 12 | 8.5 | 2.08 | 85 | 65 | 210720701
CARRIER | 25VNA436A*031* | CSPH*6012AL*+UI | 59CU5A080C21**20 | 34600 | 34600 | 19 | 12 | 9 | 2.04 | 88 | 73 | 210720697
BRYANT HEATING AND COOLING SYSTEMS | 284ANV036*0**B* | CSPH*6012AL*+UI | 935CA66100C21*** | 34600 | 34600 | 19 | 12 | 9 | 2.04 | 87 | 73 | 210720700
CARRIER | 25VNA460A*031* | CAP**6024AL*+UI | 58TN*A135C24**22 | 57000 | 60000 | 19.5 | 12 | 8.5 | 2.08 | 84 | 65 | 210720703
BRYANT HEATING AND COOLING SYSTEMS | 284ANV060*0**B* | CAP**6024AL*+UI | 88*TA60090C21*** | 56500 | 60000 | 19.5 | 12 | 8.5 | 2.08 | 85 | 65 | 210720702
BRYANT HEATING AND COOLING SYSTEMS | 284ANV060*0**B* | CAP**6024AL*+UI | 88*TA66135C24*** | 57000 | 60000 | 19.5 | 12 | 8.5 | 2.08 | 84 | 65 | 210720704
CARRIER | 25VNA460A*031* | CAP**6024AL*+UI | 59TN6B120C24**22 | 56500 | 60000 | 19.5 | 12 | 8.5 | 2.08 | 85 | 65 | 210720705
CARRIER | 25VNA436A*031* | CSPH*6012AL*+UI | 59CU5A100C21**22 | 34600 | 34600 | 19 | 12 | 9 | 2.04 | 87 | 73 | 210720699
BRYANT HEATING AND COOLING SYSTEMS | 284ANV060*0**B* | CAP**6121AL*+UI | 935CA60080C21*** | 57500 | 60500 | 19 | 12 | 8.5 | 2.08 | 84 | 64 | 210720708
CARRIER | 25VNA460A*031* | CAP**6124AL*+UI | 58TN*A135C24**22 | 58000 | 60500 | 19.5 | 12.5 | 8.5 | 2.12 | 83 | 64 | 210720711
BRYANT HEATING AND COOLING SYSTEMS | 284ANV060*0**B* | CAP**6124AL*+UI | 88*TA60090C21*** | 58000 | 60500 | 19.5 | 12 | 8.5 | 2.1 | 84 | 64 | 210720710
TEMPSTAR | T4H7T36*K*AAA* | EA*4X37L21A* | *80CSU0802120A* | 35600 | 36000 | 16 | 12 | 8.1 | 2.16 | 62 | 49 | 210709148
AIRQUEST | H4H7T48*K*AAA* | FVM4X48***L |  | 46000 | 47000 | 16.5 | 12.5 | 8.1 | 2.24 | 62 | 49 | 210710198
KENMORE | (C,H,T)4H7T24*K*AAA* | EA*4X37L21A* | OLV112A16A | 24400 | 25200 | 16 | 12 | 8.1 | 2.24 | 60 | 43 | 211042413
DAY & NIGHT | C4H7T36*K*AAA* | EA*4X37L21A* | *96CTN0802120A* | 35400 | 36000 | 16 | 11.7 | 8.1 | 2.14 | 62 | 49 | 210707313
CARRIER | 25VNA460A*031* | CAP**6121AL*+UI | 59CU5A080C21**20 | 57500 | 60500 | 19 | 12 | 8.5 | 2.08 | 84 | 64 | 210720707
BRYANT HEATING AND COOLING SYSTEMS | 284ANV060*0**B* | CAP**6024AL*+UI | 986TC66120C24*** | 56500 | 60000 | 19.5 | 12 | 8.5 | 2.08 | 85 | 65 | 210720706
CARRIER | 25VNA460A*031* | CAP**6124AL*+UI | 58TN*A090C21**20 | 58000 | 60500 | 19.5 | 12 | 8.5 | 2.1 | 84 | 64 | 210720709
BRYANT HEATING AND COOLING SYSTEMS | 284ANV060*0**B* | CAP**6124AL*+UI | 88*TA66135C24*** | 58000 | 60500 | 19.5 | 12.5 | 8.5 | 2.12 | 83 | 64 | 210720712
BRYANT HEATING AND COOLING SYSTEMS | 284ANV036*0**B* | CAP**4321AL*+UI | 935CA60080C21*** | 34600 | 35000 | 19.5 | 12.5 | 9.5 | 2.06 | 88 | 73 | 206790540
CARRIER | 25VNA436A*031* | CAP**4321AL*+UI | 59CU5A060C17**16 | 34200 | 35400 | 19 | 11.7 | 9 | 2.02 | 88 | 73 | 206788851
BRYANT HEATING AND COOLING SYSTEMS | 284ANV036*0**B* | CAP**4321AL*+UI | 935CA66100C21*** | 34600 | 35000 | 19.5 | 12.5 | 9.5 | 2.06 | 88 | 73 | 206790541
CARRIER | 25VNA436A*031* | CAP**4321AL*+UI | 59CU5A100C21**22 | 34600 | 35000 | 19.5 | 12.5 | 9.5 | 2.06 | 88 | 73 | 206788853
BRYANT HEATING AND COOLING SYSTEMS | 284ANV036*0**B* | CAP**4321AL*+UI | 935CA48060C17*** | 34200 | 35400 | 19 | 11.7 | 9 | 2.02 | 88 | 73 | 206790539
CARRIER | 25VNA460A*031* | CAP**6124AL*+UI | 59TN6B120C24**22 | 58000 | 60500 | 19.5 | 12 | 8.5 | 2.1 | 84 | 64 | 210720713
BRYANT HEATING AND COOLING SYSTEMS | 284ANV060*0**B* | CAP**6124AL*+UI | 986TC66120C24*** | 58000 | 60500 | 19.5 | 12 | 8.5 | 2.1 | 84 | 64 | 210720714
CARRIER | 25VNA436A*031* | CAP**4321AL*+UI | 59CU5A080C21**20 | 34600 | 35000 | 19.5 | 12.5 | 9.5 | 2.06 | 88 | 73 | 206788852
CARRIER | 25VNA436A*031* | CNPV*4221AL*+UI | 59TN6B080C17**14 | 32800 | 35600 | 18.5 | 11.7 | 9 | 1.96 | 90 | 75 | 206788696
CARRIER | 25VNA436A*031* | CAP**4321AL*+UI | 59MN7B060C21**20 | 34200 | 35400 | 19 | 12 | 9.5 | 2.02 | 88 | 73 | 206788627
BRYANT HEATING AND COOLING SYSTEMS | 284ANV036*0**B* | CNPV*4821AL*+UI | 83*CA60100C21*** | 33800 | 35200 | 19.5 | 12.5 | 9 | 2.04 | 89 | 74 | 206790518
BRYANT HEATING AND COOLING SYSTEMS | 284ANV036*0**B* | CAP**4321AL*+UI | 987MB60060C21*** | 34200 | 35400 | 19 | 12 | 9.5 | 2.02 | 88 | 73 | 206790315
BRYANT HEATING AND COOLING SYSTEMS | 284ANV036*0**B* | CNPV*4821AL*+UI | 88*TA48070C17*** | 33800 | 35200 | 19.5 | 12 | 9 | 2.04 | 89 | 74 | 206790393
BRYANT HEATING AND COOLING SYSTEMS | 284ANV036*0**B* | CNPV*4221AL*+UI | 986TC42080C17*** | 32800 | 35600 | 18.5 | 11.7 | 9 | 1.96 | 90 | 75 | 206790384
CARRIER | 25VNA436A*031* | CNPV*4821AL*+UI | 58CU*A100C21**20 | 33800 | 35200 | 19.5 | 12.5 | 9 | 2.04 | 89 | 74 | 206788830
CARRIER | 25VNA436A*031* | CNPV*4821AL*+UI | 58TN*A070C17**16 | 33800 | 35200 | 19.5 | 12 | 9 | 2.04 | 89 | 74 | 206788705
BRYANT HEATING AND COOLING SYSTEMS | 284ANV036*0**B* | CNPV*4821AL*+UI | 88*TA36045C17*** | 33400 | 35400 | 19 | 11.7 | 9 | 2 | 89 | 75 | 206790566
CARRIER | 25VNA436A*031* | CNPV*4821AL*+UI | 58TN*A045C17**12 | 33400 | 35400 | 19 | 11.7 | 9 | 2 | 89 | 75 | 206788878
BRYANT HEATING AND COOLING SYSTEMS | 284ANV036*0**B* | CSPH*4812AL*+UI | 935CA60080C21*** | 34200 | 35000 | 19 | 12 | 9 | 2.04 | 89 | 74 | 206790559
CARRIER | 25VNA436A*031* | CSPH*4812AL*+UI | 59CU5A080C21**20 | 34200 | 35000 | 19 | 12 | 9 | 2.04 | 89 | 74 | 206788871
CARRIER | 25VNA436A*031* | CSPH*4812AL*+UI | 59CU5A100C21**22 | 34200 | 35000 | 19 | 12 | 9 | 2.06 | 89 | 74 | 206788872
BRYANT HEATING AND COOLING SYSTEMS | 284ANV036*0**B* | CSPH*4812AL*+UI | 935CA66100C21*** | 34200 | 35000 | 19 | 12 | 9 | 2.06 | 89 | 74 | 206790560
CARRIER | 25VNA436A*031* | CNPV*4217AL*+UI | 58CU*A040C17**12 | 33400 | 35200 | 19.5 | 12 | 9 | 2.02 | 90 | 74 | 206788825
CARRIER | 25VNA436A*031* | CNPV*4217AL*+UI | 58CU*A060C17**16 | 33400 | 35400 | 19.5 | 12 | 9 | 2 | 90 | 75 | 206788826
CARRIER | 25VNA436A*031* | CNPV*4217AL*+UI | 58TN*A070C14**12 | 33400 | 35400 | 19.5 | 12 | 9 | 2 | 90 | 75 | 206788894
BRYANT HEATING AND COOLING SYSTEMS | 284ANV036*0**B* | CNPV*4217AL*+UI | 88*TA36045C17*** | 33000 | 35600 | 18.5 | 11.7 | 9 | 1.98 | 90 | 75 | 206790564
CARRIER | 25VNA436A*031* | CNPV*4217AL*+UI | 58TN*A045C17**12 | 33000 | 35600 | 18.5 | 11.7 | 9 | 1.98 | 90 | 75 | 206788876
BRYANT HEATING AND COOLING SYSTEMS | 284ANV036*0**B* | CNPV*4217AL*+UI | 88*TA36070C14*** | 33400 | 35400 | 19.5 | 12 | 9 | 2 | 90 | 75 | 206790582
BRYANT HEATING AND COOLING SYSTEMS | 284ANV036*0**B* | CNPV*4217AL*+UI | 83*CA36040C17*** | 33400 | 35200 | 19.5 | 12 | 9 | 2.02 | 90 | 74 | 206790513
CARRIER | 25VNA436A*031* | CSPH*4212AL*+UI | 58TN*A090C17**16 | 34000 | 35000 | 19 | 12 | 9 | 2.04 | 89 | 74 | 206788769
BRYANT HEATING AND COOLING SYSTEMS | 284ANV036*0**B* | CSPH*4212AL*+UI | 88*TA48090C17*** | 34000 | 35000 | 19 | 12 | 9 | 2.04 | 89 | 74 | 206790457
BRYANT HEATING AND COOLING SYSTEMS | 284ANV036*0**B* | CNPV*4217AL*+UI | 83*CA48060C17*** | 33400 | 35400 | 19.5 | 12 | 9 | 2 | 90 | 75 | 206790514
CARRIER | 25VNA436A*031* | CSPH*4212AL*+UI | 58TN*A135C24**22 | 34000 | 35000 | 18.5 | 12 | 9 | 2.04 | 89 | 74 | 206788759
BRYANT HEATING AND COOLING SYSTEMS | 284ANV036*0**B* | CSPH*4212AL*+UI | 88*TA66135C24*** | 34000 | 35000 | 18.5 | 12 | 9 | 2.04 | 89 | 74 | 206790447
CARRIER | 25VNA436A*031* | CSPH*4212AL*+UI | 59CU5A080C21**20 | 34000 | 35200 | 18.5 | 12 | 9 | 2.04 | 89 | 74 | 206788868
TEMPSTAR | T4H7T36*K*AAA* | EA*4X43L21A* | *80CSU0802120A* | 35600 | 35800 | 16 | 12 | 8.1 | 2.16 | 62 | 49 | 210709209
TEMPSTAR | T4H7T36*K*AAA* | EA*4X37L21A* | *96VTN0801716A* | 34800 | 35400 | 15.5 | 12 | 8.1 | 2.12 | 61 | 49 | 210709174
CARRIER | 25VNA436A*031* | CSPH*6012AL*+UI | 59TN6B120C24**22 | 34600 | 34600 | 19 | 12 | 9 | 2.04 | 87 | 73 | 206788794
BRYANT HEATING AND COOLING SYSTEMS | 284ANV036*0**B* | CAP**3721AL*+UI | 88*TA48090C17*** | 34600 | 35000 | 20 | 12 | 9.5 | 2.06 | 88 | 73 | 206790277
BRYANT HEATING AND COOLING SYSTEMS | 284ANV036*0**B* | CSPH*6012AL*+UI | 986TC42080C17*** | 34200 | 35000 | 18.5 | 11.7 | 9 | 2.02 | 87 | 73 | 206790481
CARRIER | 25VNA436A*031* | CAP**3721AL*+UI | 58TN*A090C17**16 | 34600 | 35000 | 20 | 12 | 9.5 | 2.06 | 88 | 73 | 206788589
BRYANT HEATING AND COOLING SYSTEMS | 284ANV036*0**B* | CAP**3721AL*+UI | 88*TA48070C17*** | 34400 | 35200 | 19.5 | 12 | 9.5 | 2.04 | 88 | 73 | 206790267
CARRIER | 25VNA436A*031* | CAP**3721AL*+UI | 58TN*A070C17**16 | 34400 | 35200 | 19.5 | 12 | 9.5 | 2.04 | 88 | 73 | 206788579
BRYANT HEATING AND COOLING SYSTEMS | 284ANV036*0**B* | CAP**3721AL*+UI | 83*CA60100C21*** | 34400 | 35200 | 19 | 12 | 9.5 | 2.04 | 88 | 73 | 206790496
BRYANT HEATING AND COOLING SYSTEMS | 284ANV036*0**B* | CAP**3721AL*+UI | 83*CA48060C17*** | 34400 | 35200 | 19.5 | 12 | 9.5 | 2.04 | 88 | 73 | 206790495
CARRIER | 25VNA436A*031* | CAP**3721AL*+UI | 58CU*A100C21**20 | 34400 | 35200 | 19 | 12 | 9.5 | 2.04 | 88 | 73 | 206788808
CARRIER | 25VNA436A*031* | CAP**3721AL*+UI | 58CU*A060C17**16 | 34400 | 35200 | 19.5 | 12 | 9.5 | 2.04 | 88 | 73 | 206788807
BRYANT HEATING AND COOLING SYSTEMS | 284ANV036*0**B* | CSPH*4212AL*+UI | 935CA60080C21*** | 34000 | 35200 | 18.5 | 12 | 9 | 2.04 | 89 | 74 | 206790556
KENMORE | (C,H,T)4H7T48*K*AAA* | FVM4X48***L |  | 46000 | 47000 | 16.5 | 12.5 | 8.1 | 2.24 | 62 | 49 | 211043042
AIRQUEST | H4H7T36*K*AAA* | FVM4X48***L |  | 35200 | 35000 | 16.5 | 12.5 | 8.1 | 2.18 | 61 | 48 | 210704774
AIRQUEST | H4H7T36*K*AAA* | FVM4X60***L |  | 35600 | 35200 | 17 | 12.5 | 8.1 | 2.22 | 61 | 48 | 210704775
AIRQUEST | H4H7T36*K*AAA* | EA*4X48L24A* | *96CTN0802120A* | 34800 | 35600 | 16 | 11.7 | 8.1 | 2.14 | 61 | 49 | 210704737
AIRQUEST | H4H7T36*K*AAA* | EA*4X48L24A* | *97CMN0802120A* | 34800 | 35600 | 16 | 11.7 | 8.1 | 2.14 | 61 | 49 | 210704732
KENMORE | (C,H,T)4H7T48*K*AAA* | FVM4X60***L |  | 46500 | 47000 | 16 | 12 | 8.1 | 2.3 | 62 | 49 | 211042070
KEEPRITE | C4H7T48*K*AAA* | EA*4X61L21A* | *96VTN1002122A* | 47000 | 47500 | 16.5 | 12.5 | 8.1 | 2.3 | 64 | 52 | 210712045
KENMORE | (C,H,T)4H7T36*K*AAA* | EA*4X43L21A* | *80CSU0802120A* | 35600 | 35800 | 16 | 12 | 8.1 | 2.16 | 62 | 49 | 211042542
KENMORE | (C,H,T)4H7T36*K*AAA* | EA*4X37L21A* | *96VTN0801716A* | 34800 | 35400 | 15.5 | 12 | 8.1 | 2.12 | 61 | 49 | 211042507
KENMORE | (C,H,T)4H7T36*K*AAA* | EA*4X37L21A* | *80CSU0802120A* | 35600 | 36000 | 16 | 12 | 8.1 | 2.16 | 62 | 49 | 211042481
TEMPSTAR | T4H7T36*K*AAA* | EA*4X43L21A* | *96VTN0801716A* | 35000 | 35400 | 15.5 | 12 | 8.1 | 2.12 | 61 | 49 | 210709234
TEMPSTAR | T4H7T36*K*AAA* | EA*4X43L21A* | *96VTN0601714A* | 35000 | 36000 | 15.5 | 11.7 | 8.1 | 2.1 | 62 | 49 | 210709233
CARRIER | 25VNA436A*031* | CAP**4824AL*+UI | 58TN*A135C24**22 | 33800 | 34800 | 19.5 | 12.5 | 9.5 | 2.04 | 89 | 74 | 206788643
BRYANT HEATING AND COOLING SYSTEMS | 284ANV036*0**B* | CAP**4824AL*+UI | 88*TA66135C24*** | 33800 | 34800 | 19.5 | 12.5 | 9.5 | 2.04 | 89 | 74 | 206790331
CARRIER | 25VNA436A*031* | CSPH*3612AL*+UI | 58CU*A040C17**12 | 33600 | 35200 | 18.5 | 11.7 | 9 | 2.02 | 90 | 74 | 206788831
BRYANT HEATING AND COOLING SYSTEMS | 284ANV036*0**B* | CAP**4824AL*+UI | 83*CA60100C21*** | 33800 | 34800 | 19.5 | 12 | 9 | 2.04 | 89 | 74 | 206790512
BRYANT HEATING AND COOLING SYSTEMS | 284ANV036*0**B* | CAP**4824AL*+UI | 935CA60080C21*** | 33800 | 34800 | 19.5 | 12 | 9.5 | 2.04 | 89 | 74 | 206790545
CARRIER | 25VNA436A*031* | CAP**4824AL*+UI | 59CU5A080C21**20 | 33800 | 34800 | 19.5 | 12 | 9.5 | 2.04 | 89 | 74 | 206788857
CARRIER | 25VNA436A*031* | CAP**4821AL*+UI | 59TN6B080C17**14 | 33600 | 35200 | 19 | 11.7 | 9 | 2.02 | 89 | 74 | 206788632
BRYANT HEATING AND COOLING SYSTEMS | 284ANV060*0**B* | CAP**6124AL*+UI | 88*TA60110C21*** | 58000 | 60500 | 19.5 | 12 | 8.5 | 2.1 | 84 | 64 | 206790677
BRYANT HEATING AND COOLING SYSTEMS | 284ANV036*0**B* | CAP**4821AL*+UI | 986TC42080C17*** | 33600 | 35200 | 19 | 11.7 | 9 | 2.02 | 89 | 74 | 206790320
BRYANT HEATING AND COOLING SYSTEMS | 284ANV060*0**B* | CAP**6124AL*+UI | 935CA60080C21*** | 58000 | 60500 | 19.5 | 12 | 8.5 | 2.1 | 84 | 64 | 206790698
BRYANT HEATING AND COOLING SYSTEMS | 284ANV036*0**B* | CSPH*4212AL*+UI | 88*TA48070C17*** | 33800 | 35200 | 18.5 | 11.7 | 9 | 2.02 | 89 | 74 | 206790444
CARRIER | 25VNA460A*031* | CAP**6124AL*+UI | 59CU5A080C21**20 | 58000 | 60500 | 19.5 | 12 | 8.5 | 2.1 | 84 | 64 | 206789010
CARRIER | 25VNA460A*031* | CAP**6124AL*+UI | 58TN*A110C21**20 | 58000 | 60500 | 19.5 | 12 | 8.5 | 2.1 | 84 | 64 | 206788989
CARRIER | 25VNA460A*031* | CAP**6124AL*+UI | 58CU*A100C21**20 | 57500 | 60500 | 19.5 | 12 | 8.5 | 2.08 | 84 | 64 | 206789006
BRYANT HEATING AND COOLING SYSTEMS | 284ANV060*0**B* | CAP**6124AL*+UI | 83*CA60080C21*** | 58000 | 60500 | 20 | 12.5 | 8.5 | 2.12 | 83 | 64 | 206790693
CARRIER | 25VNA460A*031* | CAP**6124AL*+UI | 58CU*A080C21**20 | 58000 | 60500 | 20 | 12.5 | 8.5 | 2.12 | 83 | 64 | 206789005
BRYANT HEATING AND COOLING SYSTEMS | 284ANV060*0**B* | CAP**6124AL*+UI | 83*CA60100C21*** | 57500 | 60500 | 19.5 | 12 | 8.5 | 2.08 | 84 | 64 | 206790694
CARRIER | 25VNA436A*031* | CSPH*4212AL*+UI | 58TN*A070C17**16 | 33800 | 35200 | 18.5 | 11.7 | 9 | 2.02 | 89 | 74 | 206788756
BRYANT HEATING AND COOLING SYSTEMS | 284ANV036*0**B* | CSPH*4212AL*+UI | 88*TA36070C14*** | 33800 | 35200 | 19 | 11.7 | 9 | 2.02 | 89 | 74 | 206790584
CARRIER | 25VNA436A*031* | CSPH*4212AL*+UI | 58TN*A070C14**12 | 33800 | 35200 | 19 | 11.7 | 9 | 2.02 | 89 | 74 | 206788896
BRYANT HEATING AND COOLING SYSTEMS | 284ANV036*0**B* | CAP**6124AL*+UI | 986TC66120C24*** | 34800 | 34400 | 20 | 12.5 | 9 | 2.02 | 87 | 73 | 206790367
CARRIER | 25VNA436A*031* | CAP**6124AL*+UI | 59TN6B120C24**22 | 34800 | 34400 | 20 | 12.5 | 9 | 2.02 | 87 | 73 | 206788679
BRYANT HEATING AND COOLING SYSTEMS | 284ANV036*0**B* | CAP**6124AL*+UI | 987MB66120C24*** | 34800 | 34600 | 19.5 | 12.5 | 9 | 2.02 | 87 | 73 | 206790370
BRYANT HEATING AND COOLING SYSTEMS | 284ANV036*0**B* | CSPH*4212AL*+UI | 83*CA60100C21*** | 33800 | 35200 | 18 | 11.7 | 9 | 2.04 | 89 | 74 | 206790525
CARRIER | 25VNA436A*031* | CSPH*4212AL*+UI | 58CU*A100C21**20 | 33800 | 35200 | 18 | 11.7 | 9 | 2.04 | 89 | 74 | 206788837
CARRIER | 25VNA436A*031* | CAP**6124AL*+UI | 59MN7B120C24**22 | 34800 | 34600 | 19.5 | 12.5 | 9 | 2.02 | 87 | 73 | 206788682
BRYANT HEATING AND COOLING SYSTEMS | 284ANV036*0**B* | CAP**6124AL*+UI | 987MB60060C21*** | 34600 | 34800 | 19 | 12 | 9 | 2 | 87 | 72 | 206790374
BRYANT HEATING AND COOLING SYSTEMS | 284ANV036*0**B* | CAP**6124AL*+UI | 88*TA66135C24*** | 34800 | 34400 | 20 | 12.5 | 9 | 2.02 | 87 | 73 | 206790366
BRYANT HEATING AND COOLING SYSTEMS | 284ANV036*0**B* | CSPH*4812AL*+UI | 88*TA48090C17*** | 34200 | 35000 | 19.5 | 12 | 9 | 2.06 | 89 | 74 | 206790473
CARRIER | 25VNA436A*031* | CAP**6124AL*+UI | 59MN7B060C21**20 | 34600 | 34800 | 19 | 12 | 9 | 2 | 87 | 72 | 206788686
BRYANT HEATING AND COOLING SYSTEMS | 284ANV036*0**B* | CSPH*4812AL*+UI | 88*TA66135C24*** | 34200 | 35000 | 19 | 12 | 9 | 2.06 | 89 | 74 | 206790463
CARRIER | 25VNA436A*031* | CAP**6124AL*+UI | 58TN*A135C24**22 | 34800 | 34400 | 20 | 12.5 | 9 | 2.02 | 87 | 73 | 206788678
CARRIER | 25VNA436A*031* | CSPH*4812AL*+UI | 58TN*A135C24**22 | 34200 | 35000 | 19 | 12 | 9 | 2.06 | 89 | 74 | 206788775
CARRIER | 25VNA436A*031* | CSPH*4812AL*+UI | 58TN*A090C17**16 | 34200 | 35000 | 19.5 | 12 | 9 | 2.06 | 89 | 74 | 206788785
BRYANT HEATING AND COOLING SYSTEMS | 284ANV036*0**B* | CSPH*4812AL*+UI | 88*TA48070C17*** | 34000 | 35200 | 18.5 | 11.7 | 9 | 2.04 | 89 | 74 | 206790460
CARRIER | 25VNA436A*031* | CSPH*4812AL*+UI | 58TN*A070C17**16 | 34000 | 35200 | 18.5 | 11.7 | 9 | 2.04 | 89 | 74 | 206788772
BRYANT HEATING AND COOLING SYSTEMS | 284ANV036*0**B* | CSPH*4812AL*+UI | 88*TA36070C14*** | 34000 | 35200 | 19 | 11.7 | 9 | 2.04 | 89 | 74 | 206790585
BRYANT HEATING AND COOLING SYSTEMS | 284ANV036*0**B* | CAP**4321AL*+UI | 88*TA48090C17*** | 34600 | 35000 | 20 | 12 | 9.5 | 2.06 | 88 | 73 | 206790313
BRYANT HEATING AND COOLING SYSTEMS | 284ANV036*0**B* | CAP**4321AL*+UI | 88*TA48070C17*** | 34400 | 35200 | 19.5 | 12 | 9.5 | 2.04 | 88 | 73 | 206790303
CARRIER | 25VNA436A*031* | CSPH*4812AL*+UI | 58TN*A070C14**12 | 34000 | 35200 | 19 | 11.7 | 9 | 2.04 | 89 | 74 | 206788897
BRYANT HEATING AND COOLING SYSTEMS | 284ANV036*0**B* | CAP**4321AL*+UI | 83*CA60100C21*** | 34400 | 35200 | 19 | 12 | 9.5 | 2.04 | 88 | 73 | 206790506
CARRIER | 25VNA436A*031* | CAP**4321AL*+UI | 58TN*A090C17**16 | 34600 | 35000 | 20 | 12 | 9.5 | 2.06 | 88 | 73 | 206788625
BRYANT HEATING AND COOLING SYSTEMS | 284ANV036*0**B* | FE4AN(B,F)003L+UI |  | 33000 | 35600 | 19.5 | 12 | 9 | 1.96 | 90 | 75 | 206790263
CARRIER | 25VNA436A*031* | CAP**4321AL*+UI | 58TN*A070C17**16 | 34400 | 35200 | 19.5 | 12 | 9.5 | 2.04 | 88 | 73 | 206788615
CARRIER | 25VNA436A*031* | CAP**4321AL*+UI | 58CU*A100C21**20 | 34400 | 35200 | 19 | 12 | 9.5 | 2.04 | 88 | 73 | 206788818
BRYANT HEATING AND COOLING SYSTEMS | 284ANV036*0**B* | FE4AN(B,F)005L+UI |  | 34400 | 35800 | 21 | 13 | 9 | 2.04 | 85 | 70 | 206790262
CARRIER | 25VNA436A*031* | CAP**4321AL*+UI | 58CU*A060C17**16 | 34400 | 35200 | 19.5 | 12 | 9.5 | 2.04 | 88 | 73 | 206788816
BRYANT HEATING AND COOLING SYSTEMS | 284ANV036*0**B* | CAP**4321AL*+UI | 83*CA48060C17*** | 34400 | 35200 | 19.5 | 12 | 9.5 | 2.04 | 88 | 73 | 206790504
CARRIER | 25VNA436A*031* | FE4AN(B,F)005L+UI |  | 34400 | 35800 | 21 | 13 | 9 | 2.04 | 85 | 70 | 206788574
BRYANT HEATING AND COOLING SYSTEMS | 284ANV036*0**B* | FE4ANB006L+UI |  | 34800 | 35400 | 20.5 | 13 | 9.5 | 2.06 | 84 | 70 | 206790264
CARRIER | 25VNA436A*031* | FE4ANB006L+UI |  | 34800 | 35400 | 20.5 | 13 | 9.5 | 2.06 | 84 | 70 | 206788576
CARRIER | 25VNA436A*031* | FE4AN(B,F)003L+UI |  | 33000 | 35600 | 19.5 | 12 | 9 | 1.96 | 90 | 75 | 206788575
CARRIER | 25VNA436A*031* | CSPH*6012AL*+UI | 59TN6B080C17**14 | 34200 | 35000 | 18.5 | 11.7 | 9 | 2.02 | 87 | 73 | 206788793
BRYANT HEATING AND COOLING SYSTEMS | 284ANV036*0**B* | CSPH*6012AL*+UI | 986TC66120C24*** | 34600 | 34600 | 19 | 12 | 9 | 2.04 | 87 | 73 | 206790482
DAY & NIGHT | C4H7T36*K*AAA* | EA*4X43L21A* | *97CMN0802120A* | 35400 | 36000 | 16 | 11.7 | 8.1 | 2.14 | 62 | 49 | 210707433
DAY & NIGHT | C4H7T36*K*AAA* | EA*4X43L21A* | *96CTN0802120A* | 35400 | 36000 | 16 | 11.7 | 8.1 | 2.14 | 62 | 49 | 210707442
DAY & NIGHT | C4H7T36*K*AAA* | EA*4X37L21A* | *97CMN0802120A* | 35400 | 36000 | 16 | 11.7 | 8.1 | 2.14 | 62 | 49 | 210707311
COMFORTMAKER | C4H7T36*K*AAA* | EA*4X43L21A* | *96VTN0801716A* | 35000 | 35400 | 15.5 | 12 | 8.1 | 2.12 | 61 | 49 | 210705708
COMFORTMAKER | C4H7T36*K*AAA* | EA*4X43L21A* | *96VTN0601714A* | 35000 | 36000 | 15.5 | 11.7 | 8.1 | 2.1 | 62 | 49 | 210705707
COMFORTMAKER | C4H7T36*K*AAA* | EA*4X43L21A* | *80CSU0802120A* | 35600 | 35800 | 16 | 12 | 8.1 | 2.16 | 62 | 49 | 210705683
AIRQUEST | H4H7T36*K*AAA* | EA*4X37L21A* | *97CMN0802120A* | 35400 | 36000 | 16 | 11.7 | 8.1 | 2.14 | 62 | 49 | 210704845
ARCOAIRE | H4H7T48*K*AAA* | FVM4X48***L |  | 46000 | 47000 | 16.5 | 12.5 | 8.1 | 2.24 | 62 | 49 | 210710798
ARCOAIRE | H4H7T48*K*AAA* | EA*4X61L21A* | *96VTN1002122A* | 47000 | 47500 | 16.5 | 12.5 | 8.1 | 2.3 | 64 | 52 | 210710736
TEMPSTAR | T4H7T36*K*AAA* | FVM4X60***L |  | 35600 | 35200 | 17 | 12.5 | 8.1 | 2.22 | 61 | 48 | 210709329
TEMPSTAR | T4H7T36*K*AAA* | FVM4X48***L |  | 35200 | 35000 | 16.5 | 12.5 | 8.1 | 2.18 | 61 | 48 | 210709328
CARRIER | 25VNA436A*031* | CAP**3717AL*+UI | 58CU*A060C17**16 | 33800 | 35400 | 19 | 11.7 | 9.5 | 2.02 | 89 | 74 | 206788805
BRYANT HEATING AND COOLING SYSTEMS | 284ANV036*0**B* | CAP**3717AL*+UI | 88*TA36070C14*** | 34000 | 35400 | 19.5 | 11.7 | 9.5 | 2.02 | 89 | 74 | 206790581
CARRIER | 25VNA436A*031* | CAP**3717AL*+UI | 58TN*A070C14**12 | 34000 | 35400 | 19.5 | 11.7 | 9.5 | 2.02 | 89 | 74 | 206788893
BRYANT HEATING AND COOLING SYSTEMS | 284ANV036*0**B* | CAP**3717AL*+UI | 83*CA48060C17*** | 33800 | 35400 | 19 | 11.7 | 9.5 | 2.02 | 89 | 74 | 206790493
BRYANT HEATING AND COOLING SYSTEMS | 284ANV036*0**B* | CAP**3717AL*+UI | 83*CA36040C17*** | 34000 | 35200 | 19.5 | 12 | 9.5 | 2.02 | 89 | 74 | 206790492
CARRIER | 25VNA436A*031* | CAP**3717AL*+UI | 58CU*A040C17**12 | 34000 | 35200 | 19.5 | 12 | 9.5 | 2.02 | 89 | 74 | 206788804
CARRIER | 25VNA460A*031* | FE4ANB006L+UI |  | 58000 | 59500 | 20.5 | 13 | 8.5 | 2.18 | 84 | 65 | 206788970
BRYANT HEATING AND COOLING SYSTEMS | 284ANV060*0**B* | FE4ANB006L+UI |  | 58000 | 59500 | 20.5 | 13 | 8.5 | 2.18 | 84 | 65 | 206790658
BRYANT HEATING AND COOLING SYSTEMS | 284ANV036*0**B* | CSPH*6012AL*+UI | 986TC42060C17*** | 34200 | 35000 | 18 | 11.7 | 9 | 2 | 87 | 73 | 206790480
CARRIER | 25VNA436A*031* | CSPH*6012AL*+UI | 59TN6B060C17**14 | 34200 | 35000 | 18 | 11.7 | 9 | 2 | 87 | 73 | 206788792
BRYANT HEATING AND COOLING SYSTEMS | 284ANV036*0**B* | CSPH*6012AL*+UI | 987MB42080C17*** | 34200 | 35000 | 18.5 | 11.7 | 9 | 2.02 | 87 | 73 | 206790483
BRYANT HEATING AND COOLING SYSTEMS | 284ANV036*0**B* | CSPH*6012AL*+UI | 987MB66120C24*** | 34400 | 34600 | 18.5 | 12 | 9 | 2.04 | 88 | 73 | 206790486
CARRIER | 25VNA436A*031* | CSPH*6012AL*+UI | 59MN7B120C24**22 | 34400 | 34600 | 18.5 | 12 | 9 | 2.04 | 88 | 73 | 206788798
CARRIER | 25VNA436A*031* | CSPH*6012AL*+UI | 59MN7B080C17**14 | 34200 | 35000 | 18.5 | 11.7 | 9 | 2.02 | 87 | 73 | 206788795
BRYANT HEATING AND COOLING SYSTEMS | 284ANV036*0**B* | CSPH*6012AL*+UI | 987MB60060C21*** | 34400 | 34800 | 18 | 11.7 | 9 | 2.02 | 87 | 73 | 206790491
CARRIER | 25VNA436A*031* | CSPH*6012AL*+UI | 59MN7B060C21**20 | 34400 | 34800 | 18 | 11.7 | 9 | 2.02 | 87 | 73 | 206788803
CARRIER | 25VNA436A*031* | CNPV*6024AL*+UI | 59MN7B120C24**22 | 34200 | 34800 | 20 | 12.5 | 9 | 2.02 | 88 | 74 | 206788735
BRYANT HEATING AND COOLING SYSTEMS | 284ANV036*0**B* | CNPV*6024AL*+UI | 987MB60060C21*** | 34000 | 35000 | 19.5 | 12 | 9 | 2 | 88 | 73 | 206790427
BRYANT HEATING AND COOLING SYSTEMS | 284ANV036*0**B* | CNPV*6024AL*+UI | 986TC66120C24*** | 34400 | 34800 | 20.5 | 12.5 | 9 | 2.02 | 88 | 73 | 206790420
CARRIER | 25VNA436A*031* | CNPV*6024AL*+UI | 59TN6B120C24**22 | 34400 | 34800 | 20.5 | 12.5 | 9 | 2.02 | 88 | 73 | 206788732
BRYANT HEATING AND COOLING SYSTEMS | 284ANV036*0**B* | CNPV*6024AL*+UI | 987MB66120C24*** | 34200 | 34800 | 20 | 12.5 | 9 | 2.02 | 88 | 74 | 206790423
BRYANT HEATING AND COOLING SYSTEMS | 284ANV036*0**B* | CNPV*6024AL*+UI | 88*TA66135C24*** | 34400 | 34800 | 20.5 | 12.5 | 9 | 2.04 | 88 | 73 | 206790419
CARRIER | 25VNA436A*031* | CNPV*6024AL*+UI | 59MN7B060C21**20 | 34000 | 35000 | 19.5 | 12 | 9 | 2 | 88 | 73 | 206788739
CARRIER | 25VNA436A*031* | CNPV*6024AL*+UI | 58TN*A135C24**22 | 34400 | 34800 | 20.5 | 12.5 | 9 | 2.04 | 88 | 73 | 206788731
CARRIER | 25VNA436A*031* | CAP**4821AL*+UI | 59MN7B080C17**14 | 33400 | 35200 | 19 | 11.7 | 9 | 2.02 | 89 | 74 | 206788633
BRYANT HEATING AND COOLING SYSTEMS | 284ANV036*0**B* | CAP**4821AL*+UI | 987MB42080C17*** | 33400 | 35200 | 19 | 11.7 | 9 | 2.02 | 89 | 74 | 206790321
BRYANT HEATING AND COOLING SYSTEMS | 284ANV036*0**B* | CAP**4821AL*+UI | 987MB60060C21*** | 33600 | 35000 | 19 | 12 | 9 | 2.02 | 89 | 74 | 206790328
BRYANT HEATING AND COOLING SYSTEMS | 284ANV060*0**B* | CAP**6121AL*+UI | 986TC66100C21*** | 57500 | 60500 | 19.5 | 12 | 8.5 | 2.1 | 84 | 64 | 206790669
CARRIER | 25VNA436A*031* | CAP**4821AL*+UI | 59MN7B060C21**20 | 33600 | 35000 | 19 | 12 | 9 | 2.02 | 89 | 74 | 206788640
BRYANT HEATING AND COOLING SYSTEMS | 284ANV060*0**B* | CAP**6121AL*+UI | 987MB66100C21*** | 57500 | 60500 | 19.5 | 12 | 8.5 | 2.1 | 84 | 64 | 206790667
CARRIER | 25VNA460A*031* | CAP**6121AL*+UI | 59TN6B100C21**22 | 57500 | 60500 | 19.5 | 12 | 8.5 | 2.1 | 84 | 64 | 206788981
CARRIER | 25VNA460A*031* | CAP**6121AL*+UI | 59MN7B100C21**22 | 57500 | 60500 | 19.5 | 12 | 8.5 | 2.1 | 84 | 64 | 206788979
CARRIER | 25VNA460A*031* | CAP**6121AL*+UI | 59CU5A100C21**22 | 58000 | 60500 | 19.5 | 12 | 8.5 | 2.1 | 83 | 64 | 206789009
BRYANT HEATING AND COOLING SYSTEMS | 284ANV060*0**B* | CAP**6121AL*+UI | 935CA66100C21*** | 58000 | 60500 | 19.5 | 12 | 8.5 | 2.1 | 83 | 64 | 206790697
BRYANT HEATING AND COOLING SYSTEMS | 284ANV036*0**B* | CAP**4321AL*+UI | 83*CA36040C17*** | 34400 | 35000 | 19.5 | 12 | 9.5 | 2.04 | 88 | 73 | 206790503
BRYANT HEATING AND COOLING SYSTEMS | 284ANV060*0**B* | CAP**6121AL*+UI | 88*TA60110C21*** | 57500 | 60500 | 19.5 | 12 | 8.5 | 2.08 | 84 | 64 | 206790670
CARRIER | 25VNA460A*031* | CAP**6121AL*+UI | 58TN*A110C21**20 | 57500 | 60500 | 19.5 | 12 | 8.5 | 2.08 | 84 | 64 | 206788982
CARRIER | 25VNA436A*031* | CAP**4321AL*+UI | 58CU*A040C17**12 | 34400 | 35000 | 19.5 | 12 | 9.5 | 2.04 | 88 | 73 | 206788815
BRYANT HEATING AND COOLING SYSTEMS | 284ANV036*0**B* | CAP**4224AL*+UI | 986TC66120C24*** | 33200 | 35400 | 19.5 | 12 | 9.5 | 2 | 90 | 75 | 206790295
BRYANT HEATING AND COOLING SYSTEMS | 284ANV036*0**B* | CAP**4224AL*+UI | 987MB66120C24*** | 33000 | 35400 | 19 | 12 | 9.5 | 1.98 | 90 | 75 | 206790298
CARRIER | 25VNA436A*031* | CAP**4224AL*+UI | 59MN7B120C24**22 | 33000 | 35400 | 19 | 12 | 9.5 | 1.98 | 90 | 75 | 206788610
CARRIER | 25VNA436A*031* | CAP**4224AL*+UI | 59TN6B120C24**22 | 33200 | 35400 | 19.5 | 12 | 9.5 | 2 | 90 | 75 | 206788607
BRYANT HEATING AND COOLING SYSTEMS | 284ANV036*0**B* | CSPH*3612AL*+UI | 83*CA60100C21*** | 33600 | 35200 | 18 | 11.7 | 9 | 2.02 | 90 | 74 | 206790521
BRYANT HEATING AND COOLING SYSTEMS | 284ANV036*0**B* | CSPH*3612AL*+UI | 83*CA48060C17*** | 33600 | 35200 | 18.5 | 11.7 | 9 | 2.02 | 90 | 74 | 206790520
BRYANT HEATING AND COOLING SYSTEMS | 284ANV036*0**B* | CSPH*3612AL*+UI | 83*CA36040C17*** | 33600 | 35200 | 18.5 | 11.7 | 9 | 2.02 | 90 | 74 | 206790519
CARRIER | 25VNA436A*031* | CSPH*3612AL*+UI | 58CU*A100C21**20 | 33600 | 35200 | 18 | 11.7 | 9 | 2.02 | 90 | 74 | 206788833
CARRIER | 25VNA436A*031* | CSPH*3612AL*+UI | 58CU*A060C17**16 | 33600 | 35200 | 18.5 | 11.7 | 9 | 2.02 | 90 | 74 | 206788832
CARRIER | 25VNA436A*031* | CAP**4824AL*+UI | 58CU*A100C21**20 | 33800 | 34800 | 19.5 | 12 | 9 | 2.04 | 89 | 74 | 206788824
DAY & NIGHT | C4H7T60*K*AAA* | EA*4X61L21A* | *96VTN1002122A* | 55500 | 59000 | 15.5 | 11.7 | 8.1 | 2.18 | 63 | 51 | 210713020
COMFORTMAKER | C4H7T36*K*AAA* | EA*4X37L21A* | *96VTN0801716A* | 34800 | 35400 | 15.5 | 12 | 8.1 | 2.12 | 61 | 49 | 210705648
COMFORTMAKER | C4H7T36*K*AAA* | EA*4X37L21A* | *80CSU0802120A* | 35600 | 36000 | 16 | 12 | 8.1 | 2.16 | 62 | 49 | 210705622
TEMPSTAR | T4H7T36*K*AAA* | EA*4X48L24A* | *97CMN0802120A* | 34800 | 35600 | 16 | 11.7 | 8.1 | 2.14 | 61 | 49 | 210709286
TEMPSTAR | T4H7T36*K*AAA* | EA*4X48L24A* | *96CTN0802120A* | 34800 | 35600 | 16 | 11.7 | 8.1 | 2.14 | 61 | 49 | 210709291
BRYANT HEATING AND COOLING SYSTEMS | 284ANV036*0**B* | CAP**6121AL*+UI | 986TC42060C17*** | 34600 | 33600 | 19 | 11.7 | 9 | 1.98 | 90 | 76 | 206790354
CARRIER | 25VNA436A*031* | CAP**6121AL*+UI | 59MN7B080C17**14 | 34600 | 34800 | 19.5 | 12 | 9 | 2 | 87 | 73 | 206788668
BRYANT HEATING AND COOLING SYSTEMS | 284ANV036*0**B* | CAP**6121AL*+UI | 987MB60060C21*** | 34600 | 34800 | 19 | 12 | 9 | 2 | 87 | 72 | 206790363
CARRIER | 25VNA436A*031* | CAP**6121AL*+UI | 59MN7B060C21**20 | 34600 | 34800 | 19 | 12 | 9 | 2 | 87 | 72 | 206788675
CARRIER | 25VNA436A*031* | CSPH*4812AL*+UI | 58CU*A100C21**20 | 34000 | 35000 | 18.5 | 11.7 | 9 | 2.04 | 89 | 74 | 206788841
BRYANT HEATING AND COOLING SYSTEMS | 284ANV036*0**B* | CSPH*4812AL*+UI | 83*CA60100C21*** | 34000 | 35000 | 18.5 | 11.7 | 9 | 2.04 | 89 | 74 | 206790529
BRYANT HEATING AND COOLING SYSTEMS | 284ANV036*0**B* | CSPH*4812AL*+UI | 83*CA48060C17*** | 34000 | 35000 | 19 | 11.7 | 9 | 2.04 | 89 | 74 | 206790527
CARRIER | 25VNA436A*031* | CSPH*4812AL*+UI | 58CU*A060C17**16 | 34000 | 35000 | 19 | 11.7 | 9 | 2.04 | 89 | 74 | 206788839
BRYANT HEATING AND COOLING SYSTEMS | 284ANV036*0**B* | CSPH*4812AL*+UI | 83*CA36040C17*** | 34200 | 35000 | 19 | 12 | 9 | 2.04 | 89 | 74 | 206790526
CARRIER | 25VNA436A*031* | CSPH*4812AL*+UI | 58CU*A040C17**12 | 34200 | 35000 | 19 | 12 | 9 | 2.04 | 89 | 74 | 206788838
BRYANT HEATING AND COOLING SYSTEMS | 284ANV036*0**B* | CNPV*4221AL*+UI | 935CA60080C21*** | 33200 | 35200 | 19 | 12 | 9 | 2 | 91 | 76 | 206790548
CARRIER | 25VNA436A*031* | CNPV*4221AL*+UI | 59CU5A080C21**20 | 33200 | 35200 | 19 | 12 | 9 | 2 | 91 | 76 | 206788860
BRYANT HEATING AND COOLING SYSTEMS | 284ANV036*0**B* | CNPV*4221AL*+UI | 88*TA48090C17*** | 33200 | 35200 | 19.5 | 12 | 9 | 2 | 91 | 76 | 206790390
CARRIER | 25VNA436A*031* | CNPV*4221AL*+UI | 58TN*A090C17**16 | 33200 | 35200 | 19.5 | 12 | 9 | 2 | 91 | 76 | 206788702
BRYANT HEATING AND COOLING SYSTEMS | 284ANV036*0**B* | CNPV*4221AL*+UI | 88*TA48070C17*** | 33000 | 35400 | 19 | 11.7 | 9 | 1.98 | 91 | 75 | 206790380
CARRIER | 25VNA436A*031* | CNPV*4221AL*+UI | 58TN*A070C17**16 | 33000 | 35400 | 19 | 11.7 | 9 | 1.98 | 91 | 75 | 206788692
BRYANT HEATING AND COOLING SYSTEMS | 284ANV036*0**B* | CSPH*6012AL*+UI | 88*TA48090C17*** | 34600 | 34600 | 19.5 | 12 | 9 | 2.04 | 87 | 73 | 206790489
BRYANT HEATING AND COOLING SYSTEMS | 284ANV036*0**B* | CSPH*6012AL*+UI | 88*TA66135C24*** | 34600 | 34600 | 19 | 12 | 9 | 2.04 | 87 | 73 | 206790479
CARRIER | 25VNA436A*031* | CSPH*6012AL*+UI | 58TN*A135C24**22 | 34600 | 34600 | 19 | 12 | 9 | 2.04 | 87 | 73 | 206788791
CARRIER | 25VNA436A*031* | CSPH*6012AL*+UI | 58TN*A070C17**16 | 34400 | 34800 | 19 | 12 | 9 | 2.02 | 87 | 73 | 206788788
BRYANT HEATING AND COOLING SYSTEMS | 284ANV036*0**B* | CSPH*6012AL*+UI | 88*TA48070C17*** | 34400 | 34800 | 19 | 12 | 9 | 2.02 | 87 | 73 | 206790476
BRYANT HEATING AND COOLING SYSTEMS | 284ANV036*0**B* | CAP**3721AL*+UI | 83*CA36040C17*** | 34400 | 35000 | 19.5 | 12 | 9.5 | 2.04 | 88 | 73 | 206790494
BRYANT HEATING AND COOLING SYSTEMS | 284ANV036*0**B* | CAP**3717AL*+UI | 88*TA48070C17*** | 34000 | 35400 | 19 | 12 | 9.5 | 2.02 | 89 | 74 | 206790265
CARRIER | 25VNA436A*031* | CAP**3721AL*+UI | 58CU*A040C17**12 | 34400 | 35000 | 19.5 | 12 | 9.5 | 2.04 | 88 | 73 | 206788806
CARRIER | 25VNA436A*031* | CAP**3717AL*+UI | 58TN*A070C17**16 | 34000 | 35400 | 19 | 12 | 9.5 | 2.02 | 89 | 74 | 206788577
BRYANT HEATING AND COOLING SYSTEMS | 284ANV036*0**B* | CAP**3717AL*+UI | 935CA48060C17*** | 33800 | 35600 | 18.5 | 11.7 | 9 | 2 | 89 | 74 | 206790530
CARRIER | 25VNA436A*031* | CAP**3717AL*+UI | 59CU5A060C17**16 | 33800 | 35600 | 18.5 | 11.7 | 9 | 2 | 89 | 74 | 206788842
BRYANT HEATING AND COOLING SYSTEMS | 284ANV036*0**B* | CAP**3717AL*+UI | 88*TA48090C17*** | 34000 | 35200 | 19.5 | 12 | 9.5 | 2.04 | 89 | 74 | 206790266
CARRIER | 25VNA436A*031* | CAP**3717AL*+UI | 58TN*A090C17**16 | 34000 | 35200 | 19.5 | 12 | 9.5 | 2.04 | 89 | 74 | 206788578
BRYANT HEATING AND COOLING SYSTEMS | 284ANV036*0**B* | CNPV*4221AL*+UI | 987MB42080C17*** | 32800 | 35600 | 18.5 | 11.7 | 9 | 1.96 | 90 | 75 | 206790385
CARRIER | 25VNA436A*031* | CNPV*4221AL*+UI | 59MN7B080C17**14 | 32800 | 35600 | 18.5 | 11.7 | 9 | 1.96 | 90 | 75 | 206788697
CARRIER | 25VNA436A*031* | CNPV*4221AL*+UI | 59MN7B060C21**20 | 32800 | 35600 | 18.5 | 11.7 | 9 | 1.96 | 90 | 75 | 206788704
BRYANT HEATING AND COOLING SYSTEMS | 284ANV036*0**B* | CNPV*4221AL*+UI | 987MB60060C21*** | 32800 | 35600 | 18.5 | 11.7 | 9 | 1.96 | 90 | 75 | 206790392
BRYANT HEATING AND COOLING SYSTEMS | 284ANV036*0**B* | CNPV*4221AL*+UI | 935CA66100C21*** | 33200 | 35200 | 19 | 12 | 9 | 2 | 91 | 76 | 206790549
BRYANT HEATING AND COOLING SYSTEMS | 284ANV036*0**B* | CAP**4221AL*+UI | 88*TA48070C17*** | 33000 | 35600 | 19 | 11.7 | 9.5 | 1.98 | 90 | 75 | 206790280
CARRIER | 25VNA436A*031* | CNPV*4221AL*+UI | 59CU5A100C21**22 | 33200 | 35200 | 19 | 12 | 9 | 2 | 91 | 76 | 206788861
CARRIER | 25VNA436A*031* | CAP**4221AL*+UI | 58TN*A070C17**16 | 33000 | 35600 | 19 | 11.7 | 9.5 | 1.98 | 90 | 75 | 206788592
BRYANT HEATING AND COOLING SYSTEMS | 284ANV036*0**B* | CAP**4221AL*+UI | 83*CA48060C17*** | 33000 | 35600 | 19.5 | 11.7 | 9 | 1.98 | 90 | 75 | 206790498
BRYANT HEATING AND COOLING SYSTEMS | 284ANV036*0**B* | CAP**4221AL*+UI | 83*CA60100C21*** | 33000 | 35600 | 19 | 11.7 | 9 | 1.98 | 90 | 75 | 206790500
CARRIER | 25VNA436A*031* | CAP**4221AL*+UI | 58CU*A100C21**20 | 33000 | 35600 | 19 | 11.7 | 9 | 1.98 | 90 | 75 | 206788812
CARRIER | 25VNA436A*031* | CAP**4221AL*+UI | 58CU*A060C17**16 | 33000 | 35600 | 19.5 | 11.7 | 9 | 1.98 | 90 | 75 | 206788810
CARRIER | 25VNA436A*031* | CAP**6121AL*+UI | 59TN6B060C17**14 | 34600 | 33600 | 19 | 11.7 | 9 | 1.98 | 90 | 76 | 206788666
KEEPRITE | C4H7T60*K*AAA* | EA*4X61L21A* | *96VTN1002122A* | 55500 | 59000 | 15.5 | 11.7 | 8.1 | 2.18 | 63 | 51 | 210713149
COMFORTMAKER | C4H7T36*K*AAA* | FVM4X60***L |  | 35600 | 35200 | 17 | 12.5 | 8.1 | 2.22 | 61 | 48 | 210705803
COMFORTMAKER | C4H7T36*K*AAA* | FVM4X48***L |  | 35200 | 35000 | 16.5 | 12.5 | 8.1 | 2.18 | 61 | 48 | 210705802
COMFORTMAKER | C4H7T36*K*AAA* | EA*4X48L24A* | *96CTN0802120A* | 34800 | 35600 | 16 | 11.7 | 8.1 | 2.14 | 61 | 49 | 210705765
COMFORTMAKER | C4H7T36*K*AAA* | EA*4X48L24A* | *97CMN0802120A* | 34800 | 35600 | 16 | 11.7 | 8.1 | 2.14 | 61 | 49 | 210705760
TEMPSTAR | T4H7T48*K*AAA* | FVM4X48***L |  | 46000 | 47000 | 16.5 | 12.5 | 8.1 | 2.24 | 62 | 49 | 210712305
TEMPSTAR | T4H7T48*K*AAA* | EA*4X61L21A* | *96VTN1002122A* | 47000 | 47500 | 16.5 | 12.5 | 8.1 | 2.3 | 64 | 52 | 210712281
KENMORE | (C,H,T)4H7T24*K*AAA* | EA*4X37L21A* | OMV098J12* | 23800 | 24400 | 16 | 12.5 | 8.1 | 2.22 | 59 | 43 | 211042321
KENMORE | (C,H,T)4H7T24*K*AAA* | EA*4X37L21A* | OMV112K14A | 23600 | 24200 | 16 | 12 | 8.1 | 2.22 | 59 | 43 | 211042322
KENMORE | (C,H,T)4H7T24*K*AAA* | EA*4X37L21A* | OLV098A12* | 23800 | 24400 | 16 | 12.5 | 8.1 | 2.22 | 59 | 43 | 211042320
KENMORE | (C,H,T)4H7T24*K*AAA* | EA*4X37L21A* | *80CTL0701716A* | 23600 | 24000 | 16 | 12.5 | 8.1 | 2.24 | 58 | 43 | 211042302
KENMORE | (C,H,T)4H7T24*K*AAA* | EA*4X37L21A* | *96VTN0601714A* | 23800 | 24400 | 16.5 | 12.5 | 8.1 | 2.22 | 59 | 43 | 211042316
KENMORE | (C,H,T)4H7T24*K*AAA* | EA*4X37L21A* | *95CSU1002122A* | 24000 | 24400 | 17 | 12.5 | 8.1 | 2.26 | 59 | 43 | 211042306
KENMORE | (C,H,T)4H7T24*K*AAA* | EA*4X37L21A* | *96VSN0802120A* | 23800 | 24200 | 17 | 12.5 | 8.1 | 2.26 | 58 | 43 | 211042312
KENMORE | (C,H,T)4H7T24*K*AAA* | EA*4X37L21A* | *95CSU0802120A* | 23600 | 24000 | 17 | 12.5 | 8.1 | 2.24 | 58 | 43 | 211042305
KENMORE | (C,H,T)4H7T24*K*AAA* | EA*4X37L21A* | *97CMN0801714A* | 24000 | 24600 | 17 | 12.5 | 8.1 | 2.24 | 59 | 43 | 211042308
KENMORE | (C,H,T)4H7T24*K*AAA* | EA*4X37L21A* | *80CTL0902120A* | 23800 | 24200 | 16 | 12.5 | 8.1 | 2.24 | 58 | 43 | 211042303
KENMORE | (C,H,T)4H7T24*K*AAA* | EA*4X37L21A* | *80CSU0802120A* | 24000 | 24400 | 16 | 12.5 | 8.1 | 2.26 | 58 | 42 | 211042296
KENMORE | (C,H,T)4H7T24*K*AAA* | EA*4X37L17A* | *96VTN0601714A* | 23600 | 24200 | 16.5 | 12.5 | 8.1 | 2.2 | 58 | 43 | 211042290
KENMORE | (C,H,T)4H7T24*K*AAA* | EA*4X37L17A* | *96VTN0601412A* | 23600 | 24400 | 16.5 | 12.5 | 8.1 | 2.18 | 58 | 43 | 211042289
KENMORE | (C,H,T)4H7T24*K*AAA* | EA*4X36L21A* | *96CTN1002122A* | 23600 | 24200 | 16 | 12 | 8.1 | 2.2 | 58 | 43 | 211042268
KENMORE | (C,H,T)4H7T60*K*AAA* | EA*4X61L21A* | *96VTN1002122A* | 55500 | 59000 | 15.5 | 11.7 | 8.1 | 2.18 | 63 | 51 | 211043239
AIRQUEST | H4H7T36*K*AAA* | EA*4X43L21A* | *96CTN0802120A* | 35400 | 36000 | 16 | 11.7 | 8.1 | 2.14 | 62 | 49 | 210704892
AIRQUEST | H4H7T36*K*AAA* | EA*4X43L21A* | *97CMN0802120A* | 35400 | 36000 | 16 | 11.7 | 8.1 | 2.14 | 62 | 49 | 210704889
KENMORE | (C,H,T)4H7T24*K*AAA* | EA*4X25L17A* | OMV098J12* | 23800 | 24400 | 16 | 12.5 | 8.1 | 2.22 | 58 | 43 | 211042223
KENMORE | (C,H,T)4H7T24*K*AAA* | EA*4X25L17A* | *96VTN0401410A* | 23800 | 24800 | 16.5 | 12 | 8.1 | 2.18 | 58 | 43 | 211042220
KENMORE | (C,H,T)4H7T24*K*AAA* | EA*4X25L17A* | *96VTN0601412A* | 23800 | 24400 | 16.5 | 12 | 8.1 | 2.2 | 59 | 43 | 211042221
TEMPSTAR | T4H7T36*K*AAA* | EA*4X37L21A* | *96CTN0802120A* | 35400 | 36000 | 16 | 11.7 | 8.1 | 2.14 | 62 | 49 | 210709400
TEMPSTAR | T4H7T36*K*AAA* | EA*4X37L21A* | *97CMN0802120A* | 35400 | 36000 | 16 | 11.7 | 8.1 | 2.14 | 62 | 49 | 210709399
BRYANT HEATING AND COOLING SYSTEMS | 284ANV036*0**B* | CAP**6121AL*+UI | 986TC42080C17*** | 34600 | 34800 | 19.5 | 12 | 9 | 2 | 87 | 72 | 206790355
BRYANT HEATING AND COOLING SYSTEMS | 284ANV036*0**B* | CAP**6121AL*+UI | 987MB42080C17*** | 34600 | 34800 | 19.5 | 12 | 9 | 2 | 87 | 73 | 206790356
KENMORE | (C,H,T)4H7T24*K*AAA* | EA*4X25L17A* | *80CTL0701716A* | 23600 | 24000 | 16 | 12.5 | 8.1 | 2.22 | 58 | 42 | 211042365
KEEPRITE | C4H7T36*K*AAA* | EA*4X37L21A* | *80CSU0802120A* | 35600 | 36000 | 16 | 12 | 8.1 | 2.16 | 62 | 49 | 210708047
CARRIER | 25VNA436A*031* | CAP**6121AL*+UI | 59TN6B080C17**14 | 34600 | 34800 | 19.5 | 12 | 9 | 2 | 87 | 72 | 206788667
CARRIER | 25VNA436A*031* | CSPH*3612AL*+UI | 59TN6B120C24**22 | 33800 | 35200 | 18.5 | 11.7 | 9 | 2.02 | 90 | 74 | 206788746
BRYANT HEATING AND COOLING SYSTEMS | 284ANV036*0**B* | CSPH*3612AL*+UI | 986TC66120C24*** | 33800 | 35200 | 18.5 | 11.7 | 9 | 2.02 | 90 | 74 | 206790434
CARRIER | 25VNA436A*031* | CSPH*4212AL*+UI | 58CU*A060C17**16 | 33800 | 35200 | 18.5 | 11.7 | 9 | 2.04 | 89 | 74 | 206788835
BRYANT HEATING AND COOLING SYSTEMS | 284ANV036*0**B* | CSPH*4212AL*+UI | 83*CA36040C17*** | 34000 | 35200 | 19 | 11.7 | 9 | 2.04 | 89 | 74 | 206790522
CARRIER | 25VNA436A*031* | CSPH*4212AL*+UI | 58CU*A040C17**12 | 34000 | 35200 | 19 | 11.7 | 9 | 2.04 | 89 | 74 | 206788834
CARRIER | 25VNA436A*031* | CAP**6121AL*+UI | 58TN*A045C17**12 | 34400 | 35000 | 19 | 11.7 | 9 | 1.98 | 87 | 73 | 206788875
BRYANT HEATING AND COOLING SYSTEMS | 284ANV036*0**B* | CSPH*4212AL*+UI | 83*CA48060C17*** | 33800 | 35200 | 18.5 | 11.7 | 9 | 2.04 | 89 | 74 | 206790523
CARRIER | 25VNA436A*031* | CAP**6121AL*+UI | 58TN*A070C17**16 | 34600 | 34600 | 19.5 | 12 | 9 | 2.02 | 87 | 73 | 206788663
BRYANT HEATING AND COOLING SYSTEMS | 284ANV036*0**B* | CAP**6121AL*+UI | 88*TA36045C17*** | 34400 | 35000 | 19 | 11.7 | 9 | 1.98 | 87 | 73 | 206790563
CARRIER | 25VNA436A*031* | CAP**6121AL*+UI | 58TN*A090C17**16 | 34800 | 34400 | 20.5 | 12.5 | 9.5 | 2.02 | 87 | 73 | 206788673
BRYANT HEATING AND COOLING SYSTEMS | 284ANV036*0**B* | CAP**6121AL*+UI | 88*TA48070C17*** | 34600 | 34600 | 19.5 | 12 | 9 | 2.02 | 87 | 73 | 206790351
BRYANT HEATING AND COOLING SYSTEMS | 284ANV036*0**B* | CAP**6121AL*+UI | 88*TA48090C17*** | 34800 | 34400 | 20.5 | 12.5 | 9.5 | 2.02 | 87 | 73 | 206790361
CARRIER | 25VNA436A*031* | CAP**6121AL*+UI | 59MN7B060C17**14 | 34400 | 35000 | 19 | 11.7 | 9 | 1.98 | 87 | 73 | 206788885
BRYANT HEATING AND COOLING SYSTEMS | 284ANV036*0**B* | CAP**6121AL*+UI | 987MB42060C17*** | 34400 | 35000 | 19 | 11.7 | 9 | 1.98 | 87 | 73 | 206790573
CARRIER | 25VNA436A*031* | CSPH*3612AL*+UI | 59MN7B120C24**22 | 33600 | 35200 | 18 | 11.7 | 9 | 2.02 | 90 | 74 | 206788750
CARRIER | 25VNA460A*031* | CAP**6024AL*+UI | 59TN6B080C21**20 | 56500 | 60000 | 19 | 11.7 | 8.5 | 2.06 | 85 | 66 | 206788974
BRYANT HEATING AND COOLING SYSTEMS | 284ANV060*0**B* | CAP**6024AL*+UI | 986TC60080C21*** | 56500 | 60000 | 19 | 11.7 | 8.5 | 2.06 | 85 | 66 | 206790662
BRYANT HEATING AND COOLING SYSTEMS | 284ANV036*0**B* | CSPH*3612AL*+UI | 987MB66120C24*** | 33600 | 35200 | 18 | 11.7 | 9 | 2.02 | 90 | 74 | 206790438
CARRIER | 25VNA460A*031* | CAP**6024AL*+UI | 59TN6B100C21**22 | 56500 | 60000 | 19.5 | 12 | 8.5 | 2.08 | 85 | 65 | 206788975
BRYANT HEATING AND COOLING SYSTEMS | 284ANV060*0**B* | CAP**6024AL*+UI | 986TC66100C21*** | 56500 | 60000 | 19.5 | 12 | 8.5 | 2.08 | 85 | 65 | 206790663
CARRIER | 25VNA460A*031* | CAP**6121AL*+UI | 58CU*A080C21**20 | 58000 | 60500 | 19.5 | 12 | 8.5 | 2.1 | 83 | 64 | 206789004
BRYANT HEATING AND COOLING SYSTEMS | 284ANV060*0**B* | CAP**6121AL*+UI | 83*CA60080C21*** | 58000 | 60500 | 19.5 | 12 | 8.5 | 2.1 | 83 | 64 | 206790692
BRYANT HEATING AND COOLING SYSTEMS | 284ANV036*0**B* | CAP**4821AL*+UI | 88*TA48090C17*** | 33800 | 34800 | 20 | 12 | 9.5 | 2.04 | 89 | 74 | 206790326
CARRIER | 25VNA436A*031* | CAP**4821AL*+UI | 59CU5A080C21**20 | 33800 | 34800 | 19.5 | 12.5 | 9.5 | 2.04 | 89 | 74 | 206788855
BRYANT HEATING AND COOLING SYSTEMS | 284ANV036*0**B* | CAP**4821AL*+UI | 935CA60080C21*** | 33800 | 34800 | 19.5 | 12.5 | 9.5 | 2.04 | 89 | 74 | 206790543
BRYANT HEATING AND COOLING SYSTEMS | 284ANV060*0**B* | CAP**6121AL*+UI | 88*TA60090C21*** | 57500 | 60500 | 19.5 | 12 | 8.5 | 2.08 | 84 | 64 | 207335598
CARRIER | 25VNA436A*031* | CAP**4821AL*+UI | 59CU5A100C21**22 | 33800 | 34800 | 19.5 | 12.5 | 9.5 | 2.04 | 89 | 74 | 206788856
BRYANT HEATING AND COOLING SYSTEMS | 284ANV036*0**B* | CAP**4821AL*+UI | 935CA66100C21*** | 33800 | 34800 | 19.5 | 12.5 | 9.5 | 2.04 | 89 | 74 | 206790544
BRYANT HEATING AND COOLING SYSTEMS | 284ANV036*0**B* | CNPV*4824AL*+UI | 88*TA66135C24*** | 34000 | 35000 | 19.5 | 12.5 | 9 | 2.04 | 89 | 74 | 206790408
CARRIER | 25VNA436A*031* | CNPV*4824AL*+UI | 58TN*A135C24**22 | 34000 | 35000 | 19.5 | 12.5 | 9 | 2.04 | 89 | 74 | 206788720
BRYANT HEATING AND COOLING SYSTEMS | 284ANV036*0**B* | CNPV*4824AL*+UI | 987MB60060C21*** | 33600 | 35400 | 19 | 12 | 9 | 2.02 | 89 | 74 | 206790416
CARRIER | 25VNA436A*031* | CNPV*4824AL*+UI | 59MN7B060C21**20 | 33600 | 35400 | 19 | 12 | 9 | 2.02 | 89 | 74 | 206788728
CARRIER | 25VNA436A*031* | CNPV*4824AL*+UI | 59MN7B120C24**22 | 33800 | 35200 | 19.5 | 12.5 | 9 | 2.04 | 89 | 74 | 206788724
BRYANT HEATING AND COOLING SYSTEMS | 284ANV036*0**B* | CNPV*4824AL*+UI | 986TC66120C24*** | 33800 | 35000 | 19.5 | 12.5 | 9 | 2.04 | 89 | 74 | 206790409
CARRIER | 25VNA436A*031* | CAP**4224AL*+UI | 58CU*A100C21**20 | 33000 | 35600 | 19 | 11.7 | 9 | 1.98 | 90 | 75 | 206788814
BRYANT HEATING AND COOLING SYSTEMS | 284ANV036*0**B* | CAP**4224AL*+UI | 83*CA60100C21*** | 33000 | 35600 | 19 | 11.7 | 9 | 1.98 | 90 | 75 | 206790502
BRYANT HEATING AND COOLING SYSTEMS | 284ANV036*0**B* | CAP**4224AL*+UI | 88*TA66135C24*** | 33200 | 35400 | 19.5 | 12 | 9.5 | 2 | 90 | 75 | 206790294
CARRIER | 25VNA436A*031* | CAP**4224AL*+UI | 58TN*A135C24**22 | 33200 | 35400 | 19.5 | 12 | 9.5 | 2 | 90 | 75 | 206788606
CARRIER | 25VNA436A*031* | CAP**4224AL*+UI | 59CU5A080C21**20 | 33200 | 35400 | 19.5 | 11.7 | 9.5 | 2 | 90 | 75 | 206788849
BRYANT HEATING AND COOLING SYSTEMS | 284ANV036*0**B* | CNPV*4824AL*+UI | 987MB66120C24*** | 33800 | 35200 | 19.5 | 12.5 | 9 | 2.04 | 89 | 74 | 206790412
CARRIER | 25VNA436A*031* | CNPV*4824AL*+UI | 59TN6B120C24**22 | 33800 | 35000 | 19.5 | 12.5 | 9 | 2.04 | 89 | 74 | 206788721
BRYANT HEATING AND COOLING SYSTEMS | 284ANV036*0**B* | CAP**4224AL*+UI | 935CA60080C21*** | 33200 | 35400 | 19.5 | 11.7 | 9.5 | 2 | 90 | 75 | 206790537
CARRIER | 25VNA436A*031* | CAP**4821AL*+UI | 58TN*A090C17**16 | 33800 | 34800 | 20 | 12 | 9.5 | 2.04 | 89 | 74 | 206788638
CARRIER | 25VNA436A*031* | CAP**4224AL*+UI | 59CU5A100C21**22 | 33200 | 35400 | 19.5 | 12 | 9.5 | 2 | 90 | 75 | 206788850
TEMPSTAR | T4H7T36*K*AAA* | EA*4X43L21A* | *97CMN0802120A* | 35400 | 36000 | 16 | 11.7 | 8.1 | 2.14 | 62 | 49 | 210709443
COMFORTMAKER | C4H7T36*K*AAA* | EA*4X37L21A* | *96CTN0802120A* | 35400 | 36000 | 16 | 11.7 | 8.1 | 2.14 | 62 | 49 | 210705898
COMFORTMAKER | C4H7T36*K*AAA* | EA*4X37L21A* | *97CMN0802120A* | 35400 | 36000 | 16 | 11.7 | 8.1 | 2.14 | 62 | 49 | 210705895
KEEPRITE | C4H7T36*K*AAA* | EA*4X37L21A* | *96VTN0801716A* | 34800 | 35400 | 15.5 | 12 | 8.1 | 2.12 | 61 | 49 | 210708118
KEEPRITE | C4H7T36*K*AAA* | EA*4X43L21A* | *80CSU0802120A* | 35600 | 35800 | 16 | 12 | 8.1 | 2.16 | 62 | 49 | 210708214
CARRIER | 25TPA724A**30* | CAP**3717AL* | GG96VTAA30040A | 23600 | 24600 | 16.5 | 12 | 8.1 | 2.16 | 59 | 43 | 211581864
KEEPRITE | C4H7T24*K*AAA* | FVM4X24***L |  | 22600 | 23400 | 16.5 | 12.5 | 8.1 | 2.18 | 58 | 42 | 211337800
COMFORTMAKER | C4H7T24*K*AAA* | FVM4X24***L |  | 22600 | 23400 | 16.5 | 12.5 | 8.1 | 2.18 | 58 | 42 | 211337798
DAY & NIGHT | C4H7T24*K*AAA* | FVM4X24***L |  | 22600 | 23400 | 16.5 | 12.5 | 8.1 | 2.18 | 58 | 42 | 211337799
ARCOAIRE | H4H7T24*K*AAA* | FVM4X24***L |  | 22600 | 23400 | 16.5 | 12.5 | 8.1 | 2.18 | 58 | 42 | 211337797
AIRQUEST | H4H7T24*K*AAA* | FVM4X24***L |  | 22600 | 23400 | 16.5 | 12.5 | 8.1 | 2.18 | 58 | 42 | 211337796
HEIL | H4H7T24*K*AAA* | FVM4X24***L |  | 22600 | 23400 | 16.5 | 12.5 | 8.1 | 2.18 | 58 | 42 | 211337795
TEMPSTAR | T4H7T60*K*AAA* | EA*4X61L24A* | *80VTL0902120A* | 55500 | 59000 | 15.5 | 11.7 | 8.1 | 2.18 | 63 | 51 | 211338054
TEMPSTAR | N4H7T60*K*AAA* | EA*4X61L24A* | *80VTL0902120A* | 55500 | 59000 | 15.5 | 11.7 | 8.1 | 2.18 | 63 | 51 | 211338053
MARATHERM | N4H7T60*K*AAA* | EA*4X61L24A* | *80VTL0902120A* | 55500 | 59000 | 15.5 | 11.7 | 8.1 | 2.18 | 63 | 51 | 211338052
KENMORE | (C,H,T)4H7T60*K*AAA* | EA*4X61L24A* | *80VTL0902120A* | 55500 | 59000 | 15.5 | 11.7 | 8.1 | 2.18 | 63 | 51 | 211338051
KENMORE | N4H7T60*K*AAA* | EA*4X61L24A* | *80VTL0902120A* | 55500 | 59000 | 15.5 | 11.7 | 8.1 | 2.18 | 63 | 51 | 211338050
KEEPRITE | C4H7T60*K*AAA* | EA*4X61L24A* | *80VTL0902120A* | 55500 | 59000 | 15.5 | 11.7 | 8.1 | 2.18 | 63 | 51 | 211338049
KEEPRITE | N4H7T60*K*AAA* | EA*4X61L24A* | *80VTL0902120A* | 55500 | 59000 | 15.5 | 11.7 | 8.1 | 2.18 | 63 | 51 | 211338048
DAY & NIGHT | C4H7T60*K*AAA* | EA*4X61L24A* | *80VTL0902120A* | 55500 | 59000 | 15.5 | 11.7 | 8.1 | 2.18 | 63 | 51 | 211338047
DAY & NIGHT | N4H7T60*K*AAA* | EA*4X61L24A* | *80VTL0902120A* | 55500 | 59000 | 15.5 | 11.7 | 8.1 | 2.18 | 63 | 51 | 211338046
COMFORTMAKER | C4H7T60*K*AAA* | EA*4X61L24A* | *80VTL0902120A* | 55500 | 59000 | 15.5 | 11.7 | 8.1 | 2.18 | 63 | 51 | 211338045
COMFORTMAKER | N4H7T60*K*AAA* | EA*4X61L24A* | *80VTL0902120A* | 55500 | 59000 | 15.5 | 11.7 | 8.1 | 2.18 | 63 | 51 | 211338044
ARCOAIRE | N4H7T60*K*AAA* | EA*4X61L24A* | *80VTL0902120A* | 55500 | 59000 | 15.5 | 11.7 | 8.1 | 2.18 | 63 | 51 | 211338042
ARCOAIRE | H4H7T60*K*AAA* | EA*4X61L24A* | *80VTL0902120A* | 55500 | 59000 | 15.5 | 11.7 | 8.1 | 2.18 | 63 | 51 | 211338043
AIRQUEST | H4H7T60*K*AAA* | EA*4X61L24A* | *80VTL0902120A* | 55500 | 59000 | 15.5 | 11.7 | 8.1 | 2.18 | 63 | 51 | 211338041
AIRQUEST | N4H7T60*K*AAA* | EA*4X61L24A* | *80VTL0902120A* | 55500 | 59000 | 15.5 | 11.7 | 8.1 | 2.18 | 63 | 51 | 211338040
HEIL | N4H7T60*K*AAA* | EA*4X61L24A* | *80VTL0902120A* | 55500 | 59000 | 15.5 | 11.7 | 8.1 | 2.18 | 63 | 51 | 211338037
BROCK | PH7TAN424**AA* | CAP**2517AL* | PG96VTAA48080B** | 23600 | 24000 | 16.5 | 12.5 | 8.1 | 2.22 | 58 | 43 | 211276787
TEMPSTAR | T4H7T24*K*AAA* | EA*4X25L17A* | *96VTN0601714A* | 23800 | 24400 | 16.5 | 12.5 | 8.1 | 2.22 | 58 | 43 | 211581757
COMFORTMAKER | C4H7T24*K*AAA* | EA*4X25L17A* | *96VTN0601412A* | 23800 | 24400 | 16.5 | 12 | 8.1 | 2.2 | 59 | 43 | 211581748
BROCK | PH7TAN424**AA* | CAP**2517AL* | PG96VTAA30040A** | 23800 | 24800 | 16.5 | 12 | 8.1 | 2.18 | 58 | 43 | 211581743
CARRIER | GH7TAN424**AA* | CAP**2517AL* | GG96VTAA42060B | 23800 | 24400 | 16.5 | 12.5 | 8.1 | 2.22 | 58 | 43 | 211581751
BROCK | PH7TAN424**AA* | CAP**2517AL* | PG96VTAA42060B** | 23800 | 24400 | 16.5 | 12.5 | 8.1 | 2.22 | 58 | 43 | 211581752
CARRIER | 25TPA724A**30* | CAP**2517AL* | GG96VTAA42060B | 23800 | 24400 | 16.5 | 12.5 | 8.1 | 2.22 | 58 | 43 | 211581750
DAY & NIGHT | C4H7T24*K*AAA* | EA*4X25L17A* | *96VTN0601412A* | 23800 | 24400 | 16.5 | 12 | 8.1 | 2.2 | 59 | 43 | 211581749
ARCOAIRE | H4H7T24*K*AAA* | EA*4X25L17A* | *96VTN0601412A* | 23800 | 24400 | 16.5 | 12 | 8.1 | 2.2 | 59 | 43 | 211581747
AIRQUEST | H4H7T24*K*AAA* | EA*4X25L17A* | *96VTN0601412A* | 23800 | 24400 | 16.5 | 12 | 8.1 | 2.2 | 59 | 43 | 211581746
CARRIER | GH7TAN424**AA* | CAP**2517AL* | GG96VTAA30040A | 23800 | 24800 | 16.5 | 12 | 8.1 | 2.18 | 58 | 43 | 211581742
CARRIER | 25TPA724A**30* | CAP**2517AL* | GG96VTAA30040A | 23800 | 24800 | 16.5 | 12 | 8.1 | 2.18 | 58 | 43 | 211581741
BROCK | PH7TAN460**AA* | CAP**6124AL* | PG80VTLA60090C** | 55500 | 59000 | 15.5 | 11.7 | 8.1 | 2.18 | 63 | 51 | 211288874
WEATHERMAKER | PH7TAN460**AA* | FV4CNB006L |  | 56500 | 58000 | 16 | 12 | 8.1 | 2.26 | 63 | 50 | 211288852
BROCK | PH7TAN460**AA* | FV4CNB006L |  | 56500 | 58000 | 16 | 12 | 8.1 | 2.26 | 63 | 50 | 211288851
WEATHERMAKER | PH7TAN424**AA* | FV4CNF002L |  | 22600 | 23400 | 16.5 | 12.5 | 8.1 | 2.18 | 58 | 42 | 211277222
CARRIER | GH7TAN424**AA* | CAP**3717AL* | GG96VTAA42060B | 23600 | 24200 | 16.5 | 12.5 | 8.1 | 2.2 | 58 | 43 | 211581867
CARRIER | GH7TAN424**AA* | CAP**3717AL* | GG96VTAA30040A | 23600 | 24600 | 16.5 | 12 | 8.1 | 2.16 | 59 | 43 | 211581865
WEATHERMAKER | PH7TAN424**AA* | FV4CN(B,F)003L |  | 23800 | 23800 | 16 | 12 | 8.1 | 2.18 | 59 | 43 | 211275942
BROCK | PH7TAN424**AA* | FV4CN(B,F)003L |  | 23800 | 23800 | 16 | 12 | 8.1 | 2.18 | 59 | 43 | 211275939
KEEPRITE | N4H7T24*K*AAA* | EA*4X25L17A* | *96VTN0601714A* | 23800 | 24400 | 16.5 | 12.5 | 8.1 | 2.22 | 58 | 43 | 207864312
KENMORE | N4H7T24*K*AAA* | EA*4X25L17A* | *96VTN0601714A* | 23800 | 24400 | 16.5 | 12.5 | 8.1 | 2.22 | 58 | 43 | 207864313
MARATHERM | N4H7T24*K*AAA* | EA*4X25L17A* | *96VTN0601714A* | 23800 | 24400 | 16.5 | 12.5 | 8.1 | 2.22 | 58 | 43 | 207864314
TEMPSTAR | N4H7T24*K*AAA* | EA*4X25L17A* | *96VTN0601714A* | 23800 | 24400 | 16.5 | 12.5 | 8.1 | 2.22 | 58 | 43 | 207864315
CARRIER | 25TPA724A**30* | CAP**2517AL* | 59TP6B080V17**16 | 23600 | 24000 | 16.5 | 12.5 | 8.1 | 2.22 | 58 | 43 | 207864318
CARRIER | GH7TAN424**AA* | CAP**2517AL* | 59TP6B080V17**16 | 23600 | 24000 | 16.5 | 12.5 | 8.1 | 2.22 | 58 | 43 | 207864321
BRYANT HEATING AND COOLING SYSTEMS | PH7TAN424**AA* | CAP**2517AL* | 926TB30040V14*** | 23800 | 24800 | 16.5 | 12 | 8.1 | 2.18 | 58 | 43 | 207864271
PAYNE HEATING AND COOLING | PH7TAN424**AA* | CAP**2517AL* | PG96VTAA30040A** | 23800 | 24800 | 16.5 | 12 | 8.1 | 2.18 | 58 | 43 | 207864272
BRYANT HEATING AND COOLING SYSTEMS | GH7TAN424**AA* | CAP**2517AL* | 926TB48080V17*** | 23600 | 24000 | 16.5 | 12.5 | 8.1 | 2.22 | 58 | 43 | 207864320
BRYANT HEATING AND COOLING SYSTEMS | 227TAN024**AA* | CAP**2517AL* | 926TB48080V17*** | 23600 | 24000 | 16.5 | 12.5 | 8.1 | 2.22 | 58 | 43 | 207864319
HEIL | N4H7T24*K*AAA* | EA*4X25L17A* | *96VTN0801716A* | 23600 | 24000 | 16.5 | 12.5 | 8.1 | 2.22 | 58 | 43 | 207864326
ARCOAIRE | N4H7T24*K*AAA* | EA*4X25L17A* | *96VTN0801716A* | 23600 | 24000 | 16.5 | 12.5 | 8.1 | 2.22 | 58 | 43 | 207864323
AIRQUEST | N4H7T24*K*AAA* | EA*4X25L17A* | *96VTN0801716A* | 23600 | 24000 | 16.5 | 12.5 | 8.1 | 2.22 | 58 | 43 | 207864322
DAY & NIGHT | N4H7T24*K*AAA* | EA*4X25L17A* | *96VTN0801716A* | 23600 | 24000 | 16.5 | 12.5 | 8.1 | 2.22 | 58 | 43 | 207864325
CARRIER | GH7TAN424**AA* | CAP**2517AL* | 59TP6B060V14**12 | 23800 | 24400 | 16.5 | 12 | 8.1 | 2.2 | 59 | 43 | 207864291
CARRIER | 25TPA724A**30* | CAP**2517AL* | 59TP6B060V14**12 | 23800 | 24400 | 16.5 | 12 | 8.1 | 2.2 | 59 | 43 | 207864288
BRYANT HEATING AND COOLING SYSTEMS | 227TAN024**AA* | CAP**2517AL* | 926TB36060V14*** | 23800 | 24400 | 16.5 | 12 | 8.1 | 2.2 | 59 | 43 | 207864289
BRYANT HEATING AND COOLING SYSTEMS | GH7TAN424**AA* | CAP**2517AL* | 926TB36060V14*** | 23800 | 24400 | 16.5 | 12 | 8.1 | 2.2 | 59 | 43 | 207864290
ARCOAIRE | N4H7T24*K*AAA* | EA*4X25L17A* | *96VTN0601412A* | 23800 | 24400 | 16.5 | 12 | 8.1 | 2.2 | 59 | 43 | 207864293
AIRQUEST | N4H7T24*K*AAA* | EA*4X25L17A* | *96VTN0601412A* | 23800 | 24400 | 16.5 | 12 | 8.1 | 2.2 | 59 | 43 | 207864292
COMFORTMAKER | N4H7T24*K*AAA* | EA*4X25L17A* | *96VTN0601412A* | 23800 | 24400 | 16.5 | 12 | 8.1 | 2.2 | 59 | 43 | 207864294
DAY & NIGHT | N4H7T24*K*AAA* | EA*4X25L17A* | *96VTN0601412A* | 23800 | 24400 | 16.5 | 12 | 8.1 | 2.2 | 59 | 43 | 207864295
KENMORE | N4H7T24*K*AAA* | EA*4X25L17A* | *96VTN0801716A* | 23600 | 24000 | 16.5 | 12.5 | 8.1 | 2.22 | 58 | 43 | 207864328
TEMPSTAR | N4H7T24*K*AAA* | EA*4X25L17A* | *96VTN0801716A* | 23600 | 24000 | 16.5 | 12.5 | 8.1 | 2.22 | 58 | 43 | 207864330
KEEPRITE | N4H7T24*K*AAA* | EA*4X25L17A* | *96VTN0801716A* | 23600 | 24000 | 16.5 | 12.5 | 8.1 | 2.22 | 58 | 43 | 207864327
MARATHERM | N4H7T24*K*AAA* | EA*4X25L17A* | *96VTN0801716A* | 23600 | 24000 | 16.5 | 12.5 | 8.1 | 2.22 | 58 | 43 | 207864329
BRYANT HEATING AND COOLING SYSTEMS | PH7TAN424**AA* | CAP**2517AL* | 926TB42060V17*** | 23800 | 24400 | 16.5 | 12.5 | 8.1 | 2.22 | 58 | 43 | 207864316
HEIL | N4H7T24*K*AAA* | EA*4X25L17A* | *96VTN0601714A* | 23800 | 24400 | 16.5 | 12.5 | 8.1 | 2.22 | 58 | 43 | 207864311
PAYNE HEATING AND COOLING | PH7TAN424**AA* | CAP**2517AL* | PG96VTAA42060B** | 23800 | 24400 | 16.5 | 12.5 | 8.1 | 2.22 | 58 | 43 | 207864317
BROCK | PH7TAN436**AA* | CAP**4321AL* | PG96VTAA42060B** | 35000 | 36000 | 15.5 | 11.7 | 8.1 | 2.1 | 62 | 49 | 211276861
BROCK | PH7TAN436**AA* | CAP**3721AL* | PG96VTAA48080B** | 34800 | 35400 | 15.5 | 12 | 8.1 | 2.12 | 61 | 49 | 211276843
BROCK | PH7TAN436**AA* | FV4CN(B,F)005L |  | 35200 | 35000 | 16.5 | 12.5 | 8.1 | 2.18 | 61 | 48 | 211276883
BROCK | PH7TAN436**AA* | FV4CNB006L |  | 35600 | 35200 | 17 | 12.5 | 8.1 | 2.22 | 61 | 48 | 211276884
BROCK | PH7TAN448**AA* | FV4CN(B,F)005L |  | 46000 | 47000 | 16.5 | 12.5 | 8.1 | 2.24 | 62 | 49 | 211276906
CARRIER | 25TPA736A**30* | CAP**3721AL* | GG96VTAA48080B | 34800 | 35400 | 15.5 | 12 | 8.1 | 2.12 | 61 | 49 | 211582210
CARRIER | GH7TAN460**AA* | CAP**6121AL* | GG96VTAA60100C | 55500 | 59000 | 15.5 | 11.7 | 8.1 | 2.18 | 63 | 51 | 211338195
CARRIER | 25TPA760A**30* | CAP**6121AL* | GG96VTAA60100C | 55500 | 59000 | 15.5 | 11.7 | 8.1 | 2.18 | 63 | 51 | 211338194
CARRIER | GH7TAN436**AA* | CAP**4321AL* | GG96VTAA42060B | 35000 | 36000 | 15.5 | 11.7 | 8.1 | 2.1 | 62 | 49 | 211338179
CARRIER | 25TPA736A**30* | CAP**4321AL* | GG96VTAA42060B | 35000 | 36000 | 15.5 | 11.7 | 8.1 | 2.1 | 62 | 49 | 211338178
WEATHERMAKER | PH7TAN448**AA* | FV4CN(B,F)005L |  | 46000 | 47000 | 16.5 | 12.5 | 8.1 | 2.24 | 62 | 49 | 211277113
WEATHERMAKER | PH7TAN436**AA* | FV4CNB006L |  | 35600 | 35200 | 17 | 12.5 | 8.1 | 2.22 | 61 | 48 | 211277091
WEATHERMAKER | PH7TAN436**AA* | FV4CN(B,F)005L |  | 35200 | 35000 | 16.5 | 12.5 | 8.1 | 2.18 | 61 | 48 | 211277090
WEATHERMAKER | PH7TAN436**AA* | CAP**4321AL* | PG96VTAA48080B** | 35000 | 35400 | 15.5 | 12 | 8.1 | 2.12 | 61 | 49 | 211277069
WEATHERMAKER | PH7TAN436**AA* | CAP**4321AL* | PG96VTAA42060B** | 35000 | 36000 | 15.5 | 11.7 | 8.1 | 2.1 | 62 | 49 | 211277068
CARRIER | 25TPA736A**30* | CAP**4321AL* | GG96VTAA48080B | 35000 | 35400 | 15.5 | 12 | 8.1 | 2.12 | 61 | 49 | 211582268
CARRIER | GH7TAN436**AA* | CAP**4321AL* | GG96VTAA48080B | 35000 | 35400 | 15.5 | 12 | 8.1 | 2.12 | 61 | 49 | 211582269
CARRIER | GH7TAN436**AA* | CAP**3721AL* | GG96VTAA48080B | 34800 | 35400 | 15.5 | 12 | 8.1 | 2.12 | 61 | 49 | 211582211
BROCK | PH7TAN424**AA* | FV4CNF002L |  | 22600 | 23400 | 16.5 | 12.5 | 8.1 | 2.18 | 58 | 42 | 211277194
DAY & NIGHT | C4H7T24*K*AAA* | EA*4X25L17A* | *96VTN0801716A* | 23600 | 24000 | 16.5 | 12.5 | 8.1 | 2.22 | 58 | 43 | 211581765
COMFORTMAKER | C4H7T24*K*AAA* | EA*4X25L17A* | *96VTN0801716A* | 23600 | 24000 | 16.5 | 12.5 | 8.1 | 2.22 | 58 | 43 | 211581764
WEATHERMAKER | PH7TAN424**AA* | CAP**3717AL* | PG96VTAA30040A** | 23600 | 24600 | 16.5 | 12 | 8.1 | 2.16 | 59 | 43 | 211288909
WEATHERMAKER | PH7TAN460**AA* | CAP**6124AL* | PG80VTLA60090C** | 55500 | 59000 | 15.5 | 11.7 | 8.1 | 2.18 | 63 | 51 | 211288902
BROCK | PH7TAN424**AA* | CAP**3717AL* | PG96VTAA30040A** | 23600 | 24600 | 16.5 | 12 | 8.1 | 2.16 | 59 | 43 | 211288881
HEIL | H4H7T48*K*AAA* | EA*4X60L24A* | *80VTL0902120A* | 46000 | 47500 | 16.5 | 12 | 8.1 | 2.26 | 64 | 52 | 211582569
ARCOAIRE | H4H7T48*K*AAA* | EA*4X60L24A* | *80VTL0902120A* | 46000 | 47500 | 16.5 | 12 | 8.1 | 2.26 | 64 | 52 | 211582574
COMFORTMAKER | C4H7T48*K*AAA* | EA*4X60L24A* | *80VTL0902120A* | 46000 | 47500 | 16.5 | 12 | 8.1 | 2.26 | 64 | 52 | 211582576
DAY & NIGHT | C4H7T48*K*AAA* | EA*4X60L24A* | *80VTL0902120A* | 46000 | 47500 | 16.5 | 12 | 8.1 | 2.26 | 64 | 52 | 211582578
AIRQUEST | H4H7T48*K*AAA* | EA*4X60L24A* | *80VTL0902120A* | 46000 | 47500 | 16.5 | 12 | 8.1 | 2.26 | 64 | 52 | 211582572
KEEPRITE | C4H7T48*K*AAA* | EA*4X60L24A* | *80VTL0902120A* | 46000 | 47500 | 16.5 | 12 | 8.1 | 2.26 | 64 | 52 | 211582580
TEMPSTAR | T4H7T48*K*AAA* | EA*4X60L24A* | *80VTL0902120A* | 46000 | 47500 | 16.5 | 12 | 8.1 | 2.26 | 64 | 52 | 211582585
KENMORE | (C,H,T)4H7T48*K*AAA* | EA*4X60L24A* | *80VTL0902120A* | 46000 | 47500 | 16.5 | 12 | 8.1 | 2.26 | 64 | 52 | 211582582
WEATHERMAKER | PH7TAN424**AA* | CAP**3717AL* | PG80VTLA36070A** | 23600 | 24000 | 17 | 13 | 8.1 | 2.22 | 58 | 43 | 211277012
WEATHERMAKER | PH7TAN424**AA* | CAP**3717AL* | PG80VTLA48090B** | 23400 | 24000 | 16.5 | 12.5 | 8.1 | 2.2 | 58 | 43 | 211277013
WEATHERMAKER | PH7TAN424**AA* | CAP**3717AL* | PG96VTAA36060A** | 23600 | 24400 | 16.5 | 12.5 | 8.1 | 2.18 | 58 | 43 | 211277015
WEATHERMAKER | PH7TAN424**AA* | CAP**3721AL* | PG80VTLA48090B** | 23800 | 24200 | 17 | 12.5 | 8.1 | 2.24 | 58 | 42 | 211277019
WEATHERMAKER | PH7TAN424**AA* | CAP**3721AL* | PG96VTAA42060B** | 23800 | 24400 | 16.5 | 12.5 | 8.1 | 2.22 | 59 | 43 | 211277022
WEATHERMAKER | PH7TAN424**AA* | CAP**3717AL* | PG96VTAA42060B** | 23600 | 24200 | 16.5 | 12.5 | 8.1 | 2.2 | 58 | 43 | 211277016
WEATHERMAKER | PH7TAN436**AA* | CAP**3721AL* | PG96VTAA48080B** | 34800 | 35400 | 15.5 | 12 | 8.1 | 2.12 | 61 | 49 | 211277050
CARRIER | 25TPA724A**30* | CAP**3721AL* | GG96VTAA42060B | 23800 | 24400 | 16.5 | 12.5 | 8.1 | 2.22 | 59 | 43 | 211581906
CARRIER | GH7TAN424**AA* | CAP**3721AL* | GG96VTAA42060B | 23800 | 24400 | 16.5 | 12.5 | 8.1 | 2.22 | 59 | 43 | 211581907
CARRIER | 25TPA724A**30* | CAP**3717AL* | GG96VTAA42060B | 23600 | 24200 | 16.5 | 12.5 | 8.1 | 2.2 | 58 | 43 | 211581866
KENMORE | (C,H,T)4H7T24*K*AAA* | FVM4X24***L |  | 22600 | 23400 | 16.5 | 12.5 | 8.1 | 2.18 | 58 | 42 | 211337801
TEMPSTAR | T4H7T24*K*AAA* | FVM4X24***L |  | 22600 | 23400 | 16.5 | 12.5 | 8.1 | 2.18 | 58 | 42 | 211337802
BROCK | PH7TAN436**AA* | CAP**4321AL* | PG96VTAA48080B** | 35000 | 35400 | 15.5 | 12 | 8.1 | 2.12 | 61 | 49 | 211276862
BROCK | PH7TAN424**AA* | CAP**3717AL* | PG80VTLA36070A** | 23600 | 24000 | 17 | 13 | 8.1 | 2.22 | 58 | 43 | 211276805
BROCK | PH7TAN424**AA* | CAP**2517AL* | PG96VTAA36060A** | 23800 | 24400 | 16.5 | 12 | 8.1 | 2.2 | 59 | 43 | 211276786
BROCK | PH7TAN424**AA* | CAP**3717AL* | PG96VTAA42060B** | 23600 | 24200 | 16.5 | 12.5 | 8.1 | 2.2 | 58 | 43 | 211276809
BROCK | PH7TAN424**AA* | CAP**3721AL* | PG96VTAA42060B** | 23800 | 24400 | 16.5 | 12.5 | 8.1 | 2.22 | 59 | 43 | 211276815
BROCK | PH7TAN424**AA* | CAP**3721AL* | PG80VTLA48090B** | 23800 | 24200 | 17 | 12.5 | 8.1 | 2.24 | 58 | 42 | 211276812
BROCK | PH7TAN424**AA* | CAP**3717AL* | PG96VTAA36060A** | 23600 | 24400 | 16.5 | 12.5 | 8.1 | 2.18 | 58 | 43 | 211276808
BROCK | PH7TAN424**AA* | CAP**3717AL* | PG80VTLA48090B** | 23400 | 24000 | 16.5 | 12.5 | 8.1 | 2.2 | 58 | 43 | 211276806
KENMORE | (C,H,T)4H7T24*K*AAA* | EA*4X25L17A* | *96VTN0601714A* | 23800 | 24400 | 16.5 | 12.5 | 8.1 | 2.22 | 58 | 43 | 211581756
TEMPSTAR | T4H7T24*K*AAA* | EA*4X25L17A* | *96VTN0801716A* | 23600 | 24000 | 16.5 | 12.5 | 8.1 | 2.22 | 58 | 43 | 211581768
KEEPRITE | C4H7T24*K*AAA* | EA*4X25L17A* | *96VTN0801716A* | 23600 | 24000 | 16.5 | 12.5 | 8.1 | 2.22 | 58 | 43 | 211581766
ARCOAIRE | H4H7T24*K*AAA* | EA*4X25L17A* | *96VTN0801716A* | 23600 | 24000 | 16.5 | 12.5 | 8.1 | 2.22 | 58 | 43 | 211581763
KENMORE | (C,H,T)4H7T24*K*AAA* | EA*4X25L17A* | *96VTN0801716A* | 23600 | 24000 | 16.5 | 12.5 | 8.1 | 2.22 | 58 | 43 | 211581767
CARRIER | GH7TAN424**AA* | CAP**2517AL* | GG96VTAA48080B | 23600 | 24000 | 16.5 | 12.5 | 8.1 | 2.22 | 58 | 43 | 211581759
HEIL | H4H7T24*K*AAA* | EA*4X25L17A* | *96VTN0601714A* | 23800 | 24400 | 16.5 | 12.5 | 8.1 | 2.22 | 58 | 43 | 211581754
WEATHERMAKER | PH7TAN424**AA* | CAP**2517AL* | PG96VTAA42060B** | 23800 | 24400 | 16.5 | 12.5 | 8.1 | 2.22 | 58 | 43 | 211581753
WEATHERMAKER | PH7TAN424**AA* | CAP**2517AL* | PG96VTAA30040A** | 23800 | 24800 | 16.5 | 12 | 8.1 | 2.18 | 58 | 43 | 211581744
AIRQUEST | H4H7T24*K*AAA* | EA*4X25L17A* | *96VTN0801716A* | 23600 | 24000 | 16.5 | 12.5 | 8.1 | 2.22 | 58 | 43 | 211581762
HEIL | H4H7T24*K*AAA* | EA*4X25L17A* | *96VTN0801716A* | 23600 | 24000 | 16.5 | 12.5 | 8.1 | 2.22 | 58 | 43 | 211581760
CARRIER | 25TPA724A**30* | CAP**2517AL* | GG96VTAA48080B | 23600 | 24000 | 16.5 | 12.5 | 8.1 | 2.22 | 58 | 43 | 211581758
WEATHERMAKER | PH7TAN424**AA* | CAP**2517AL* | PG96VTAA36060A** | 23800 | 24400 | 16.5 | 12 | 8.1 | 2.2 | 59 | 43 | 211276993
WEATHERMAKER | PH7TAN424**AA* | CAP**2517AL* | PG96VTAA48080B** | 23600 | 24000 | 16.5 | 12.5 | 8.1 | 2.22 | 58 | 43 | 211276994
TRANE | 4TWX8024A1 | 4PX*BD42BS3 | S8V2B080M4PCA | 25600 | 23800 | 16 | 12 | 8.1 | 1.9 | 63 | 47 | 211092232
TRANE | 4TWX8024A1 | 4PX*BD42BS3 | S8V2B080M4PDA | 25600 | 23800 | 16 | 12 | 8.1 | 1.9 | 63 | 47 | 211092229
AMERICAN STANDARD | 4A6L6036A1 | 4TXCC007DS3 | S8X2C100M5PTC | 36400 | 33200 | 15.2 | 12 | 8.1 | 2.1 | 65 | 50 | 207150078
AMERICAN STANDARD | 4A6L6036A1 | 4TXCC007DS3 | S8X2C100M5PSC | 36400 | 33200 | 15.2 | 12 | 8.1 | 2.1 | 65 | 50 | 207150077
AMERICAN STANDARD | 4A6L6036A1 | 4PX*CU48BS3 | S8X2C100M5PTC | 36400 | 33200 | 15.2 | 12 | 8.1 | 2.1 | 65 | 50 | 207150074
AMERICAN STANDARD | 4A6L6036A1 | 4PX*CU48BS3 | S8X2C100M5PSC | 36400 | 33200 | 15.2 | 12 | 8.1 | 2.1 | 65 | 50 | 207150073
AMERICAN STANDARD | 4A6L6036A1 | 4PX*CU42BS3 | S8X2C100M5PSC | 36400 | 34000 | 15.2 | 12 | 8.1 | 2.1 | 64 | 50 | 207150072
AMERICAN STANDARD | 4A6L6036A1 | 4PX*CU42BS3 | S8X2C100M5PTC | 36400 | 34000 | 15.2 | 12 | 8.1 | 2.1 | 64 | 50 | 207150071
AMERICAN STANDARD | 5A6H5060A1 | 5TXCD010AS3+TSTAT+P0V0D000M50SD |  | 55500 | 53500 | 15.2 | 11.7 | 8.1 | 2.4 | 67 | 53 | 214079136
TRANE | 5TWR5060A1 | 5TXCD010AS3+TSTAT+P0V0D000M50SD |  | 55500 | 53500 | 15.2 | 11.7 | 8.1 | 2.4 | 67 | 53 | 214079135
AMERICAN STANDARD | 5A6H5048A1 | 5TXCD010AS3+TSTAT | S8V2D120M5PDB | 45500 | 43500 | 16 | 12 | 8.1 | 2.1 | 66 | 51 | 214079130
TRANE | 5TWR5048A1 | 5TXCD010AS3+TSTAT | S8V2D120M5PDB | 45500 | 43500 | 16 | 12 | 8.1 | 2.1 | 66 | 51 | 214079129
AMERICAN STANDARD | 5A6H5048A1 | 5TXCD010AS3+TSTAT | S8V2D120M5PDA | 45000 | 43500 | 16 | 12 | 8.1 | 2.2 | 66 | 51 | 214079128
TRANE | 5TWR5048A1 | 5TXCD010AS3+TSTAT | S8V2D120M5PDA | 45000 | 43500 | 16 | 12 | 8.1 | 2.2 | 66 | 51 | 214079127
AMERICAN STANDARD | 5A6H5048A1 | 5TXCD010AS3+TSTAT | S8V2D120M5PCB | 45500 | 43500 | 16 | 12 | 8.1 | 2.1 | 66 | 51 | 214079126
TRANE | 5TWR5048A1 | 5TXCD010AS3+TSTAT | S8V2D120M5PCB | 45500 | 43500 | 16 | 12 | 8.1 | 2.1 | 66 | 51 | 214079125
AMERICAN STANDARD | 5A6H5048A1 | 5TXCD010AS3+TSTAT | S8V2D120M5PCA | 45000 | 43500 | 16 | 12 | 8.1 | 2.2 | 66 | 51 | 214079124
TRANE | 5TWR5048A1 | 5TXCD010AS3+TSTAT | S8V2D120M5PCA | 45000 | 43500 | 16 | 12 | 8.1 | 2.2 | 66 | 51 | 214079123
AMERICAN STANDARD | 5A6H5048A1 | 5TXCD010AS3+TSTAT+P0V0D000M50SD |  | 45500 | 43000 | 16 | 12 | 8.1 | 2.2 | 66 | 51 | 214079106
TRANE | 5TWR5048A1 | 5TXCD010AS3+TSTAT+P0V0D000M50SD |  | 45500 | 43000 | 16 | 12 | 8.1 | 2.2 | 66 | 51 | 214079105
AMERICAN STANDARD | 5A6H5048A1 | 5TXCD010AS3+TSTAT | *UHMD120CCV5 | 45500 | 43500 | 15.2 | 11.7 | 8.1 | 2.1 | 66 | 51 | 214079100
TRANE | 5TWR5048A1 | 5TXCD010AS3+TSTAT | *UHMD120CCV5 | 45500 | 43500 | 15.2 | 11.7 | 8.1 | 2.1 | 66 | 51 | 214079099
AMERICAN STANDARD | 5A6H5048A1 | 5TXCD010AS3+TSTAT | *UHMD120ACV5 | 44000 | 43000 | 15.2 | 12 | 8.1 | 2.2 | 67 | 51 | 214079098
AMERICAN STANDARD | 4A6V0X36A1 | 4TXCC005DS3 | S9V2C080U5PSC+RP | 34600 | 34200 | 19.5 | 12 | 8.7 | 1.8 | 83 | 64 | 214639478
TRANE | 4TWV0X36A1 | 4TXCC005DS3 | S9V2C080U5PSC+RP | 34600 | 34200 | 19.5 | 12 | 8.7 | 1.8 | 83 | 64 | 214639477
AMERICAN STANDARD | 4A6V0X36A1 | 4PX*CU48BS3 | S9V2C080U5PSC+RP | 35600 | 34800 | 20.5 | 12.7 | 8.7 | 1.9 | 83 | 63 | 214639468
TRANE | 4TWV0X36A1 | 4PX*CU48BS3 | S9V2C080U5PSC+RP | 35600 | 34800 | 20.5 | 12.7 | 8.7 | 1.9 | 83 | 63 | 214639467
AMERICAN STANDARD | 4A6V0X36A1 | 4PX*CU42BS3 | S9V2C080U5PSC+RP | 35600 | 35200 | 20 | 12.7 | 8.7 | 1.9 | 82 | 62 | 214639466
TRANE | 4TWV0X36A1 | 4PX*CU42BS3 | S9V2C080U5PSC+RP | 35600 | 35200 | 20 | 12.7 | 8.7 | 1.9 | 82 | 62 | 214639465
AMERICAN STANDARD | 4A6V0X36A1 | 4PX*CU36BS3 | S9V2C080U5PSC+RP | 34600 | 34200 | 19.5 | 12 | 8.7 | 1.9 | 82 | 64 | 214639464
TRANE | 4TWV0X36A1 | 4PX*CU36BS3 | S9V2C080U5PSC+RP | 34600 | 34200 | 19.5 | 12 | 8.7 | 1.9 | 82 | 64 | 214639463
AMERICAN STANDARD | 4A6V0X36A1 | 4PX*BU42BS3 | S9V2B040U3PSC+RP | 35400 | 35600 | 20 | 12.5 | 8.7 | 1.8 | 81 | 63 | 214639460
TRANE | 4TWV0X36A1 | 4PX*BU42BS3 | S9V2B040U3PSC+RP | 35400 | 35600 | 20 | 12.5 | 8.7 | 1.8 | 81 | 63 | 214639459
AMERICAN STANDARD | 4A6V0X36A1 | 4PX*BU42BS3 | S9V2B080U4PSC+RP | 35400 | 35400 | 20 | 12.5 | 8.7 | 1.8 | 82 | 62 | 214639458
TRANE | 4TWV0X36A1 | 4PX*BU42BS3 | S9V2B080U4PSC+RP | 35400 | 35400 | 20 | 12.5 | 8.7 | 1.8 | 82 | 62 | 214639457
AMERICAN STANDARD | 4A6V0X36A1 | 4PX*BU42BS3 | S9V2B060U4PSC+RP | 35600 | 35600 | 20 | 12.5 | 8.7 | 1.8 | 82 | 62 | 214639456
TRANE | 4TWV0X36A1 | 4PX*BU42BS3 | S9V2B060U4PSC+RP | 35600 | 35600 | 20 | 12.5 | 8.7 | 1.8 | 82 | 62 | 214639455
AMERICAN STANDARD | 4A6V0X36A1 | 4PX*BU36BS3 | S9V2B060U4PSC+RP | 34400 | 34400 | 19.5 | 12 | 8.7 | 1.8 | 83 | 64 | 214639454
TRANE | 4TWV0X36A1 | 4PX*BU36BS3 | S9V2B060U4PSC+RP | 34400 | 34400 | 19.5 | 12 | 8.7 | 1.8 | 83 | 64 | 214639453
AMERICAN STANDARD | 4A6V0X36A1 | 4PX*BU36BS3 | S9V2B080U4PSC+RP | 34200 | 34200 | 19.5 | 12 | 8.7 | 1.8 | 84 | 64 | 214639452
TRANE | 4TWV0X36A1 | 4PX*BU36BS3 | S9V2B080U4PSC+RP | 34200 | 34200 | 19.5 | 12 | 8.7 | 1.8 | 84 | 64 | 214639451
AMERICAN STANDARD | 4A6V0X36A1 | 4PX*BU36BS3 | S9V2B040U3PSC+RP | 34400 | 34400 | 19.5 | 12 | 8.7 | 1.8 | 83 | 65 | 214639448
TRANE | 4TWV0X36A1 | 4PX*BU36BS3 | S9V2B040U3PSC+RP | 34400 | 34400 | 19.5 | 12 | 8.7 | 1.8 | 83 | 65 | 214639447
AMERICAN STANDARD | 4A6V0X36A1 | 4PX*BD42BS3+HORIZ-RT | S9V2B040U3PSC+RP | 35800 | 34200 | 20 | 12.5 | 8.5 | 1.8 | 83 | 65 | 214639444
TRANE | 4TWV0X36A1 | 4PX*BD42BS3+HORIZ-RT | S9V2B040U3PSC+RP | 35800 | 34200 | 20 | 12.5 | 8.5 | 1.8 | 83 | 65 | 214639443
AMERICAN STANDARD | 4A6V0X36A1 | 4PX*BD42BS3+HORIZ-RT | S9V2B060U4PSC+RP | 36000 | 34200 | 20 | 12.5 | 8.5 | 1.8 | 83 | 64 | 214639442
TRANE | 4TWV0X36A1 | 4PX*BD42BS3+HORIZ-RT | S9V2B060U4PSC+RP | 36000 | 34200 | 20 | 12.5 | 8.5 | 1.8 | 83 | 64 | 214639441
AMERICAN STANDARD | 4A6V0X36A1 | 4PX*BD42BS3+HORIZ-RT | S9V2B080U4PSC+RP | 35800 | 34200 | 20 | 12.5 | 8.5 | 1.8 | 83 | 64 | 214639440
TRANE | 4TWV0X36A1 | 4PX*BD42BS3+HORIZ-RT | S9V2B080U4PSC+RP | 35800 | 34200 | 20 | 12.5 | 8.5 | 1.8 | 83 | 64 | 214639439
AMERICAN STANDARD | 4A6V0X36A1 | 4PX*BD42BS3 | S9V2B040D3PSC+RP | 35800 | 34200 | 20 | 12.5 | 8.5 | 1.8 | 83 | 65 | 214639438
TRANE | 4TWV0X36A1 | 4PX*BD42BS3 | S9V2B040D3PSC+RP | 35800 | 34200 | 20 | 12.5 | 8.5 | 1.8 | 83 | 65 | 214639437
AMERICAN STANDARD | 4A6V0X36A1 | 4PX*BD42BS3 | S9V2B080D4PSC+RP | 35800 | 34200 | 20 | 12.5 | 8.5 | 1.8 | 83 | 64 | 214639436
TRANE | 4TWV0X36A1 | 4PX*BD42BS3 | S9V2B080D4PSC+RP | 35800 | 34200 | 20 | 12.5 | 8.5 | 1.8 | 83 | 64 | 214639435
AMERICAN STANDARD | 4A6V0X24A1 | 4TXCB004DS3 | S9V2B040U3PSC+RP | 24000 | 21400 | 19 | 12.5 | 8.5 | 1.8 | 80 | 59 | 214639434
TRANE | 4TWV0X24A1 | 4TXCB004DS3 | S9V2B040U3PSC+RP | 24000 | 21400 | 19 | 12.5 | 8.5 | 1.8 | 80 | 59 | 214639433
AMERICAN STANDARD | 4A6V0X24A1 | 4TXCB004DS3 | S9V2B080U4PSC+RP | 23800 | 21200 | 19 | 12.7 | 8.5 | 1.8 | 81 | 61 | 214639432
TRANE | 4TWV0X24A1 | 4TXCB004DS3 | S9V2B080U4PSC+RP | 23800 | 21200 | 19 | 12.7 | 8.5 | 1.8 | 81 | 61 | 214639431
AMERICAN STANDARD | 4A6V0X24A1 | 4TXCB004DS3 | S9V2B060U4PSC+RP | 24000 | 21400 | 18.5 | 12.7 | 8.5 | 1.8 | 80 | 60 | 214639430
TRANE | 4TWV0X24A1 | 4TXCB004DS3 | S9V2B060U4PSC+RP | 24000 | 21400 | 18.5 | 12.7 | 8.5 | 1.8 | 80 | 60 | 214639429
AMERICAN STANDARD | 4A6V0X24A1 | 4PX*BU42BS3 | S9V2B080U4PSC+RP | 24400 | 21400 | 19 | 12.7 | 8.7 | 1.9 | 81 | 60 | 214639420
TRANE | 4TWV0X24A1 | 4PX*BU42BS3 | S9V2B080U4PSC+RP | 24400 | 21400 | 19 | 12.7 | 8.7 | 1.9 | 81 | 60 | 214639419
AMERICAN STANDARD | 4A6V0X24A1 | 4PX*BU36BS3 | S9V2B080U4PSC+RP | 23800 | 20800 | 19 | 12.7 | 8.5 | 1.8 | 81 | 62 | 214639418
AMERICAN STANDARD | 4A6V0X48A1 | 4TXCC009DS3 | S9V2C080U5PSC+RP | 46500 | 43500 | 19.5 | 11.7 | 8.5 | 1.8 | 84 | 64 | 214639532
TRANE | 4TWV0X48A1 | 4TXCC009DS3 | S9V2C080U5PSC+RP | 46500 | 43500 | 19.5 | 11.7 | 8.5 | 1.8 | 84 | 64 | 214639531
AMERICAN STANDARD | 4A6V0X48A1 | 4TXCC009DS3 | S9V2C100U5PSC+RP | 46500 | 43500 | 19.5 | 11.7 | 8.5 | 1.8 | 84 | 64 | 214639530
TRANE | 4TWV0X48A1 | 4TXCC009DS3 | S9V2C100U5PSC+RP | 46500 | 43500 | 19.5 | 11.7 | 8.5 | 1.8 | 84 | 64 | 214639529
AMERICAN STANDARD | 4A6V0X48A1 | 4PX*CU60BS3 | S9V2C080U5PSC+RP | 46500 | 43500 | 19.5 | 11.7 | 8.5 | 1.8 | 84 | 64 | 214639506
TRANE | 4TWV0X48A1 | 4PX*CU60BS3 | S9V2C080U5PSC+RP | 46500 | 43500 | 19.5 | 11.7 | 8.5 | 1.8 | 84 | 64 | 214639505
AMERICAN STANDARD | 4A6V0X48A1 | 4PX*CU60BS3 | S9V2C100U5PSC+RP | 46500 | 43500 | 19.5 | 11.7 | 8.5 | 1.8 | 84 | 64 | 214639504
TRANE | 4TWV0X48A1 | 4PX*CU60BS3 | S9V2C100U5PSC+RP | 46500 | 43500 | 19.5 | 11.7 | 8.5 | 1.8 | 84 | 64 | 214639503
AMERICAN STANDARD | 4A6L6030A1 | 4PX*CU42BS3 | *UD2C100ACV5 | 29800 | 27800 | 15.2 | 12 | 8.1 | 2.09 | 65 | 50 | 211217883
AMERICAN STANDARD | 4A6L6030A1 | 4PX*CU42BS3 | *UD2C080ACV4 | 29800 | 27800 | 15.2 | 12 | 8.1 | 2.08 | 65 | 50 | 211217882
AMERICAN STANDARD | 4A6L6030A1 | TEM8B0C60V51+TDR |  | 30800 | 27400 | 15.2 | 12 | 8.1 | 2.16 | 66 | 51 | 211217942
AMERICAN STANDARD | 4A6L6030A1 | TEM6B0C60H51+TDR |  | 30400 | 27200 | 15.2 | 12 | 8.1 | 2.15 | 66 | 51 | 211217940
AMERICAN STANDARD | 4A6L6030A1 | TAMXB0C36V31 |  | 29800 | 27400 | 15.2 | 12 | 8.1 | 2.08 | 65 | 50 | 211217938
AMERICAN STANDARD | 4A6L6042A1 | TEM4A0C49M41+TDR |  | 42000 | 38000 | 15.2 | 12 | 8.1 | 2.2 | 68 | 54 | 206963208
TRANE | 4TWX6048H1 | TEM4A0C49M41+TDR |  | 47000 | 44500 | 15.2 | 12 | 8.1 | 2.2 | 65 | 49 | 206963197
TRANE | 4TWX6042H1 | TEM4A0C49M41+TDR |  | 42000 | 39000 | 15.2 | 12 | 8.1 | 2.2 | 64 | 48 | 206963193
TRANE | 4TWL6042A1 | TEM4A0C49M41+TDR |  | 42000 | 38000 | 15.2 | 12 | 8.1 | 2.2 | 68 | 54 | 206963156
AMERICAN STANDARD | 4A6V0024A1 | TEM8A0B24V21+TDR |  | 23600 | 21600 | 19 | 12.5 | 8.7 | 1.9 | 81 | 61 | 211455294
TRANE | 4TWV0024A1 | TEM8A0B24V21+TDR |  | 23600 | 21600 | 19 | 12.5 | 8.7 | 1.9 | 81 | 61 | 211455293
AMERISTAR | A4HP5030D1 | A4AH5V30A1B3+TSTAT |  | 29000 | 27600 | 15.2 | 12 | 8.1 | 2.1 | 66 | 51 | 212868262
RUNTRU | A4HP5030D1 | A4AH5V30A1B3+TSTAT |  | 29000 | 27600 | 15.2 | 12 | 8.1 | 2.1 | 66 | 51 | 212868261
TRANE | 4TWX8024A1 | TEM8B0C60V51+TDR |  | 25600 | 24400 | 16 | 12 | 8.1 | 2.16 | 63 | 47 | 211217362
TRANE | 4TWX8024A1 | TEM8A0C48V41+TDR |  | 25600 | 24400 | 16 | 12 | 8.1 | 2.16 | 63 | 47 | 211217361
TRANE | 4TWX8024A1 | TEM8A0C42V41+TDR |  | 25400 | 24800 | 16 | 12 | 8.1 | 2.11 | 63 | 47 | 211217360
TRANE | 4TWX8024A1 | TEM8A0C36V31+TDR |  | 25400 | 24800 | 16 | 12 | 8.1 | 2.11 | 63 | 47 | 211217359
TRANE | 4TWX8024A1 | TAMXB0C36V31 |  | 25200 | 24600 | 16 | 12 | 8.1 | 2.05 | 63 | 47 | 211217357
TRANE | 4TWX8024A1 | TAMXB0B30V31 |  | 25000 | 24800 | 16 | 12 | 8.1 | 2.06 | 63 | 46 | 211217356
GREE | FLEXX36HP230V1AO | ENVBR24HPJ1IB |  | 24000 | 24000 | 17 | 12 | 9 | 1.8 | 67 | 92 | 212924810
CONTINENTAL | CS18HV24A36 | CPFX24A |  | 24000 | 24000 | 17 | 12 | 9 | 1.8 | 67 | 92 | 207335556
NAPOLEON | NS18HV24A36 | NPFX24A |  | 24000 | 24000 | 17 | 12 | 9 | 1.8 | 67 | 92 | 207335552
AC PRO.com | AUD36W/A-D(U) | AUD24AH2/A-D(U) |  | 24000 | 24000 | 17 | 12 | 9 | 1.8 | 67 | 92 | 207335066
GREE | FLEXX36HP230V1AO | FLEXX24HP230V1BH |  | 24000 | 24000 | 17 | 12 | 9 | 1.8 | 67 | 92 | 207256440
WABBAN | BB36-24WADU | BBD24-24AH2ADU |  | 24000 | 24000 | 17 | 12 | 9 | 1.8 | 67 | 92 | 207196961
GREE | GUD24W2/NHE-D(U) | GUD24AH2/E-D(U) |  | 24000 | 24000 | 16 | 11.7 | 9.5 | 1.8 | 69 | 100 | 214610240
MRCOOL | MDUO18024036 | MDUI18024E |  | 24000 | 24000 | 17 | 12 | 9 | 1.8 | 67 | 92 | 210410117
AURIAL | ARU36-24WADU | ARUD24-24AH2ADU |  | 24000 | 24000 | 17 | 12 | 9 | 1.8 | 67 | 92 | 212681003
LENNOX | LISC024036-200U432 | LIAH024-200U432-1 |  | 24000 | 24000 | 17 | 12 | 9 | 1.8 | 67 | 92 | 209095664
ForestAir | FAD36W/A-D(U) | FAD24AH2/A-D(U) |  | 24000 | 24000 | 17 | 12 | 9 | 1.8 | 67 | 92 | 208939391
AC PRO.com | AUD36W/A1-D(U) | AUD24AH2/A1-D(U) |  | 24000 | 24000 | 17 | 12 | 9 | 1.8 | 67 | 92 | 211131913
TGM | GTS18HN036A | GTA18H024A |  | 24000 | 24000 | 17 | 12 | 9 | 1.8 | 67 | 92 | 210627720
GE Appliances | AUH2436ZGDA* | UUY24ZGDAB* |  | 24000 | 24000 | 17 | 12 | 9 | 1.8 | 67 | 92 | 206799410
Stealth Comfort | SC-2436-HP | SC-24-AH |  | 24000 | 24000 | 17 | 12 | 9 | 1.8 | 67 | 92 | 211717293
DIYCOOL | SC-2436-HP | SC-24-AH |  | 24000 | 24000 | 17 | 12 | 9 | 1.8 | 67 | 92 | 211717289
ACIQ | SC-2436-HP | SC-24-AH |  | 24000 | 24000 | 17 | 12 | 9 | 1.8 | 67 | 92 | 211717285
1HVAC | SC-2436-HP | SC-24-AH |  | 24000 | 24000 | 17 | 12 | 9 | 1.8 | 67 | 92 | 211717281
Honeywell | HSH17S-36AAA | HVTAN-24SA |  | 24000 | 24000 | 17 | 12 | 9 | 1.8 | 67 | 92 | 208480450
MRCOOL | MDUCO18024036 | MDUI18024E |  | 24000 | 24000 | 17 | 12 | 9 | 1.8 | 67 | 92 | 206735341
LBG Products | LCH24036DO | LCH24DGHNI |  | 24000 | 24000 | 17 | 12 | 9 | 1.8 | 67 | 92 | 206726718
MAMMOTH | GXH24-36MSK4DH | GMH24-**MSK4DH1 |  | 24000 | 24000 | 17 | 12 | 9 | 1.8 | 67 | 92 | 206724412
AIRTEMP | GXH24-36MSK4DH | GMH24-**MSK4DH1 |  | 24000 | 24000 | 17 | 12 | 9 | 1.8 | 67 | 92 | 206724408
AireForce | GXH24-36MSK4DH | GMH24-**MSK4DH1 |  | 24000 | 24000 | 17 | 12 | 9 | 1.8 | 67 | 92 | 206724404
REZNOR | GXH24-36MSK4DH | GMH24-**MSK4DH1 |  | 24000 | 24000 | 17 | 12 | 9 | 1.8 | 67 | 92 | 206724400
NORTEK | GXH24-36MSK4DH | GMH24-**MSK4DH1 |  | 24000 | 24000 | 17 | 12 | 9 | 1.8 | 67 | 92 | 206724396
KINGHOME | KU36UHO | KU24UH2I |  | 24000 | 24000 | 17 | 12 | 9 | 1.8 | 67 | 92 | 206414276
TOSOT | TU36-24WADU | TUD24-24AH2ADU |  | 24000 | 24000 | 17 | 12 | 9 | 1.8 | 67 | 92 | 206414272
GREE | GUD36W/A-D(U) | GUD24AH2/A-D(U) |  | 24000 | 24000 | 17 | 12 | 9 | 1.8 | 67 | 92 | 206249116
American Standard | 4TXD2036A10NU** | 4MXA2024A10NU** |  | 24000 | 24000 | 17 | 12 | 9 | 1.8 | 67 | 92 | 208141276
TRANE | 4TXD2036A10NU** | 4MXA2024A10NU** |  | 24000 | 24000 | 17 | 12 | 9 | 1.8 | 67 | 92 | 208141269
BOREAL | ENVBR36HPJ1OA | ENVBR24HPJ1IB |  | 24000 | 24000 | 17 | 12 | 9 | 1.8 | 67 | 92 | 208130264
Frigidaire | GXH24-36MSK4DH | GMH24-**MSK4DH1 |  | 24000 | 24000 | 17 | 12 | 9 | 1.8 | 67 | 92 | 208127840
Gibson | GXH24-36MSK4DH | GMH24-**MSK4DH1 |  | 24000 | 24000 | 17 | 12 | 9 | 1.8 | 67 | 92 | 208127838
CONTINENTAL | WSEHV2436RA1-C | CPFX24A |  | 24000 | 24000 | 17 | 12 | 9 | 1.8 | 67 | 92 | 211624977
NAPOLEON | WSEHV2436RA1-N | NPFX24A |  | 24000 | 24000 | 17 | 12 | 9 | 1.8 | 67 | 92 | 211624973
AC PRO.com | AUD36W/A*-D(U) | AUD24AH2/A*-D(U) |  | 24000 | 24000 | 17 | 12 | 9 | 1.8 | 67 | 92 | 213795607
ACD | FXD-ACD36 | AH224 |  | 24000 | 24000 | 17 | 12 | 9 | 1.8 | 67 | 92 | 207497901
HISENSE | AUWR-24U3TK5 | AUH-24UX3TDH3 |  | 24000 | 24000 | 20 | 12 | 10 | 2.3 | 85 | 87 | 214802096
HEIL | H4H7T60*K*AAA* | FCM4X60***L+WALLCON |  | 55000 | 57000 | 16 | 12 | 8.1 | 2.32 | 64 | 51 | 211653570
HEIL | H4H7T24*K*AAA* | FCM4X24***L+WALLCON |  | 23200 | 24000 | 16.5 | 12.5 | 8.1 | 2.36 | 61 | 45 | 211653559
HEIL | H4H7T36*K*AAA* | FCM4X48***L+WALLCON |  | 34200 | 34200 | 16 | 12 | 8.1 | 2.22 | 63 | 51 | 211653561
HEIL | H4H7T48*K*AAA* | FCM4X60***L+WALLCON |  | 46000 | 46500 | 17 | 12.5 | 8.1 | 2.36 | 63 | 50 | 211653563
TEMPSTAR | T4H7T60*K*AAA* | FCM4X60***L+WALLCON |  | 55000 | 57000 | 16 | 12 | 8.1 | 2.32 | 64 | 51 | 211653668
KENMORE | (C,H,T)4H7T60*K*AAA* | FCM4X60***L+WALLCON |  | 55000 | 57000 | 16 | 12 | 8.1 | 2.32 | 64 | 51 | 211653667
KEEPRITE | C4H7T60*K*AAA* | FCM4X60***L+WALLCON |  | 55000 | 57000 | 16 | 12 | 8.1 | 2.32 | 64 | 51 | 211653666
DAY & NIGHT | C4H7T60*K*AAA* | FCM4X60***L+WALLCON |  | 55000 | 57000 | 16 | 12 | 8.1 | 2.32 | 64 | 51 | 211653665
COMFORTMAKER | C4H7T60*K*AAA* | FCM4X60***L+WALLCON |  | 55000 | 57000 | 16 | 12 | 8.1 | 2.32 | 64 | 51 | 211653664
ARCOAIRE | H4H7T60*K*AAA* | FCM4X60***L+WALLCON |  | 55000 | 57000 | 16 | 12 | 8.1 | 2.32 | 64 | 51 | 211653663
AIRQUEST | H4H7T60*K*AAA* | FCM4X60***L+WALLCON |  | 55000 | 57000 | 16 | 12 | 8.1 | 2.32 | 64 | 51 | 211653662
TEMPSTAR | T4H7T48*K*AAA* | FCM4X60***L+WALLCON |  | 46000 | 46500 | 17 | 12.5 | 8.1 | 2.36 | 63 | 50 | 211653654
KENMORE | (C,H,T)4H7T48*K*AAA* | FCM4X60***L+WALLCON |  | 46000 | 46500 | 17 | 12.5 | 8.1 | 2.36 | 63 | 50 | 211653653
KEEPRITE | C4H7T48*K*AAA* | FCM4X60***L+WALLCON |  | 46000 | 46500 | 17 | 12.5 | 8.1 | 2.36 | 63 | 50 | 211653652
DAY & NIGHT | C4H7T48*K*AAA* | FCM4X60***L+WALLCON |  | 46000 | 46500 | 17 | 12.5 | 8.1 | 2.36 | 63 | 50 | 211653651
COMFORTMAKER | C4H7T48*K*AAA* | FCM4X60***L+WALLCON |  | 46000 | 46500 | 17 | 12.5 | 8.1 | 2.36 | 63 | 50 | 211653650
ARCOAIRE | H4H7T48*K*AAA* | FCM4X60***L+WALLCON |  | 46000 | 46500 | 17 | 12.5 | 8.1 | 2.36 | 63 | 50 | 211653649
AIRQUEST | H4H7T48*K*AAA* | FCM4X60***L+WALLCON |  | 46000 | 46500 | 17 | 12.5 | 8.1 | 2.36 | 63 | 50 | 211653648
TEMPSTAR | T4H7T36*K*AAA* | FCM4X48***L+WALLCON |  | 34200 | 34200 | 16 | 12 | 8.1 | 2.22 | 63 | 51 | 211653640
KENMORE | (C,H,T)4H7T36*K*AAA* | FCM4X48***L+WALLCON |  | 34200 | 34200 | 16 | 12 | 8.1 | 2.22 | 63 | 51 | 211653639
KEEPRITE | C4H7T36*K*AAA* | FCM4X48***L+WALLCON |  | 34200 | 34200 | 16 | 12 | 8.1 | 2.22 | 63 | 51 | 211653638
DAY & NIGHT | C4H7T36*K*AAA* | FCM4X48***L+WALLCON |  | 34200 | 34200 | 16 | 12 | 8.1 | 2.22 | 63 | 51 | 211653637
COMFORTMAKER | C4H7T36*K*AAA* | FCM4X48***L+WALLCON |  | 34200 | 34200 | 16 | 12 | 8.1 | 2.22 | 63 | 51 | 211653636
ARCOAIRE | H4H7T36*K*AAA* | FCM4X48***L+WALLCON |  | 34200 | 34200 | 16 | 12 | 8.1 | 2.22 | 63 | 51 | 211653635
AIRQUEST | H4H7T36*K*AAA* | FCM4X48***L+WALLCON |  | 34200 | 34200 | 16 | 12 | 8.1 | 2.22 | 63 | 51 | 211653634
TEMPSTAR | T4H7T24*K*AAA* | FCM4X24***L+WALLCON |  | 23200 | 24000 | 16.5 | 12.5 | 8.1 | 2.36 | 61 | 45 | 211653626
KENMORE | (C,H,T)4H7T24*K*AAA* | FCM4X24***L+WALLCON |  | 23200 | 24000 | 16.5 | 12.5 | 8.1 | 2.36 | 61 | 45 | 211653625
DAY & NIGHT | C4H7T24*K*AAA* | FCM4X24***L+WALLCON |  | 23200 | 24000 | 16.5 | 12.5 | 8.1 | 2.36 | 61 | 45 | 211653623
KEEPRITE | C4H7T24*K*AAA* | FCM4X24***L+WALLCON |  | 23200 | 24000 | 16.5 | 12.5 | 8.1 | 2.36 | 61 | 45 | 211653624
ARCOAIRE | H4H7T24*K*AAA* | FCM4X24***L+WALLCON |  | 23200 | 24000 | 16.5 | 12.5 | 8.1 | 2.36 | 61 | 45 | 211653621
COMFORTMAKER | C4H7T24*K*AAA* | FCM4X24***L+WALLCON |  | 23200 | 24000 | 16.5 | 12.5 | 8.1 | 2.36 | 61 | 45 | 211653622
AIRQUEST | H4H7T24*K*AAA* | FCM4X24***L+WALLCON |  | 23200 | 24000 | 16.5 | 12.5 | 8.1 | 2.36 | 61 | 45 | 211653620
CARRIER | 25TPA724A**30* | CAP**2517AL* | 58SU*B080M21**20 | 23400 | 24400 | 17 | 12.5 | 8.1 | 2.38 | 60 | 45 | 212320206
TEMPSTAR | T4H7T24*K*AAA* | EA*4X25L17A* | *80MSU0601716A* | 23400 | 24400 | 17 | 12.5 | 8.1 | 2.38 | 60 | 44 | 212320231
KENMORE | (C,H,T)4H7T24*K*AAA* | EA*4X25L17A* | *80MSU0601716A* | 23400 | 24400 | 17 | 12.5 | 8.1 | 2.38 | 60 | 44 | 212320228
KEEPRITE | C4H7T24*K*AAA* | EA*4X25L17A* | *80MSU0601716A* | 23400 | 24400 | 17 | 12.5 | 8.1 | 2.38 | 60 | 44 | 212320226
DAY & NIGHT | C4H7T24*K*AAA* | EA*4X25L17A* | *80MSU0601716A* | 23400 | 24400 | 17 | 12.5 | 8.1 | 2.38 | 60 | 44 | 212320224
COMFORTMAKER | C4H7T24*K*AAA* | EA*4X25L17A* | *80MSU0601716A* | 23400 | 24400 | 17 | 12.5 | 8.1 | 2.38 | 60 | 44 | 212320222
ARCOAIRE | H4H7T24*K*AAA* | EA*4X25L17A* | *80MSU0601716A* | 23400 | 24400 | 17 | 12.5 | 8.1 | 2.38 | 60 | 44 | 212320220
CARRIER | GH7TAN424**AA* | CAP**2517AL* | 58SU*B080M21**20 | 23400 | 24400 | 17 | 12.5 | 8.1 | 2.38 | 60 | 45 | 212320207
AIRQUEST | H4H7T24*K*AAA* | EA*4X25L17A* | *80MSU0601716A* | 23400 | 24400 | 17 | 12.5 | 8.1 | 2.38 | 60 | 44 | 212320218
TEMPSTAR | T4H7T24*K*AAA* | EA*4X37L21A* | *95MSU1002122A* | 23600 | 24600 | 17 | 12.5 | 8.1 | 2.4 | 60 | 45 | 212321119
TEMPSTAR | N4H7T24*K*AAA* | EA*4X37L21A* | *95MSU1002122A* | 23600 | 24600 | 17 | 12.5 | 8.1 | 2.4 | 60 | 45 | 212321118
CARRIER | GH7TAN424**AA* | CAP**3717AL* | 58SU*B080M21**20 | 23200 | 24200 | 16.5 | 12.5 | 8.1 | 2.34 | 60 | 45 | 212320790
CARRIER | 25TPA724A**30* | CAP**3717AL* | 58SU*B080M21**20 | 23200 | 24200 | 16.5 | 12.5 | 8.1 | 2.34 | 60 | 45 | 212320789
TEMPSTAR | T4H7T24*K*AAA* | EA*4X37L17A* | *80MSU0601716A* | 23200 | 24200 | 16.5 | 12.5 | 8.1 | 2.34 | 60 | 45 | 212320814
KENMORE | (C,H,T)4H7T24*K*AAA* | EA*4X37L17A* | *80MSU0601716A* | 23200 | 24200 | 16.5 | 12.5 | 8.1 | 2.34 | 60 | 45 | 212320811
KEEPRITE | C4H7T24*K*AAA* | EA*4X37L17A* | *80MSU0601716A* | 23200 | 24200 | 16.5 | 12.5 | 8.1 | 2.34 | 60 | 45 | 212320809
DAY & NIGHT | C4H7T24*K*AAA* | EA*4X37L17A* | *80MSU0601716A* | 23200 | 24200 | 16.5 | 12.5 | 8.1 | 2.34 | 60 | 45 | 212320807
COMFORTMAKER | C4H7T24*K*AAA* | EA*4X37L17A* | *80MSU0601716A* | 23200 | 24200 | 16.5 | 12.5 | 8.1 | 2.34 | 60 | 45 | 212320805
ARCOAIRE | H4H7T24*K*AAA* | EA*4X37L17A* | *80MSU0601716A* | 23200 | 24200 | 16.5 | 12.5 | 8.1 | 2.34 | 60 | 45 | 212320803
AIRQUEST | H4H7T24*K*AAA* | EA*4X37L17A* | *80MSU0601716A* | 23200 | 24200 | 16.5 | 12.5 | 8.1 | 2.34 | 60 | 45 | 212320801
HEIL | H4H7T24*K*AAA* | EA*4X37L17A* | *80MSU0601716A* | 23200 | 24200 | 16.5 | 12.5 | 8.1 | 2.34 | 60 | 45 | 212320798
BRYANT HEATING AND COOLING SYSTEMS | GH7TAN424**AA* | CAP**3721AL* | 935SB36040M17*** | 23000 | 24200 | 16.5 | 12 | 8.1 | 2.34 | 60 | 45 | 212320988
CARRIER | GH7TAN424**AA* | CAP**3721AL* | 59SU5B040M17**12 | 23000 | 24200 | 16.5 | 12 | 8.1 | 2.34 | 60 | 45 | 212320986
CARRIER | 25TPA724A**30* | CAP**3721AL* | 59SU5B040M17**12 | 23000 | 24200 | 16.5 | 12 | 8.1 | 2.34 | 60 | 45 | 212320985
ECOTEMP | W4H7T24*K*AAA* | WLA*374CA* | WFEU100C060B* | 22800 | 24000 | 16 | 12.5 | 8.1 | 2.34 | 60 | 45 | 212320984
GRANDAIRE | W4H7T24*K*AAA* | WLA*374CA* | WFEU100C060B* | 22800 | 24000 | 16 | 12.5 | 8.1 | 2.34 | 60 | 45 | 212320983
TEMPSTAR | T4H7T24*K*AAA* | EA*4X37L21A* | *80MSU1002120A* | 23200 | 24200 | 16.5 | 12 | 8.1 | 2.34 | 60 | 45 | 212320982
TEMPSTAR | N4H7T24*K*AAA* | EA*4X37L21A* | *80MSU1002120A* | 22800 | 24000 | 16 | 12.5 | 8.1 | 2.34 | 60 | 45 | 212320981
MARATHERM | N4H7T24*K*AAA* | EA*4X37L21A* | *80MSU1002120A* | 22800 | 24000 | 16 | 12.5 | 8.1 | 2.34 | 60 | 45 | 212320980
KENMORE | (C,H,T)4H7T24*K*AAA* | EA*4X37L21A* | *80MSU1002120A* | 23200 | 24200 | 16.5 | 12 | 8.1 | 2.34 | 60 | 45 | 212320979
KENMORE | N4H7T24*K*AAA* | EA*4X37L21A* | *80MSU1002120A* | 22800 | 24000 | 16 | 12.5 | 8.1 | 2.34 | 60 | 45 | 212320978
KEEPRITE | C4H7T24*K*AAA* | EA*4X37L21A* | *80MSU1002120A* | 23200 | 24200 | 16.5 | 12 | 8.1 | 2.34 | 60 | 45 | 212320977
KEEPRITE | N4H7T24*K*AAA* | EA*4X37L21A* | *80MSU1002120A* | 22800 | 24000 | 16 | 12.5 | 8.1 | 2.34 | 60 | 45 | 212320976
DAY & NIGHT | C4H7T24*K*AAA* | EA*4X37L21A* | *80MSU1002120A* | 23200 | 24200 | 16.5 | 12 | 8.1 | 2.34 | 60 | 45 | 212320975
DAY & NIGHT | N4H7T24*K*AAA* | EA*4X37L21A* | *80MSU1002120A* | 22800 | 24000 | 16 | 12.5 | 8.1 | 2.34 | 60 | 45 | 212320974
COMFORTMAKER | C4H7T24*K*AAA* | EA*4X37L21A* | *80MSU1002120A* | 23200 | 24200 | 16.5 | 12 | 8.1 | 2.34 | 60 | 45 | 212320973
COMFORTMAKER | N4H7T24*K*AAA* | EA*4X37L21A* | *80MSU1002120A* | 22800 | 24000 | 16 | 12.5 | 8.1 | 2.34 | 60 | 45 | 212320972
ARCOAIRE | H4H7T24*K*AAA* | EA*4X37L21A* | *80MSU1002120A* | 23200 | 24200 | 16.5 | 12 | 8.1 | 2.34 | 60 | 45 | 212320971
ARCOAIRE | N4H7T24*K*AAA* | EA*4X37L21A* | *80MSU1002120A* | 22800 | 24000 | 16 | 12.5 | 8.1 | 2.34 | 60 | 45 | 212320970
AIRQUEST | H4H7T24*K*AAA* | EA*4X37L21A* | *80MSU1002120A* | 23200 | 24200 | 16.5 | 12 | 8.1 | 2.34 | 60 | 45 | 212320969
AIRQUEST | N4H7T24*K*AAA* | EA*4X37L21A* | *80MSU1002120A* | 22800 | 24000 | 16 | 12.5 | 8.1 | 2.34 | 60 | 45 | 212320968
HEIL | H4H7T24*K*AAA* | EA*4X37L21A* | *80MSU1002120A* | 23200 | 24200 | 16.5 | 12 | 8.1 | 2.34 | 60 | 45 | 212320966
HEIL | N4H7T24*K*AAA* | EA*4X37L21A* | *80MSU1002120A* | 22800 | 24000 | 16 | 12.5 | 8.1 | 2.34 | 60 | 45 | 212320965
WEATHERMAKER | PH7TAN424**AA* | CAP**3721AL* | PG80MSUA60100C** | 22800 | 24000 | 16 | 12.5 | 8.1 | 2.34 | 60 | 45 | 212320964
BROCK | PH7TAN424**AA* | CAP**3721AL* | PG80MSUA60100C** | 22800 | 24000 | 16 | 12.5 | 8.1 | 2.34 | 60 | 45 | 212320963
PAYNE HEATING AND COOLING | PH7TAN424**AA* | CAP**3721AL* | PG80MSUA60100C** | 22800 | 24000 | 16 | 12.5 | 8.1 | 2.34 | 60 | 45 | 212320962
BRYANT HEATING AND COOLING SYSTEMS | PH7TAN424**AA* | CAP**3721AL* | 83*SB60100M21*** | 22800 | 24000 | 16 | 12.5 | 8.1 | 2.34 | 60 | 45 | 212320961
BRYANT HEATING AND COOLING SYSTEMS | GH7TAN424**AA* | CAP**3721AL* | 83*SB60100M21*** | 22800 | 24000 | 16 | 12.5 | 8.1 | 2.34 | 60 | 45 | 212320960
CARRIER | GH7TAN424**AA* | CAP**3721AL* | 58SU*B040M17**12 | 23200 | 24200 | 16.5 | 12 | 8.1 | 2.34 | 60 | 44 | 212320958
CARRIER | 25TPA724A**30* | CAP**3721AL* | 58SU*B040M17**12 | 23200 | 24200 | 16.5 | 12 | 8.1 | 2.34 | 60 | 44 | 212320957
ECOTEMP | W4H7T24*K*AAA* | WLA*374CA* | WFEU080C060B* | 22800 | 24000 | 16 | 12.5 | 8.1 | 2.34 | 60 | 44 | 212320956
GRANDAIRE | W4H7T24*K*AAA* | WLA*374CA* | WFEU080C060B* | 22800 | 24000 | 16 | 12.5 | 8.1 | 2.34 | 60 | 44 | 212320955
TEMPSTAR | T4H7T24*K*AAA* | EA*4X37L21A* | *80MSU0802120A* | 22800 | 24000 | 16 | 12.5 | 8.1 | 2.34 | 60 | 44 | 212320954
TEMPSTAR | N4H7T24*K*AAA* | EA*4X37L21A* | *80MSU0802120A* | 22800 | 24000 | 16 | 12.5 | 8.1 | 2.34 | 60 | 44 | 212320953
MARATHERM | N4H7T24*K*AAA* | EA*4X37L21A* | *80MSU0802120A* | 22800 | 24000 | 16 | 12.5 | 8.1 | 2.34 | 60 | 44 | 212320952
KENMORE | (C,H,T)4H7T24*K*AAA* | EA*4X37L21A* | *80MSU0802120A* | 22800 | 24000 | 16 | 12.5 | 8.1 | 2.34 | 60 | 44 | 212320951
KENMORE | N4H7T24*K*AAA* | EA*4X37L21A* | *80MSU0802120A* | 22800 | 24000 | 16 | 12.5 | 8.1 | 2.34 | 60 | 44 | 212320950
KEEPRITE | C4H7T24*K*AAA* | EA*4X37L21A* | *80MSU0802120A* | 22800 | 24000 | 16 | 12.5 | 8.1 | 2.34 | 60 | 44 | 212320949
KEEPRITE | N4H7T24*K*AAA* | EA*4X37L21A* | *80MSU0802120A* | 22800 | 24000 | 16 | 12.5 | 8.1 | 2.34 | 60 | 44 | 212320948
DAY & NIGHT | C4H7T24*K*AAA* | EA*4X37L21A* | *80MSU0802120A* | 22800 | 24000 | 16 | 12.5 | 8.1 | 2.34 | 60 | 44 | 212320947
DAY & NIGHT | N4H7T24*K*AAA* | EA*4X37L21A* | *80MSU0802120A* | 22800 | 24000 | 16 | 12.5 | 8.1 | 2.34 | 60 | 44 | 212320946
COMFORTMAKER | C4H7T24*K*AAA* | EA*4X37L21A* | *80MSU0802120A* | 22800 | 24000 | 16 | 12.5 | 8.1 | 2.34 | 60 | 44 | 212320945
COMFORTMAKER | N4H7T24*K*AAA* | EA*4X37L21A* | *80MSU0802120A* | 22800 | 24000 | 16 | 12.5 | 8.1 | 2.34 | 60 | 44 | 212320944
ARCOAIRE | H4H7T24*K*AAA* | EA*4X37L21A* | *80MSU0802120A* | 22800 | 24000 | 16 | 12.5 | 8.1 | 2.34 | 60 | 44 | 212320943
ARCOAIRE | N4H7T24*K*AAA* | EA*4X37L21A* | *80MSU0802120A* | 22800 | 24000 | 16 | 12.5 | 8.1 | 2.34 | 60 | 44 | 212320942
AIRQUEST | H4H7T24*K*AAA* | EA*4X37L21A* | *80MSU0802120A* | 22800 | 24000 | 16 | 12.5 | 8.1 | 2.34 | 60 | 44 | 212320941
AIRQUEST | N4H7T24*K*AAA* | EA*4X37L21A* | *80MSU0802120A* | 22800 | 24000 | 16 | 12.5 | 8.1 | 2.34 | 60 | 44 | 212320940
HEIL | H4H7T24*K*AAA* | EA*4X37L21A* | *80MSU0802120A* | 22800 | 24000 | 16 | 12.5 | 8.1 | 2.34 | 60 | 44 | 212320938
HEIL | N4H7T24*K*AAA* | EA*4X37L21A* | *80MSU0802120A* | 22800 | 24000 | 16 | 12.5 | 8.1 | 2.34 | 60 | 44 | 212320937
WEATHERMAKER | PH7TAN424**AA* | CAP**3721AL* | PG80MSUA60080C** | 22800 | 24000 | 16 | 12.5 | 8.1 | 2.34 | 60 | 44 | 212320936
BROCK | PH7TAN424**AA* | CAP**3721AL* | PG80MSUA60080C** | 22800 | 24000 | 16 | 12.5 | 8.1 | 2.34 | 60 | 44 | 212320935
PAYNE HEATING AND COOLING | PH7TAN424**AA* | CAP**3721AL* | PG80MSUA60080C** | 22800 | 24000 | 16 | 12.5 | 8.1 | 2.34 | 60 | 44 | 212320934
BRYANT HEATING AND COOLING SYSTEMS | PH7TAN424**AA* | CAP**3721AL* | 83*SB60080M21*** | 22800 | 24000 | 16 | 12.5 | 8.1 | 2.34 | 60 | 44 | 212320933
BRYANT HEATING AND COOLING SYSTEMS | GH7TAN424**AA* | CAP**3721AL* | 83*SB60080M21*** | 22800 | 24000 | 16 | 12.5 | 8.1 | 2.34 | 60 | 44 | 212320932
CARRIER | GH7TAN424**AA* | CAP**3721AL* | 58SU*B100M21**20 | 22800 | 24000 | 16 | 12.5 | 8.1 | 2.34 | 60 | 45 | 212320930
CARRIER | 25TPA724A**30* | CAP**3721AL* | 58SU*B100M21**20 | 22800 | 24000 | 16 | 12.5 | 8.1 | 2.34 | 60 | 45 | 212320929
ECOTEMP | W4H7T24*K*AAA* | WLA*374CA* | WFEU060B048B* | 23000 | 24000 | 16.5 | 12.5 | 8.1 | 2.34 | 60 | 44 | 212320928
GRANDAIRE | W4H7T24*K*AAA* | WLA*374CA* | WFEU060B048B* | 23000 | 24000 | 16.5 | 12.5 | 8.1 | 2.34 | 60 | 44 | 212320927
TEMPSTAR | T4H7T24*K*AAA* | EA*4X37L21A* | *80MSU0601716A* | 22800 | 24000 | 16 | 12.5 | 8.1 | 2.34 | 60 | 44 | 212320926
TEMPSTAR | N4H7T24*K*AAA* | EA*4X37L21A* | *80MSU0601716A* | 23000 | 24000 | 16.5 | 12.5 | 8.1 | 2.34 | 60 | 44 | 212320925
MARATHERM | N4H7T24*K*AAA* | EA*4X37L21A* | *80MSU0601716A* | 23000 | 24000 | 16.5 | 12.5 | 8.1 | 2.34 | 60 | 44 | 212320924
KENMORE | (C,H,T)4H7T24*K*AAA* | EA*4X37L21A* | *80MSU0601716A* | 22800 | 24000 | 16 | 12.5 | 8.1 | 2.34 | 60 | 44 | 212320923
KENMORE | N4H7T24*K*AAA* | EA*4X37L21A* | *80MSU0601716A* | 23000 | 24000 | 16.5 | 12.5 | 8.1 | 2.34 | 60 | 44 | 212320922
KEEPRITE | C4H7T24*K*AAA* | EA*4X37L21A* | *80MSU0601716A* | 22800 | 24000 | 16 | 12.5 | 8.1 | 2.34 | 60 | 44 | 212320921
KEEPRITE | N4H7T24*K*AAA* | EA*4X37L21A* | *80MSU0601716A* | 23000 | 24000 | 16.5 | 12.5 | 8.1 | 2.34 | 60 | 44 | 212320920
DAY & NIGHT | C4H7T24*K*AAA* | EA*4X37L21A* | *80MSU0601716A* | 22800 | 24000 | 16 | 12.5 | 8.1 | 2.34 | 60 | 44 | 212320919
DAY & NIGHT | N4H7T24*K*AAA* | EA*4X37L21A* | *80MSU0601716A* | 23000 | 24000 | 16.5 | 12.5 | 8.1 | 2.34 | 60 | 44 | 212320918
COMFORTMAKER | C4H7T24*K*AAA* | EA*4X37L21A* | *80MSU0601716A* | 22800 | 24000 | 16 | 12.5 | 8.1 | 2.34 | 60 | 44 | 212320917
COMFORTMAKER | N4H7T24*K*AAA* | EA*4X37L21A* | *80MSU0601716A* | 23000 | 24000 | 16.5 | 12.5 | 8.1 | 2.34 | 60 | 44 | 212320916
ARCOAIRE | H4H7T24*K*AAA* | EA*4X37L21A* | *80MSU0601716A* | 22800 | 24000 | 16 | 12.5 | 8.1 | 2.34 | 60 | 44 | 212320915
ARCOAIRE | N4H7T24*K*AAA* | EA*4X37L21A* | *80MSU0601716A* | 23000 | 24000 | 16.5 | 12.5 | 8.1 | 2.34 | 60 | 44 | 212320914
AIRQUEST | H4H7T24*K*AAA* | EA*4X37L21A* | *80MSU0601716A* | 22800 | 24000 | 16 | 12.5 | 8.1 | 2.34 | 60 | 44 | 212320913
AIRQUEST | N4H7T24*K*AAA* | EA*4X37L21A* | *80MSU0601716A* | 23000 | 24000 | 16.5 | 12.5 | 8.1 | 2.34 | 60 | 44 | 212320912
HEIL | H4H7T24*K*AAA* | EA*4X37L21A* | *80MSU0601716A* | 22800 | 24000 | 16 | 12.5 | 8.1 | 2.34 | 60 | 44 | 212320910
HEIL | N4H7T24*K*AAA* | EA*4X37L21A* | *80MSU0601716A* | 23000 | 24000 | 16.5 | 12.5 | 8.1 | 2.34 | 60 | 44 | 212320909
WEATHERMAKER | PH7TAN424**AA* | CAP**3721AL* | PG80MSUA48060B** | 23000 | 24000 | 16.5 | 12.5 | 8.1 | 2.34 | 60 | 44 | 212320908
BROCK | PH7TAN424**AA* | CAP**3721AL* | PG80MSUA48060B** | 23000 | 24000 | 16.5 | 12.5 | 8.1 | 2.34 | 60 | 44 | 212320907
PAYNE HEATING AND COOLING | PH7TAN424**AA* | CAP**3721AL* | PG80MSUA48060B** | 23000 | 24000 | 16.5 | 12.5 | 8.1 | 2.34 | 60 | 44 | 212320906
BRYANT HEATING AND COOLING SYSTEMS | PH7TAN424**AA* | CAP**3721AL* | 83*SB48060M17*** | 23000 | 24000 | 16.5 | 12.5 | 8.1 | 2.34 | 60 | 44 | 212320905
BRYANT HEATING AND COOLING SYSTEMS | GH7TAN424**AA* | CAP**3721AL* | 83*SB48060M17*** | 23000 | 24000 | 16.5 | 12.5 | 8.1 | 2.34 | 60 | 44 | 212320904
CARRIER | GH7TAN424**AA* | CAP**3721AL* | 58SU*B080M21**20 | 22800 | 24000 | 16 | 12.5 | 8.1 | 2.34 | 60 | 44 | 212320902
CARRIER | 25TPA724A**30* | CAP**3721AL* | 58SU*B080M21**20 | 22800 | 24000 | 16 | 12.5 | 8.1 | 2.34 | 60 | 44 | 212320901
ECOTEMP | W4H7T24*K*AAA* | WLA*374CA* | WFEU040B036B* | 23200 | 24200 | 16.5 | 12 | 8.1 | 2.34 | 60 | 44 | 212320900
GRANDAIRE | W4H7T24*K*AAA* | WLA*374CA* | WFEU040B036B* | 23200 | 24200 | 16.5 | 12 | 8.1 | 2.34 | 60 | 44 | 212320899
TEMPSTAR | T4H7T24*K*AAA* | EA*4X37L21A* | *80MSU0401712A* | 23000 | 24000 | 16.5 | 12.5 | 8.1 | 2.34 | 60 | 45 | 212320898
TEMPSTAR | N4H7T24*K*AAA* | EA*4X37L21A* | *80MSU0401712A* | 23200 | 24200 | 16.5 | 12 | 8.1 | 2.34 | 60 | 44 | 212320897
MARATHERM | N4H7T24*K*AAA* | EA*4X37L21A* | *80MSU0401712A* | 23200 | 24200 | 16.5 | 12 | 8.1 | 2.34 | 60 | 44 | 212320896
KENMORE | (C,H,T)4H7T24*K*AAA* | EA*4X37L21A* | *80MSU0401712A* | 23000 | 24000 | 16.5 | 12.5 | 8.1 | 2.34 | 60 | 45 | 212320895
KENMORE | N4H7T24*K*AAA* | EA*4X37L21A* | *80MSU0401712A* | 23200 | 24200 | 16.5 | 12 | 8.1 | 2.34 | 60 | 44 | 212320894
KEEPRITE | C4H7T24*K*AAA* | EA*4X37L21A* | *80MSU0401712A* | 23000 | 24000 | 16.5 | 12.5 | 8.1 | 2.34 | 60 | 45 | 212320893
KEEPRITE | N4H7T24*K*AAA* | EA*4X37L21A* | *80MSU0401712A* | 23200 | 24200 | 16.5 | 12 | 8.1 | 2.34 | 60 | 44 | 212320892
DAY & NIGHT | C4H7T24*K*AAA* | EA*4X37L21A* | *80MSU0401712A* | 23000 | 24000 | 16.5 | 12.5 | 8.1 | 2.34 | 60 | 45 | 212320891
DAY & NIGHT | N4H7T24*K*AAA* | EA*4X37L21A* | *80MSU0401712A* | 23200 | 24200 | 16.5 | 12 | 8.1 | 2.34 | 60 | 44 | 212320890
COMFORTMAKER | C4H7T24*K*AAA* | EA*4X37L21A* | *80MSU0401712A* | 23000 | 24000 | 16.5 | 12.5 | 8.1 | 2.34 | 60 | 45 | 212320889
COMFORTMAKER | N4H7T24*K*AAA* | EA*4X37L21A* | *80MSU0401712A* | 23200 | 24200 | 16.5 | 12 | 8.1 | 2.34 | 60 | 44 | 212320888
ARCOAIRE | H4H7T24*K*AAA* | EA*4X37L21A* | *80MSU0401712A* | 23000 | 24000 | 16.5 | 12.5 | 8.1 | 2.34 | 60 | 45 | 212320887
ARCOAIRE | N4H7T24*K*AAA* | EA*4X37L21A* | *80MSU0401712A* | 23200 | 24200 | 16.5 | 12 | 8.1 | 2.34 | 60 | 44 | 212320886
AIRQUEST | H4H7T24*K*AAA* | EA*4X37L21A* | *80MSU0401712A* | 23000 | 24000 | 16.5 | 12.5 | 8.1 | 2.34 | 60 | 45 | 212320885
AIRQUEST | N4H7T24*K*AAA* | EA*4X37L21A* | *80MSU0401712A* | 23200 | 24200 | 16.5 | 12 | 8.1 | 2.34 | 60 | 44 | 212320884
HEIL | H4H7T24*K*AAA* | EA*4X37L21A* | *80MSU0401712A* | 23000 | 24000 | 16.5 | 12.5 | 8.1 | 2.34 | 60 | 45 | 212320882
HEIL | N4H7T24*K*AAA* | EA*4X37L21A* | *80MSU0401712A* | 23200 | 24200 | 16.5 | 12 | 8.1 | 2.34 | 60 | 44 | 212320881
WEATHERMAKER | PH7TAN424**AA* | CAP**3721AL* | PG80MSUA36040B** | 23200 | 24200 | 16.5 | 12 | 8.1 | 2.34 | 60 | 44 | 212320880
BROCK | PH7TAN424**AA* | CAP**3721AL* | PG80MSUA36040B** | 23200 | 24200 | 16.5 | 12 | 8.1 | 2.34 | 60 | 44 | 212320879
PAYNE HEATING AND COOLING | PH7TAN424**AA* | CAP**3721AL* | PG80MSUA36040B** | 23200 | 24200 | 16.5 | 12 | 8.1 | 2.34 | 60 | 44 | 212320878
BRYANT HEATING AND COOLING SYSTEMS | PH7TAN424**AA* | CAP**3721AL* | 83*SB36040M17*** | 23200 | 24200 | 16.5 | 12 | 8.1 | 2.34 | 60 | 44 | 212320877
BRYANT HEATING AND COOLING SYSTEMS | GH7TAN424**AA* | CAP**3721AL* | 83*SB36040M17*** | 23200 | 24200 | 16.5 | 12 | 8.1 | 2.34 | 60 | 44 | 212320876
CARRIER | 25TPA724A**30* | CAP**3721AL* | 58SU*B060M17**16 | 23000 | 24000 | 16.5 | 12.5 | 8.1 | 2.34 | 60 | 44 | 212320873
ECOTEMP | W4H7T24*K*AAA* | WLA*374CA* | WFSU060B048B* | 23000 | 24000 | 16 | 12 | 8.1 | 2.34 | 60 | 45 | 212321040
GRANDAIRE | W4H7T24*K*AAA* | WLA*374CA* | WFSU060B048B* | 23000 | 24000 | 16 | 12 | 8.1 | 2.34 | 60 | 45 | 212321039
TEMPSTAR | T4H7T24*K*AAA* | EA*4X37L21A* | *95MSU0601716A* | 23000 | 24000 | 16 | 12 | 8.1 | 2.34 | 60 | 45 | 212321038
TEMPSTAR | N4H7T24*K*AAA* | EA*4X37L21A* | *95MSU0601716A* | 23000 | 24000 | 16 | 12 | 8.1 | 2.34 | 60 | 45 | 212321037
MARATHERM | N4H7T24*K*AAA* | EA*4X37L21A* | *95MSU0601716A* | 23000 | 24000 | 16 | 12 | 8.1 | 2.34 | 60 | 45 | 212321036
KENMORE | (C,H,T)4H7T24*K*AAA* | EA*4X37L21A* | *95MSU0601716A* | 23000 | 24000 | 16 | 12 | 8.1 | 2.34 | 60 | 45 | 212321035
KENMORE | N4H7T24*K*AAA* | EA*4X37L21A* | *95MSU0601716A* | 23000 | 24000 | 16 | 12 | 8.1 | 2.34 | 60 | 45 | 212321034
KEEPRITE | C4H7T24*K*AAA* | EA*4X37L21A* | *95MSU0601716A* | 23000 | 24000 | 16 | 12 | 8.1 | 2.34 | 60 | 45 | 212321033
KEEPRITE | N4H7T24*K*AAA* | EA*4X37L21A* | *95MSU0601716A* | 23000 | 24000 | 16 | 12 | 8.1 | 2.34 | 60 | 45 | 212321032
DAY & NIGHT | C4H7T24*K*AAA* | EA*4X37L21A* | *95MSU0601716A* | 23000 | 24000 | 16 | 12 | 8.1 | 2.34 | 60 | 45 | 212321031
DAY & NIGHT | N4H7T24*K*AAA* | EA*4X37L21A* | *95MSU0601716A* | 23000 | 24000 | 16 | 12 | 8.1 | 2.34 | 60 | 45 | 212321030
COMFORTMAKER | C4H7T24*K*AAA* | EA*4X37L21A* | *95MSU0601716A* | 23000 | 24000 | 16 | 12 | 8.1 | 2.34 | 60 | 45 | 212321029
COMFORTMAKER | N4H7T24*K*AAA* | EA*4X37L21A* | *95MSU0601716A* | 23000 | 24000 | 16 | 12 | 8.1 | 2.34 | 60 | 45 | 212321028
ARCOAIRE | H4H7T24*K*AAA* | EA*4X37L21A* | *95MSU0601716A* | 23000 | 24000 | 16 | 12 | 8.1 | 2.34 | 60 | 45 | 212321027
ARCOAIRE | N4H7T24*K*AAA* | EA*4X37L21A* | *95MSU0601716A* | 23000 | 24000 | 16 | 12 | 8.1 | 2.34 | 60 | 45 | 212321026
AIRQUEST | H4H7T24*K*AAA* | EA*4X37L21A* | *95MSU0601716A* | 23000 | 24000 | 16 | 12 | 8.1 | 2.34 | 60 | 45 | 212321025
AIRQUEST | N4H7T24*K*AAA* | EA*4X37L21A* | *95MSU0601716A* | 23000 | 24000 | 16 | 12 | 8.1 | 2.34 | 60 | 45 | 212321024
HEIL | H4H7T24*K*AAA* | EA*4X37L21A* | *95MSU0601716A* | 23000 | 24000 | 16 | 12 | 8.1 | 2.34 | 60 | 45 | 212321022
HEIL | N4H7T24*K*AAA* | EA*4X37L21A* | *95MSU0601716A* | 23000 | 24000 | 16 | 12 | 8.1 | 2.34 | 60 | 45 | 212321021
WEATHERMAKER | PH7TAN424**AA* | CAP**3721AL* | PG95MSUA48060B** | 23000 | 24000 | 16 | 12 | 8.1 | 2.34 | 60 | 45 | 212321020
BROCK | PH7TAN424**AA* | CAP**3721AL* | PG95MSUA48060B** | 23000 | 24000 | 16 | 12 | 8.1 | 2.34 | 60 | 45 | 212321019
PAYNE HEATING AND COOLING | PH7TAN424**AA* | CAP**3721AL* | PG95MSUA48060B** | 23000 | 24000 | 16 | 12 | 8.1 | 2.34 | 60 | 45 | 212321018
BRYANT HEATING AND COOLING SYSTEMS | PH7TAN424**AA* | CAP**3721AL* | 935SB48060M17*** | 23000 | 24000 | 16 | 12 | 8.1 | 2.34 | 60 | 45 | 212321017
BRYANT HEATING AND COOLING SYSTEMS | GH7TAN424**AA* | CAP**3721AL* | 935SB48060M17*** | 23000 | 24000 | 16 | 12 | 8.1 | 2.34 | 60 | 45 | 212321016
CARRIER | GH7TAN424**AA* | CAP**3721AL* | 59SU5B060M17**16 | 23000 | 24000 | 16 | 12 | 8.1 | 2.34 | 60 | 45 | 212321014
CARRIER | 25TPA724A**30* | CAP**3721AL* | 59SU5B060M17**16 | 23000 | 24000 | 16 | 12 | 8.1 | 2.34 | 60 | 45 | 212321013
ECOTEMP | W4H7T24*K*AAA* | WLA*374CA* | WFSU040B036B* | 23000 | 24200 | 16.5 | 12 | 8.1 | 2.34 | 60 | 45 | 212321012
GRANDAIRE | W4H7T24*K*AAA* | WLA*374CA* | WFSU040B036B* | 23000 | 24200 | 16.5 | 12 | 8.1 | 2.34 | 60 | 45 | 212321011
TEMPSTAR | T4H7T24*K*AAA* | EA*4X37L21A* | *95MSU0401712A* | 23000 | 24200 | 16.5 | 12 | 8.1 | 2.34 | 60 | 45 | 212321010
TEMPSTAR | N4H7T24*K*AAA* | EA*4X37L21A* | *95MSU0401712A* | 23000 | 24200 | 16.5 | 12 | 8.1 | 2.34 | 60 | 45 | 212321009
MARATHERM | N4H7T24*K*AAA* | EA*4X37L21A* | *95MSU0401712A* | 23000 | 24200 | 16.5 | 12 | 8.1 | 2.34 | 60 | 45 | 212321008
KENMORE | (C,H,T)4H7T24*K*AAA* | EA*4X37L21A* | *95MSU0401712A* | 23000 | 24200 | 16.5 | 12 | 8.1 | 2.34 | 60 | 45 | 212321007
KENMORE | N4H7T24*K*AAA* | EA*4X37L21A* | *95MSU0401712A* | 23000 | 24200 | 16.5 | 12 | 8.1 | 2.34 | 60 | 45 | 212321006
KEEPRITE | C4H7T24*K*AAA* | EA*4X37L21A* | *95MSU0401712A* | 23000 | 24200 | 16.5 | 12 | 8.1 | 2.34 | 60 | 45 | 212321005
KEEPRITE | N4H7T24*K*AAA* | EA*4X37L21A* | *95MSU0401712A* | 23000 | 24200 | 16.5 | 12 | 8.1 | 2.34 | 60 | 45 | 212321004
DAY & NIGHT | C4H7T24*K*AAA* | EA*4X37L21A* | *95MSU0401712A* | 23000 | 24200 | 16.5 | 12 | 8.1 | 2.34 | 60 | 45 | 212321003
DAY & NIGHT | N4H7T24*K*AAA* | EA*4X37L21A* | *95MSU0401712A* | 23000 | 24200 | 16.5 | 12 | 8.1 | 2.34 | 60 | 45 | 212321002
COMFORTMAKER | C4H7T24*K*AAA* | EA*4X37L21A* | *95MSU0401712A* | 23000 | 24200 | 16.5 | 12 | 8.1 | 2.34 | 60 | 45 | 212321001
COMFORTMAKER | N4H7T24*K*AAA* | EA*4X37L21A* | *95MSU0401712A* | 23000 | 24200 | 16.5 | 12 | 8.1 | 2.34 | 60 | 45 | 212321000
ARCOAIRE | H4H7T24*K*AAA* | EA*4X37L21A* | *95MSU0401712A* | 23000 | 24200 | 16.5 | 12 | 8.1 | 2.34 | 60 | 45 | 212320999
ARCOAIRE | N4H7T24*K*AAA* | EA*4X37L21A* | *95MSU0401712A* | 23000 | 24200 | 16.5 | 12 | 8.1 | 2.34 | 60 | 45 | 212320998
AIRQUEST | H4H7T24*K*AAA* | EA*4X37L21A* | *95MSU0401712A* | 23000 | 24200 | 16.5 | 12 | 8.1 | 2.34 | 60 | 45 | 212320997
AIRQUEST | N4H7T24*K*AAA* | EA*4X37L21A* | *95MSU0401712A* | 23000 | 24200 | 16.5 | 12 | 8.1 | 2.34 | 60 | 45 | 212320996
HEIL | H4H7T24*K*AAA* | EA*4X37L21A* | *95MSU0401712A* | 23000 | 24200 | 16.5 | 12 | 8.1 | 2.34 | 60 | 45 | 212320994
HEIL | N4H7T24*K*AAA* | EA*4X37L21A* | *95MSU0401712A* | 23000 | 24200 | 16.5 | 12 | 8.1 | 2.34 | 60 | 45 | 212320993
WEATHERMAKER | PH7TAN424**AA* | CAP**3721AL* | PG95MSUA36040B** | 23000 | 24200 | 16.5 | 12 | 8.1 | 2.34 | 60 | 45 | 212320992
BROCK | PH7TAN424**AA* | CAP**3721AL* | PG95MSUA36040B** | 23000 | 24200 | 16.5 | 12 | 8.1 | 2.34 | 60 | 45 | 212320991
PAYNE HEATING AND COOLING | PH7TAN424**AA* | CAP**3721AL* | PG95MSUA36040B** | 23000 | 24200 | 16.5 | 12 | 8.1 | 2.34 | 60 | 45 | 212320990
BRYANT HEATING AND COOLING SYSTEMS | PH7TAN424**AA* | CAP**3721AL* | 935SB36040M17*** | 23000 | 24200 | 16.5 | 12 | 8.1 | 2.34 | 60 | 45 | 212320989
MARATHERM | N4H7T24*K*AAA* | EA*4X37L21A* | *95MSU1002122A* | 23600 | 24600 | 17 | 12.5 | 8.1 | 2.4 | 60 | 45 | 212321117
KENMORE | N4H7T24*K*AAA* | EA*4X37L21A* | *95MSU1002122A* | 23600 | 24600 | 17 | 12.5 | 8.1 | 2.4 | 60 | 45 | 212321115
KEEPRITE | C4H7T24*K*AAA* | EA*4X37L21A* | *95MSU1002122A* | 23600 | 24600 | 17 | 12.5 | 8.1 | 2.4 | 60 | 45 | 212321114
KEEPRITE | N4H7T24*K*AAA* | EA*4X37L21A* | *95MSU1002122A* | 23600 | 24600 | 17 | 12.5 | 8.1 | 2.4 | 60 | 45 | 212321113
DAY & NIGHT | C4H7T24*K*AAA* | EA*4X37L21A* | *95MSU1002122A* | 23600 | 24600 | 17 | 12.5 | 8.1 | 2.4 | 60 | 45 | 212321112
DAY & NIGHT | N4H7T24*K*AAA* | EA*4X37L21A* | *95MSU1002122A* | 23600 | 24600 | 17 | 12.5 | 8.1 | 2.4 | 60 | 45 | 212321111
COMFORTMAKER | C4H7T24*K*AAA* | EA*4X37L21A* | *95MSU1002122A* | 23600 | 24600 | 17 | 12.5 | 8.1 | 2.4 | 60 | 45 | 212321110
COMFORTMAKER | N4H7T24*K*AAA* | EA*4X37L21A* | *95MSU1002122A* | 23600 | 24600 | 17 | 12.5 | 8.1 | 2.4 | 60 | 45 | 212321109
ARCOAIRE | H4H7T24*K*AAA* | EA*4X37L21A* | *95MSU1002122A* | 23600 | 24600 | 17 | 12.5 | 8.1 | 2.4 | 60 | 45 | 212321108
ARCOAIRE | N4H7T24*K*AAA* | EA*4X37L21A* | *95MSU1002122A* | 23600 | 24600 | 17 | 12.5 | 8.1 | 2.4 | 60 | 45 | 212321107
AIRQUEST | H4H7T24*K*AAA* | EA*4X37L21A* | *95MSU1002122A* | 23600 | 24600 | 17 | 12.5 | 8.1 | 2.4 | 60 | 45 | 212321106
AIRQUEST | N4H7T24*K*AAA* | EA*4X37L21A* | *95MSU1002122A* | 23600 | 24600 | 17 | 12.5 | 8.1 | 2.4 | 60 | 45 | 212321105
HEIL | H4H7T24*K*AAA* | EA*4X37L21A* | *95MSU1002122A* | 23600 | 24600 | 17 | 12.5 | 8.1 | 2.4 | 60 | 45 | 212321103
HEIL | N4H7T24*K*AAA* | EA*4X37L21A* | *95MSU1002122A* | 23600 | 24600 | 17 | 12.5 | 8.1 | 2.4 | 60 | 45 | 212321102
BRYANT HEATING AND COOLING SYSTEMS | PH7TAN424**AA* | CAP**3721AL* | 935SB66100M21*** | 23600 | 24600 | 17 | 12.5 | 8.1 | 2.4 | 60 | 45 | 212321101
BRYANT HEATING AND COOLING SYSTEMS | GH7TAN424**AA* | CAP**3721AL* | 935SB66100M21*** | 23600 | 24600 | 17 | 12.5 | 8.1 | 2.4 | 60 | 45 | 212321100
CARRIER | GH7TAN424**AA* | CAP**3721AL* | 59SU5B100M21**22 | 23600 | 24600 | 17 | 12.5 | 8.1 | 2.4 | 60 | 45 | 212321098
CARRIER | 25TPA724A**30* | CAP**3721AL* | 59SU5B100M21**22 | 23600 | 24600 | 17 | 12.5 | 8.1 | 2.4 | 60 | 45 | 212321097
ECOTEMP | W4H7T24*K*AAA* | WLA*374CA* | WFSU100C060B* | 23200 | 24200 | 16.5 | 12.5 | 8.1 | 2.36 | 60 | 45 | 212321096
GRANDAIRE | W4H7T24*K*AAA* | WLA*374CA* | WFSU100C060B* | 23200 | 24200 | 16.5 | 12.5 | 8.1 | 2.36 | 60 | 45 | 212321095
TEMPSTAR | T4H7T24*K*AAA* | EA*4X37L21A* | *95MSU1002120A* | 23200 | 24200 | 16.5 | 12.5 | 8.1 | 2.36 | 60 | 45 | 212321094
TEMPSTAR | N4H7T24*K*AAA* | EA*4X37L21A* | *95MSU1002120A* | 23200 | 24200 | 16.5 | 12.5 | 8.1 | 2.36 | 60 | 45 | 212321093
MARATHERM | N4H7T24*K*AAA* | EA*4X37L21A* | *95MSU1002120A* | 23200 | 24200 | 16.5 | 12.5 | 8.1 | 2.36 | 60 | 45 | 212321092
KENMORE | (C,H,T)4H7T24*K*AAA* | EA*4X37L21A* | *95MSU1002120A* | 23200 | 24200 | 16.5 | 12.5 | 8.1 | 2.36 | 60 | 45 | 212321091
KENMORE | N4H7T24*K*AAA* | EA*4X37L21A* | *95MSU1002120A* | 23200 | 24200 | 16.5 | 12.5 | 8.1 | 2.36 | 60 | 45 | 212321090
KEEPRITE | C4H7T24*K*AAA* | EA*4X37L21A* | *95MSU1002120A* | 23200 | 24200 | 16.5 | 12.5 | 8.1 | 2.36 | 60 | 45 | 212321089
KEEPRITE | N4H7T24*K*AAA* | EA*4X37L21A* | *95MSU1002120A* | 23200 | 24200 | 16.5 | 12.5 | 8.1 | 2.36 | 60 | 45 | 212321088
DAY & NIGHT | C4H7T24*K*AAA* | EA*4X37L21A* | *95MSU1002120A* | 23200 | 24200 | 16.5 | 12.5 | 8.1 | 2.36 | 60 | 45 | 212321087
DAY & NIGHT | N4H7T24*K*AAA* | EA*4X37L21A* | *95MSU1002120A* | 23200 | 24200 | 16.5 | 12.5 | 8.1 | 2.36 | 60 | 45 | 212321086
COMFORTMAKER | C4H7T24*K*AAA* | EA*4X37L21A* | *95MSU1002120A* | 23200 | 24200 | 16.5 | 12.5 | 8.1 | 2.36 | 60 | 45 | 212321085
COMFORTMAKER | N4H7T24*K*AAA* | EA*4X37L21A* | *95MSU1002120A* | 23200 | 24200 | 16.5 | 12.5 | 8.1 | 2.36 | 60 | 45 | 212321084
ARCOAIRE | H4H7T24*K*AAA* | EA*4X37L21A* | *95MSU1002120A* | 23200 | 24200 | 16.5 | 12.5 | 8.1 | 2.36 | 60 | 45 | 212321083
ARCOAIRE | N4H7T24*K*AAA* | EA*4X37L21A* | *95MSU1002120A* | 23200 | 24200 | 16.5 | 12.5 | 8.1 | 2.36 | 60 | 45 | 212321082
AIRQUEST | H4H7T24*K*AAA* | EA*4X37L21A* | *95MSU1002120A* | 23200 | 24200 | 16.5 | 12.5 | 8.1 | 2.36 | 60 | 45 | 212321081
AIRQUEST | N4H7T24*K*AAA* | EA*4X37L21A* | *95MSU1002120A* | 23200 | 24200 | 16.5 | 12.5 | 8.1 | 2.36 | 60 | 45 | 212321080
HEIL | H4H7T24*K*AAA* | EA*4X37L21A* | *95MSU1002120A* | 23200 | 24200 | 16.5 | 12.5 | 8.1 | 2.36 | 60 | 45 | 212321078
HEIL | N4H7T24*K*AAA* | EA*4X37L21A* | *95MSU1002120A* | 23200 | 24200 | 16.5 | 12.5 | 8.1 | 2.36 | 60 | 45 | 212321077
WEATHERMAKER | PH7TAN424**AA* | CAP**3721AL* | PG95MSUA60100C** | 23200 | 24200 | 16.5 | 12.5 | 8.1 | 2.36 | 60 | 45 | 212321076
BROCK | PH7TAN424**AA* | CAP**3721AL* | PG95MSUA60100C** | 23200 | 24200 | 16.5 | 12.5 | 8.1 | 2.36 | 60 | 45 | 212321075
PAYNE HEATING AND COOLING | PH7TAN424**AA* | CAP**3721AL* | PG95MSUA60100C** | 23200 | 24200 | 16.5 | 12.5 | 8.1 | 2.36 | 60 | 45 | 212321074
BRYANT HEATING AND COOLING SYSTEMS | PH7TAN424**AA* | CAP**3721AL* | 935SB60100M21*** | 23200 | 24200 | 16.5 | 12.5 | 8.1 | 2.36 | 60 | 45 | 212321073
BRYANT HEATING AND COOLING SYSTEMS | GH7TAN424**AA* | CAP**3721AL* | 935SB60100M21*** | 23200 | 24200 | 16.5 | 12.5 | 8.1 | 2.36 | 60 | 45 | 212321072
CARRIER | GH7TAN424**AA* | CAP**3721AL* | 59SU5B100M21**20 | 23200 | 24200 | 16.5 | 12.5 | 8.1 | 2.36 | 60 | 45 | 212321070
CARRIER | 25TPA724A**30* | CAP**3721AL* | 59SU5B100M21**20 | 23200 | 24200 | 16.5 | 12.5 | 8.1 | 2.36 | 60 | 45 | 212321069
5 SERIES GEO-READY | NDGR038*1 | NGV/NGH038*1*(1,2) |  | 36800 | 35000 | 16 | 12.6 | 8.9 | 2.07 | 62 | 47 | 208101994
5 SERIES GEO-READY | NDGR049*1 | NGV/NGH049*1*(1,2) |  | 47000 | 48000 | 15.5 | 12.3 | 8.6 | 2.85 | 65 | 49 | 208101993
AC PRO | FSH1BG4CVRX24KP | B6VMAX24K-B(*) |  | 22800 | 22000 | 18.8 | 12.3 | 8.5 | 1.75 | 65 | 52 | 212361369
AC PRO | FSH3BF4M2SX36K | B64VMMX48K-C |  | 36000 | 34000 | 15.2 | 11.7 | 8.1 | 1.75 | 65 |  | 210586558
AC PRO | FSH3BF4M2SX24K | B64VMMX36K-B |  | 24000 | 22000 | 15.2 | 11.7 | 8.1 | 1.75 | 64 |  | 210586557
AireForce | FSH3BF4M2SX36K | B64VMMX48K-C |  | 36000 | 34000 | 15.2 | 11.7 | 8.1 | 1.75 | 65 |  | 210586549
AireForce | FSH3BF4M2SX24K | B64VMMX36K-B |  | 24000 | 22000 | 15.2 | 11.7 | 8.1 | 1.75 | 64 |  | 210586548
AIRTEMP | VSH3BF4M2SX36K | B64VMMX48K-C |  | 36000 | 34000 | 15.2 | 11.7 | 8.1 | 1.75 | 65 |  | 210586545
AIRTEMP | VSH3BF4M2SX24K | B64VMMX36K-B |  | 24000 | 22000 | 15.2 | 11.7 | 8.1 | 1.75 | 64 |  | 210586544
FRIGIDAIRE | FSH3BF4M2SX24K | B64VMMX36K-B |  | 24000 | 22000 | 15.2 | 11.7 | 8.1 | 1.75 | 64 |  | 210586540
BROAN | FSH3BF4M2SX36K | B64VMMX48K-C |  | 36000 | 34000 | 15.2 | 11.7 | 8.1 | 1.75 | 65 |  | 210586543
BROAN | FSH3BF4M2SX24K | B64VMMX36K-B |  | 24000 | 22000 | 15.2 | 11.7 | 8.1 | 1.75 | 64 |  | 210586542
FRIGIDAIRE | FSH3BF4M2SX36K | B64VMMX48K-C |  | 36000 | 34000 | 15.2 | 11.7 | 8.1 | 1.75 | 65 |  | 210586541
MAYTAG | PSH3BF4M2SX36K | B64VMMX48K-C |  | 36000 | 34000 | 15.2 | 11.7 | 8.1 | 1.75 | 65 |  | 210586539
MAYTAG | PSH3BF4M2SX24K | B64VMMX36K-B |  | 24000 | 22000 | 15.2 | 11.7 | 8.1 | 1.75 | 64 |  | 210586538
NORTEK GLOBAL HVAC LLC | SH3BF4M2SX36K | B64VMMX48K-C |  | 36000 | 34000 | 15.2 | 11.7 | 8.1 | 1.75 | 65 |  | 210586537
NORTEK GLOBAL HVAC LLC | SH3BF4M2SX24K | B64VMMX36K-B |  | 24000 | 22000 | 15.2 | 11.7 | 8.1 | 1.75 | 64 |  | 210586536
NORTEK GLOBAL HVAC LLC | SH1BG4CVRX24K | B6VMAX24K-B(*) |  | 22800 | 22000 | 18.8 | 12.3 | 8.5 | 1.75 | 65 | 52 | 207561605
MAYTAG | PSH1BG4CVRX24K | B6VMAX24K-B(*) |  | 22800 | 22000 | 18.8 | 12.3 | 8.5 | 1.75 | 65 | 52 | 207560481
BROAN | FSH1BG4CVRX24KP | B6VMAX24K-B(*) |  | 22800 | 22000 | 18.8 | 12.3 | 8.5 | 1.75 | 65 | 52 | 206792479
FRIGIDAIRE | FSH1BG4CVRX24KP | B6VMAX24K-B(*) |  | 22800 | 22000 | 18.8 | 12.3 | 8.5 | 1.75 | 65 | 52 | 206792480
AireForce | FSH1BG4CVRX24KP | B6VMAX24K-B(*) |  | 22800 | 22000 | 18.8 | 12.3 | 8.5 | 1.75 | 65 | 52 | 206852903
NORTEK GLOBAL HVAC LLC | SH1BG4CVRX24KP | B6VMAX24K-B(*) |  | 22800 | 22000 | 18.8 | 12.3 | 8.5 | 1.75 | 65 | 52 | 206792177
BRYANT HEATING AND COOLING SYSTEMS | 284ANV024*0**B* | CNPV*3017AL*+UI | 987MB42060C17*** | 23000 | 26800 | 19 | 12.5 | 9.5 | 2.34 | 94 | 75 | 212596826
CARRIER | 25VNA424A*031* | CNPV*3017AL*+UI | 59MN7B060C17**14 | 23000 | 26800 | 19 | 12.5 | 9.5 | 2.34 | 94 | 75 | 212596825
PAYNE HEATING AND COOLING | PH7TAN424**AA* | CAP**2517AL* | PG80VTLB48070B** | 23000 | 24000 | 16.5 | 12.5 | 8.1 | 2.32 | 60 | 45 | 213167775
CARRIER | GH7TAN424**AA* | CAP**2517AL* | 58TP*B070V17**16 | 23000 | 24000 | 16.5 | 12.5 | 8.1 | 2.32 | 60 | 45 | 213167771
BRYANT HEATING AND COOLING SYSTEMS | PH7TAN424**AA* | CAP**2517AL* | 82*TB48070V17*** | 23000 | 24000 | 16.5 | 12.5 | 8.1 | 2.32 | 60 | 45 | 213167774
CARRIER | 25TPA724A**30* | CAP**2517AL* | 58TP*B070V17**16 | 23000 | 24000 | 16.5 | 12.5 | 8.1 | 2.32 | 60 | 45 | 213167770
WEATHERMAKER | PH7TAN424**AA* | CAP**2517AL* | PG80VTLB36070A** | 23200 | 24200 | 16.5 | 12.5 | 8.1 | 2.34 | 60 | 44 | 213167767
ECOTEMP | W4H7T24*K*AAA* | WLA*254BA* | WFET070A036A* | 23200 | 24200 | 16.5 | 12.5 | 8.1 | 2.34 | 60 | 44 | 213167769
GRANDAIRE | W4H7T24*K*AAA* | WLA*254BA* | WFET070A036A* | 23200 | 24200 | 16.5 | 12.5 | 8.1 | 2.34 | 60 | 44 | 213167768
GRANDAIRE | W4H7T24*K*AAA* | WLA*254BA* | WFET045A036A* | 22800 | 24000 | 16.5 | 12.5 | 8.1 | 2.32 | 60 | 44 | 213167758
BRYANT HEATING AND COOLING SYSTEMS | GH7TAN424**AA* | CAP**2517AL* | 82*TB36070V14*** | 23200 | 24200 | 16.5 | 12.5 | 8.1 | 2.34 | 60 | 44 | 213167763
PAYNE HEATING AND COOLING | PH7TAN424**AA* | CAP**2517AL* | PG80VTLB36070A** | 23200 | 24200 | 16.5 | 12.5 | 8.1 | 2.34 | 60 | 44 | 213167765
BRYANT HEATING AND COOLING SYSTEMS | PH7TAN424**AA* | CAP**2517AL* | 82*TB36070V14*** | 23200 | 24200 | 16.5 | 12.5 | 8.1 | 2.34 | 60 | 44 | 213167764
CARRIER | GH7TAN424**AA* | CAP**2517AL* | 58TP*B070V14**12 | 23200 | 24200 | 16.5 | 12.5 | 8.1 | 2.34 | 60 | 44 | 213167761
CARRIER | 25TPA724A**30* | CAP**2517AL* | 58TP*B070V14**12 | 23200 | 24200 | 16.5 | 12.5 | 8.1 | 2.34 | 60 | 44 | 213167760
ARCOAIRE | N4H7T24*K*AAA* | EA*4X25L17A* | *80VTL0451412B* | 22800 | 24000 | 16.5 | 12.5 | 8.1 | 2.32 | 60 | 44 | 213167752
ECOTEMP | W4H7T24*K*AAA* | WLA*254BA* | WFET045A036A* | 22800 | 24000 | 16.5 | 12.5 | 8.1 | 2.32 | 60 | 44 | 213167759
TEMPSTAR | N4H7T24*K*AAA* | EA*4X25L17A* | *80VTL0451412B* | 22800 | 24000 | 16.5 | 12.5 | 8.1 | 2.32 | 60 | 44 | 213167757
KEEPRITE | N4H7T24*K*AAA* | EA*4X25L17A* | *80VTL0451412B* | 22800 | 24000 | 16.5 | 12.5 | 8.1 | 2.32 | 60 | 44 | 213167755
KENMORE | N4H7T24*K*AAA* | EA*4X25L17A* | *80VTL0451412B* | 22800 | 24000 | 16.5 | 12.5 | 8.1 | 2.32 | 60 | 44 | 213167756
COMFORTMAKER | N4H7T24*K*AAA* | EA*4X25L17A* | *80VTL0451412B* | 22800 | 24000 | 16.5 | 12.5 | 8.1 | 2.32 | 60 | 44 | 213167753
DAY & NIGHT | N4H7T24*K*AAA* | EA*4X25L17A* | *80VTL0451412B* | 22800 | 24000 | 16.5 | 12.5 | 8.1 | 2.32 | 60 | 44 | 213167754
AIRQUEST | N4H7T24*K*AAA* | EA*4X25L17A* | *80VTL0451412B* | 22800 | 24000 | 16.5 | 12.5 | 8.1 | 2.32 | 60 | 44 | 213167751
HEIL | N4H7T24*K*AAA* | EA*4X25L17A* | *80VTL0451412B* | 22800 | 24000 | 16.5 | 12.5 | 8.1 | 2.32 | 60 | 44 | 213167750
BROCK | PH7TAN424**AA* | CAP**2517AL* | PG80VTLB36045A** | 22800 | 24000 | 16.5 | 12.5 | 8.1 | 2.32 | 60 | 44 | 213167748
PAYNE HEATING AND COOLING | PH7TAN424**AA* | CAP**2517AL* | PG80VTLB36045A** | 22800 | 24000 | 16.5 | 12.5 | 8.1 | 2.32 | 60 | 44 | 213167747
WEATHERMAKER | PH7TAN424**AA* | CAP**2517AL* | PG80VTLB36045A** | 22800 | 24000 | 16.5 | 12.5 | 8.1 | 2.32 | 60 | 44 | 213167749
CARRIER | GH7TAN424**AA* | CAP**2517AL* | 58TP*B045V14**12 | 22800 | 24000 | 16.5 | 12.5 | 8.1 | 2.32 | 60 | 44 | 213167743
KENMORE | N4H7T24*K*AAA* | EA*4X24L17A* | *96VSN0801716B* | 22200 | 23800 | 16 | 12 | 8.1 | 2.26 | 60 | 45 | 213167740
CARRIER | 25TPA724A**30* | CAP**2517AL* | 58TP*B045V14**12 | 22800 | 24000 | 16.5 | 12.5 | 8.1 | 2.32 | 60 | 44 | 213167742
BRYANT HEATING AND COOLING SYSTEMS | PH7TAN424**AA* | CAP**2417AL* | 926SB48080V17*** | 22200 | 23800 | 16 | 12 | 8.1 | 2.26 | 60 | 45 | 213167733
KEEPRITE | N4H7T24*K*AAA* | EA*4X24L17A* | *96VSN0801716B* | 22200 | 23800 | 16 | 12 | 8.1 | 2.26 | 60 | 45 | 213167739
DAY & NIGHT | N4H7T24*K*AAA* | EA*4X24L17A* | *96VSN0801716B* | 22200 | 23800 | 16 | 12 | 8.1 | 2.26 | 60 | 45 | 213167738
AIRQUEST | N4H7T24*K*AAA* | EA*4X24L17A* | *96VSN0801716B* | 22200 | 23800 | 16 | 12 | 8.1 | 2.26 | 60 | 45 | 213167735
COMFORTMAKER | N4H7T24*K*AAA* | EA*4X24L17A* | *96VSN0801716B* | 22200 | 23800 | 16 | 12 | 8.1 | 2.26 | 60 | 45 | 213167737
ARCOAIRE | N4H7T24*K*AAA* | EA*4X24L17A* | *96VSN0801716B* | 22200 | 23800 | 16 | 12 | 8.1 | 2.26 | 60 | 45 | 213167736
HEIL | N4H7T24*K*AAA* | EA*4X24L17A* | *96VSN0801716B* | 22200 | 23800 | 16 | 12 | 8.1 | 2.26 | 60 | 45 | 213167734
CARRIER | 25TPA724A**30* | CAP**2417AL* | 59SP6B080V17**16 | 22200 | 23800 | 16 | 12 | 8.1 | 2.26 | 60 | 45 | 213167729
BRYANT HEATING AND COOLING SYSTEMS | GH7TAN424**AA* | CAP**2417AL* | 926SB48080V17*** | 22200 | 23800 | 16 | 12 | 8.1 | 2.26 | 60 | 45 | 213167732
CARRIER | GH7TAN424**AA* | CAP**2417AL* | 59SP6B080V17**16 | 22200 | 23800 | 16 | 12 | 8.1 | 2.26 | 60 | 45 | 213167730
TEMPSTAR | N4H7T24*K*AAA* | EA*4X24L17A* | *96VSN0601716B* | 22000 | 23600 | 15.5 | 12 | 8.1 | 2.24 | 60 | 44 | 213167728
KENMORE | N4H7T24*K*AAA* | EA*4X24L17A* | *96VSN0601716B* | 22000 | 23600 | 15.5 | 12 | 8.1 | 2.24 | 60 | 44 | 213167727
DAY & NIGHT | N4H7T24*K*AAA* | EA*4X24L17A* | *96VSN0601716B* | 22000 | 23600 | 15.5 | 12 | 8.1 | 2.24 | 60 | 44 | 213167725
KEEPRITE | N4H7T24*K*AAA* | EA*4X24L17A* | *96VSN0601716B* | 22000 | 23600 | 15.5 | 12 | 8.1 | 2.24 | 60 | 44 | 213167726
AIRQUEST | N4H7T24*K*AAA* | EA*4X24L17A* | *96VSN0601716B* | 22000 | 23600 | 15.5 | 12 | 8.1 | 2.24 | 60 | 44 | 213167722
BRYANT HEATING AND COOLING SYSTEMS | GH7TAN424**AA* | CAP**2417AL* | 926SB48060V17*** | 22000 | 23600 | 15.5 | 12 | 8.1 | 2.24 | 60 | 44 | 213167719
HEIL | N4H7T24*K*AAA* | EA*4X24L17A* | *96VSN0601716B* | 22000 | 23600 | 15.5 | 12 | 8.1 | 2.24 | 60 | 44 | 213167721
BRYANT HEATING AND COOLING SYSTEMS | PH7TAN424**AA* | CAP**2417AL* | 926SB48060V17*** | 22000 | 23600 | 15.5 | 12 | 8.1 | 2.24 | 60 | 44 | 213167720
CARRIER | 25TPA724A**30* | CAP**2417AL* | 59SP6B060V17**16 | 22000 | 23600 | 15.5 | 12 | 8.1 | 2.24 | 60 | 44 | 213167716
CARRIER | GH7TAN424**AA* | CAP**2417AL* | 59SP6B060V17**16 | 22000 | 23600 | 15.5 | 12 | 8.1 | 2.24 | 60 | 44 | 213167717
PAYNE HEATING AND COOLING | PH7TAN424**AA* | CAP**2517AL* | PG80VTLB48090B** | 23200 | 24200 | 16.5 | 12.5 | 8.1 | 2.34 | 60 | 45 | 213167791
ECOTEMP | W4H7T24*K*AAA* | WLA*254BA* | WFET090B048A* | 23200 | 24200 | 16.5 | 12.5 | 8.1 | 2.34 | 60 | 45 | 213167795
GRANDAIRE | W4H7T24*K*AAA* | WLA*254BA* | WFET090B048A* | 23200 | 24200 | 16.5 | 12.5 | 8.1 | 2.34 | 60 | 45 | 213167794
BROCK | PH7TAN424**AA* | CAP**2517AL* | PG80VTLB48090B** | 23200 | 24200 | 16.5 | 12.5 | 8.1 | 2.34 | 60 | 45 | 213167792
WEATHERMAKER | PH7TAN424**AA* | CAP**2517AL* | PG80VTLB48090B** | 23200 | 24200 | 16.5 | 12.5 | 8.1 | 2.34 | 60 | 45 | 213167793
BRYANT HEATING AND COOLING SYSTEMS | PH7TAN424**AA* | CAP**2517AL* | 82*TB48090V17*** | 23200 | 24200 | 16.5 | 12.5 | 8.1 | 2.34 | 60 | 45 | 213167790
TEMPSTAR | N4H7T24*K*AAA* | EA*4X25L17A* | *80VTL0701716B* | 23000 | 24000 | 16.5 | 12.5 | 8.1 | 2.32 | 60 | 45 | 213167785
BRYANT HEATING AND COOLING SYSTEMS | GH7TAN424**AA* | CAP**2517AL* | 82*TB48090V17*** | 23200 | 24200 | 16.5 | 12.5 | 8.1 | 2.34 | 60 | 45 | 213167789
CARRIER | GH7TAN424**AA* | CAP**2517AL* | 58TP*B090V17**16 | 23200 | 24200 | 16.5 | 12.5 | 8.1 | 2.34 | 60 | 45 | 213167787
AIRQUEST | N4H7T24*K*AAA* | EA*4X25L17A* | *80VTL0701716B* | 23000 | 24000 | 16.5 | 12.5 | 8.1 | 2.32 | 60 | 45 | 213167779
KENMORE | N4H7T24*K*AAA* | EA*4X25L17A* | *80VTL0701716B* | 23000 | 24000 | 16.5 | 12.5 | 8.1 | 2.32 | 60 | 45 | 213167784
DAY & NIGHT | N4H7T24*K*AAA* | EA*4X25L17A* | *80VTL0701716B* | 23000 | 24000 | 16.5 | 12.5 | 8.1 | 2.32 | 60 | 45 | 213167782
BRYANT HEATING AND COOLING SYSTEMS | GH7TAN424**AA* | CAP**2517AL* | 82*TB48070V17*** | 23000 | 24000 | 16.5 | 12.5 | 8.1 | 2.32 | 60 | 45 | 213167773
BROCK | PH7TAN424**AA* | CAP**2517AL* | PG80VTLB48070B** | 23000 | 24000 | 16.5 | 12.5 | 8.1 | 2.32 | 60 | 45 | 213167776
WEATHERMAKER | PH7TAN424**AA* | CAP**2517AL* | PG80VTLB48070B** | 23000 | 24000 | 16.5 | 12.5 | 8.1 | 2.32 | 60 | 45 | 213167777
ARCOAIRE | N4H7T24*K*AAA* | EA*4X25L17A* | *80VTL0701716B* | 23000 | 24000 | 16.5 | 12.5 | 8.1 | 2.32 | 60 | 45 | 213167780
HEIL | N4H7T24*K*AAA* | EA*4X25L17A* | *80VTL0701716B* | 23000 | 24000 | 16.5 | 12.5 | 8.1 | 2.32 | 60 | 45 | 213167778
AIRQUEST | N4H7T24*K*AAA* | EA*4X37L21A* | *96VTN0401712B* | 23000 | 24200 | 16 | 12 | 8.1 | 2.32 | 60 | 45 | 213169284
HEIL | N4H7T24*K*AAA* | EA*4X37L21A* | *96VTN0401712B* | 23000 | 24200 | 16 | 12 | 8.1 | 2.32 | 60 | 45 | 213169283
WEATHERMAKER | PH7TAN424**AA* | CAP**3721AL* | PG96VTAB36040B** | 23000 | 24200 | 16 | 12 | 8.1 | 2.32 | 60 | 45 | 213169282
BRYANT HEATING AND COOLING SYSTEMS | PH7TAN424**AA* | CAP**3721AL* | 926TC36040V17*** | 23000 | 24200 | 16 | 12 | 8.1 | 2.32 | 60 | 45 | 213169279
PAYNE HEATING AND COOLING | PH7TAN424**AA* | CAP**3721AL* | PG96VTAB36040B** | 23000 | 24200 | 16 | 12 | 8.1 | 2.32 | 60 | 45 | 213169280
BRYANT HEATING AND COOLING SYSTEMS | GH7TAN424**AA* | CAP**3721AL* | 926TC36040V17*** | 23000 | 24200 | 16 | 12 | 8.1 | 2.32 | 60 | 45 | 213169278
CARRIER | GH7TAN424**AA* | CAP**3721AL* | 59TP6C040V17**12 | 23000 | 24200 | 16 | 12 | 8.1 | 2.32 | 60 | 45 | 213169276
CARRIER | 25TPA724A**30* | CAP**3721AL* | 59TP6C040V17**12 | 23000 | 24200 | 16 | 12 | 8.1 | 2.32 | 60 | 45 | 213169275
COMFORTMAKER | N4H7T24*K*AAA* | EA*4X37L21A* | *80VSL1102122B* | 23000 | 24000 | 16.5 | 12.5 | 8.1 | 2.32 | 60 | 45 | 213169270
TEMPSTAR | N4H7T24*K*AAA* | EA*4X37L21A* | *80VSL1102122B* | 23000 | 24000 | 16.5 | 12.5 | 8.1 | 2.32 | 60 | 45 | 213169274
KEEPRITE | N4H7T24*K*AAA* | EA*4X37L21A* | *80VSL1102122B* | 23000 | 24000 | 16.5 | 12.5 | 8.1 | 2.32 | 60 | 45 | 213169272
KENMORE | N4H7T24*K*AAA* | EA*4X37L21A* | *80VSL1102122B* | 23000 | 24000 | 16.5 | 12.5 | 8.1 | 2.32 | 60 | 45 | 213169273
DAY & NIGHT | N4H7T24*K*AAA* | EA*4X37L21A* | *80VSL1102122B* | 23000 | 24000 | 16.5 | 12.5 | 8.1 | 2.32 | 60 | 45 | 213169271
BRYANT HEATING AND COOLING SYSTEMS | PH7TAN424**AA* | CAP**3721AL* | 82*SB66110V21*** | 23000 | 24000 | 16.5 | 12.5 | 8.1 | 2.32 | 60 | 45 | 213169266
AIRQUEST | N4H7T24*K*AAA* | EA*4X37L21A* | *80VSL1102122B* | 23000 | 24000 | 16.5 | 12.5 | 8.1 | 2.32 | 60 | 45 | 213169268
ARCOAIRE | N4H7T24*K*AAA* | EA*4X37L21A* | *80VSL1102122B* | 23000 | 24000 | 16.5 | 12.5 | 8.1 | 2.32 | 60 | 45 | 213169269
HEIL | N4H7T24*K*AAA* | EA*4X37L21A* | *80VSL1102122B* | 23000 | 24000 | 16.5 | 12.5 | 8.1 | 2.32 | 60 | 45 | 213169267
BRYANT HEATING AND COOLING SYSTEMS | GH7TAN424**AA* | CAP**3721AL* | 82*SB66110V21*** | 23000 | 24000 | 16.5 | 12.5 | 8.1 | 2.32 | 60 | 45 | 213169265
CARRIER | 25TPA724A**30* | CAP**3721AL* | 58SP*B110V21**22 | 23000 | 24000 | 16.5 | 12.5 | 8.1 | 2.32 | 60 | 45 | 213169262
CARRIER | GH7TAN424**AA* | CAP**3721AL* | 58SP*B110V21**22 | 23000 | 24000 | 16.5 | 12.5 | 8.1 | 2.32 | 60 | 45 | 213169263
TEMPSTAR | N4H7T24*K*AAA* | EA*4X37L21A* | *80VSL0902120B* | 23400 | 24400 | 16.5 | 13 | 8.1 | 2.36 | 60 | 45 | 213169261
KEEPRITE | N4H7T24*K*AAA* | EA*4X37L21A* | *80VSL0902120B* | 23400 | 24400 | 16.5 | 13 | 8.1 | 2.36 | 60 | 45 | 213169259
KENMORE | N4H7T24*K*AAA* | EA*4X37L21A* | *80VSL0902120B* | 23400 | 24400 | 16.5 | 13 | 8.1 | 2.36 | 60 | 45 | 213169260
ARCOAIRE | N4H7T24*K*AAA* | EA*4X37L21A* | *80VSL0902120B* | 23400 | 24400 | 16.5 | 13 | 8.1 | 2.36 | 60 | 45 | 213169256
DAY & NIGHT | N4H7T24*K*AAA* | EA*4X37L21A* | *80VSL0902120B* | 23400 | 24400 | 16.5 | 13 | 8.1 | 2.36 | 60 | 45 | 213169258
COMFORTMAKER | N4H7T24*K*AAA* | EA*4X37L21A* | *80VSL0902120B* | 23400 | 24400 | 16.5 | 13 | 8.1 | 2.36 | 60 | 45 | 213169257
BRYANT HEATING AND COOLING SYSTEMS | PH7TAN424**AA* | CAP**3721AL* | 82*SB60090V21*** | 23400 | 24400 | 16.5 | 13 | 8.1 | 2.36 | 60 | 45 | 213169253
AIRQUEST | N4H7T24*K*AAA* | EA*4X37L21A* | *80VSL0902120B* | 23400 | 24400 | 16.5 | 13 | 8.1 | 2.36 | 60 | 45 | 213169255
HEIL | N4H7T24*K*AAA* | EA*4X37L21A* | *80VSL0902120B* | 23400 | 24400 | 16.5 | 13 | 8.1 | 2.36 | 60 | 45 | 213169254
BRYANT HEATING AND COOLING SYSTEMS | GH7TAN424**AA* | CAP**3721AL* | 82*SB60090V21*** | 23400 | 24400 | 16.5 | 13 | 8.1 | 2.36 | 60 | 45 | 213169252
CARRIER | 25TPA724A**30* | CAP**3721AL* | 58SP*B090V21**20 | 23400 | 24400 | 16.5 | 13 | 8.1 | 2.36 | 60 | 45 | 213169249
CARRIER | GH7TAN424**AA* | CAP**3721AL* | 58SP*B090V21**20 | 23400 | 24400 | 16.5 | 13 | 8.1 | 2.36 | 60 | 45 | 213169250
CARRIER | 25TPA724A**30* | CAP**3721AL* | 58TP*B110V21**22 | 23200 | 24200 | 16.5 | 12.5 | 8.1 | 2.36 | 60 | 45 | 213169205
TEMPSTAR | N4H7T24*K*AAA* | EA*4X37L21A* | *80VSL0901716B* | 22800 | 24000 | 16.5 | 12.5 | 8.1 | 2.32 | 60 | 45 | 213169248
CARRIER | GH7TAN424**AA* | CAP**3721AL* | 58TP*B110V21**22 | 23200 | 24200 | 16.5 | 12.5 | 8.1 | 2.36 | 60 | 45 | 213169206
KENMORE | N4H7T24*K*AAA* | EA*4X37L21A* | *80VTL0902120B* | 23400 | 24400 | 16.5 | 13 | 8.1 | 2.36 | 60 | 45 | 213169203
TEMPSTAR | N4H7T24*K*AAA* | EA*4X37L21A* | *80VTL0902120B* | 23400 | 24400 | 16.5 | 13 | 8.1 | 2.36 | 60 | 45 | 213169204
ARCOAIRE | N4H7T24*K*AAA* | EA*4X37L21A* | *80VTL0902120B* | 23400 | 24400 | 16.5 | 13 | 8.1 | 2.36 | 60 | 45 | 213169199
COMFORTMAKER | N4H7T24*K*AAA* | EA*4X37L21A* | *80VTL0902120B* | 23400 | 24400 | 16.5 | 13 | 8.1 | 2.36 | 60 | 45 | 213169200
KEEPRITE | N4H7T24*K*AAA* | EA*4X37L21A* | *80VTL0902120B* | 23400 | 24400 | 16.5 | 13 | 8.1 | 2.36 | 60 | 45 | 213169202
DAY & NIGHT | N4H7T24*K*AAA* | EA*4X37L21A* | *80VTL0902120B* | 23400 | 24400 | 16.5 | 13 | 8.1 | 2.36 | 60 | 45 | 213169201
HEIL | N4H7T24*K*AAA* | EA*4X37L21A* | *80VTL0902120B* | 23400 | 24400 | 16.5 | 13 | 8.1 | 2.36 | 60 | 45 | 213169197
BRYANT HEATING AND COOLING SYSTEMS | GH7TAN424**AA* | CAP**3721AL* | 82*TB60090V21*** | 23400 | 24400 | 16.5 | 13 | 8.1 | 2.36 | 60 | 45 | 213169192
AIRQUEST | N4H7T24*K*AAA* | EA*4X37L21A* | *80VTL0902120B* | 23400 | 24400 | 16.5 | 13 | 8.1 | 2.36 | 60 | 45 | 213169198
WEATHERMAKER | PH7TAN424**AA* | CAP**3721AL* | PG80VTLB60090C** | 23400 | 24400 | 16.5 | 13 | 8.1 | 2.36 | 60 | 45 | 213169196
BROCK | PH7TAN424**AA* | CAP**3721AL* | PG80VTLB60090C** | 23400 | 24400 | 16.5 | 13 | 8.1 | 2.36 | 60 | 45 | 213169195
PAYNE HEATING AND COOLING | PH7TAN424**AA* | CAP**3721AL* | PG80VTLB60090C** | 23400 | 24400 | 16.5 | 13 | 8.1 | 2.36 | 60 | 45 | 213169194
BRYANT HEATING AND COOLING SYSTEMS | PH7TAN424**AA* | CAP**3721AL* | 82*TB60090V21*** | 23400 | 24400 | 16.5 | 13 | 8.1 | 2.36 | 60 | 45 | 213169193
WEATHERMAKER | PH7TAN424**AA* | CAP**3721AL* | PG80VTLB48090B** | 22800 | 24000 | 16.5 | 12.5 | 8.1 | 2.32 | 60 | 45 | 213169186
CARRIER | GH7TAN424**AA* | CAP**3721AL* | 58TP*B090V21**20 | 23400 | 24400 | 16.5 | 13 | 8.1 | 2.36 | 60 | 45 | 213169190
ECOTEMP | W4H7T24*K*AAA* | WLA*374CA* | WFET090B048A* | 22800 | 24000 | 16.5 | 12.5 | 8.1 | 2.32 | 60 | 45 | 213169188
CARRIER | 25TPA724A**30* | CAP**3721AL* | 58TP*B090V21**20 | 23400 | 24400 | 16.5 | 13 | 8.1 | 2.36 | 60 | 45 | 213169189
GRANDAIRE | W4H7T24*K*AAA* | WLA*374CA* | WFET090B048A* | 22800 | 24000 | 16.5 | 12.5 | 8.1 | 2.32 | 60 | 45 | 213169187
BROCK | PH7TAN424**AA* | CAP**3721AL* | PG80VTLB48090B** | 22800 | 24000 | 16.5 | 12.5 | 8.1 | 2.32 | 60 | 45 | 213169185
CARRIER | GH7TAN424**AA* | CAP**3721AL* | 58TP*B090V17**16 | 22800 | 24000 | 16.5 | 12.5 | 8.1 | 2.32 | 60 | 45 | 213169180
KENMORE | N4H7T24*K*AAA* | EA*4X37L21A* | *80VSL0901716B* | 22800 | 24000 | 16.5 | 12.5 | 8.1 | 2.32 | 60 | 45 | 213169247
PAYNE HEATING AND COOLING | PH7TAN424**AA* | CAP**3721AL* | PG80VTLB48090B** | 22800 | 24000 | 16.5 | 12.5 | 8.1 | 2.32 | 60 | 45 | 213169184
BRYANT HEATING AND COOLING SYSTEMS | PH7TAN424**AA* | CAP**3721AL* | 82*TB48090V17*** | 22800 | 24000 | 16.5 | 12.5 | 8.1 | 2.32 | 60 | 45 | 213169183
BRYANT HEATING AND COOLING SYSTEMS | GH7TAN424**AA* | CAP**3721AL* | 82*TB48090V17*** | 22800 | 24000 | 16.5 | 12.5 | 8.1 | 2.32 | 60 | 45 | 213169182
GRANDAIRE | W4H7T24*K*AAA* | WLA*364BA* | WFST080B048A* | 22200 | 23600 | 16 | 12.5 | 8.1 | 2.24 | 60 | 44 | 213168580
ECOTEMP | W4H7T24*K*AAA* | WLA*364BA* | WFST080B048A* | 22200 | 23600 | 16 | 12.5 | 8.1 | 2.24 | 60 | 44 | 213168581
TEMPSTAR | N4H7T24*K*AAA* | EA*4X36L17A* | *96VTN0801716B* | 22200 | 23600 | 16 | 12.5 | 8.1 | 2.24 | 60 | 44 | 213168579
KEEPRITE | N4H7T24*K*AAA* | EA*4X37L21A* | *80VTL1102122B* | 23200 | 24200 | 16.5 | 12.5 | 8.1 | 2.36 | 60 | 45 | 213169218
COMFORTMAKER | N4H7T24*K*AAA* | EA*4X36L17A* | *96VTN0801716B* | 22200 | 23600 | 16 | 12.5 | 8.1 | 2.24 | 60 | 44 | 213168575
KENMORE | N4H7T24*K*AAA* | EA*4X36L17A* | *96VTN0801716B* | 22200 | 23600 | 16 | 12.5 | 8.1 | 2.24 | 60 | 44 | 213168578
KENMORE | N4H7T24*K*AAA* | EA*4X37L21A* | *80VTL1102122B* | 23200 | 24200 | 16.5 | 12.5 | 8.1 | 2.36 | 60 | 45 | 213169219
DAY & NIGHT | N4H7T24*K*AAA* | EA*4X36L17A* | *96VTN0801716B* | 22200 | 23600 | 16 | 12.5 | 8.1 | 2.24 | 60 | 44 | 213168576
ARCOAIRE | N4H7T24*K*AAA* | EA*4X36L17A* | *96VTN0801716B* | 22200 | 23600 | 16 | 12.5 | 8.1 | 2.24 | 60 | 44 | 213168574
WEATHERMAKER | PH7TAN424**AA* | CAP**3617AL* | PG96VTAB48080B** | 22200 | 23600 | 16 | 12.5 | 8.1 | 2.24 | 60 | 44 | 213168571
BRYANT HEATING AND COOLING SYSTEMS | PH7TAN424**AA* | CAP**3617AL* | 926TC48080V17*** | 22200 | 23600 | 16 | 12.5 | 8.1 | 2.24 | 60 | 44 | 213168568
AIRQUEST | N4H7T24*K*AAA* | EA*4X36L17A* | *96VTN0801716B* | 22200 | 23600 | 16 | 12.5 | 8.1 | 2.24 | 60 | 44 | 213168573
BROCK | PH7TAN424**AA* | CAP**3617AL* | PG96VTAB48080B** | 22200 | 23600 | 16 | 12.5 | 8.1 | 2.24 | 60 | 44 | 213168570
PAYNE HEATING AND COOLING | PH7TAN424**AA* | CAP**3617AL* | PG96VTAB48080B** | 22200 | 23600 | 16 | 12.5 | 8.1 | 2.24 | 60 | 44 | 213168569
HEIL | N4H7T24*K*AAA* | EA*4X36L17A* | *96VTN0801716B* | 22200 | 23600 | 16 | 12.5 | 8.1 | 2.24 | 60 | 44 | 213168572
CARRIER | 25TPA724A**30* | CAP**3617AL* | 59TP6C080V17**16 | 22200 | 23600 | 16 | 12.5 | 8.1 | 2.24 | 60 | 44 | 213168562
BRYANT HEATING AND COOLING SYSTEMS | GH7TAN424**AA* | CAP**3617AL* | 926TC48080V17*** | 22200 | 23600 | 16 | 12.5 | 8.1 | 2.24 | 60 | 44 | 213168567
CARRIER | GH7TAN424**AA* | CAP**3617AL* | 59TP6C080V17**16 | 22200 | 23600 | 16 | 12.5 | 8.1 | 2.24 | 60 | 44 | 213168564
CARRIER | GH7TAN424**AA* | CAP**3617AL* | GG96VTAB48080B** | 22200 | 23600 | 16 | 12.5 | 8.1 | 2.24 | 60 | 44 | 213168565
DAY & NIGHT | N4H7T24*K*AAA* | EA*4X36L17A* | *96VTN0601716B* | 22400 | 23800 | 16 | 12 | 8.1 | 2.26 | 60 | 44 | 213168556
ECOTEMP | W4H7T24*K*AAA* | WLA*364BA* | WFST060B048A* | 22400 | 23800 | 16 | 12 | 8.1 | 2.26 | 60 | 44 | 213168561
GRANDAIRE | W4H7T24*K*AAA* | WLA*364BA* | WFST060B048A* | 22400 | 23800 | 16 | 12 | 8.1 | 2.26 | 60 | 44 | 213168560
TEMPSTAR | N4H7T24*K*AAA* | EA*4X36L17A* | *96VTN0601716B* | 22400 | 23800 | 16 | 12 | 8.1 | 2.26 | 60 | 44 | 213168559
KEEPRITE | N4H7T24*K*AAA* | EA*4X36L17A* | *96VTN0601716B* | 22400 | 23800 | 16 | 12 | 8.1 | 2.26 | 60 | 44 | 213168557
COMFORTMAKER | N4H7T24*K*AAA* | EA*4X36L17A* | *96VTN0601716B* | 22400 | 23800 | 16 | 12 | 8.1 | 2.26 | 60 | 44 | 213168555
PAYNE HEATING AND COOLING | PH7TAN424**AA* | CAP**3617AL* | PG96VTAB48060B** | 22400 | 23800 | 16 | 12 | 8.1 | 2.26 | 60 | 44 | 213168549
WEATHERMAKER | PH7TAN424**AA* | CAP**3617AL* | PG96VTAB48060B** | 22400 | 23800 | 16 | 12 | 8.1 | 2.26 | 60 | 44 | 213168551
ARCOAIRE | N4H7T24*K*AAA* | EA*4X36L17A* | *96VTN0601716B* | 22400 | 23800 | 16 | 12 | 8.1 | 2.26 | 60 | 44 | 213168554
AIRQUEST | N4H7T24*K*AAA* | EA*4X36L17A* | *96VTN0601716B* | 22400 | 23800 | 16 | 12 | 8.1 | 2.26 | 60 | 44 | 213168553
BROCK | PH7TAN424**AA* | CAP**3617AL* | PG96VTAB48060B** | 22400 | 23800 | 16 | 12 | 8.1 | 2.26 | 60 | 44 | 213168550
DAY & NIGHT | N4H7T24*K*AAA* | EA*4X37L21A* | *80VTL1102122B* | 23200 | 24200 | 16.5 | 12.5 | 8.1 | 2.36 | 60 | 45 | 213169217
CARRIER | GH7TAN424**AA* | CAP**3617AL* | 59TP6C060V17**16 | 22400 | 23800 | 16 | 12 | 8.1 | 2.26 | 60 | 44 | 213168544
BRYANT HEATING AND COOLING SYSTEMS | PH7TAN424**AA* | CAP**3617AL* | 926TC48060V17*** | 22400 | 23800 | 16 | 12 | 8.1 | 2.26 | 60 | 44 | 213168548
BRYANT HEATING AND COOLING SYSTEMS | GH7TAN424**AA* | CAP**3617AL* | 926TC48060V17*** | 22400 | 23800 | 16 | 12 | 8.1 | 2.26 | 60 | 44 | 213168547
CARRIER | GH7TAN424**AA* | CAP**3617AL* | GG96VTAB48060B** | 22400 | 23800 | 16 | 12 | 8.1 | 2.26 | 60 | 44 | 213168545
CARRIER | 25TPA724A**30* | CAP**3617AL* | 59TP6C060V17**16 | 22400 | 23800 | 16 | 12 | 8.1 | 2.26 | 60 | 44 | 213168542
CARRIER | GH7TAN424**AA* | CAP**3721AL* | GG96VTAB60100C** | 22800 | 24000 | 16.5 | 12.5 | 8.1 | 2.32 | 60 | 45 | 213169350
TEMPSTAR | N4H7T24*K*AAA* | EA*4X37L21A* | *96VTN0802120B* | 23200 | 24200 | 16.5 | 12.5 | 8.1 | 2.36 | 60 | 45 | 213169346
COMFORTMAKER | N4H7T24*K*AAA* | EA*4X37L21A* | *96VTN0802120B* | 23200 | 24200 | 16.5 | 12.5 | 8.1 | 2.36 | 60 | 45 | 213169342
DAY & NIGHT | N4H7T24*K*AAA* | EA*4X37L21A* | *96VTN0802120B* | 23200 | 24200 | 16.5 | 12.5 | 8.1 | 2.36 | 60 | 45 | 213169343
KEEPRITE | N4H7T24*K*AAA* | EA*4X37L21A* | *96VTN0802120B* | 23200 | 24200 | 16.5 | 12.5 | 8.1 | 2.36 | 60 | 45 | 213169344
KENMORE | N4H7T24*K*AAA* | EA*4X37L21A* | *96VTN0802120B* | 23200 | 24200 | 16.5 | 12.5 | 8.1 | 2.36 | 60 | 45 | 213169345
ARCOAIRE | N4H7T24*K*AAA* | EA*4X37L21A* | *96VTN0802120B* | 23200 | 24200 | 16.5 | 12.5 | 8.1 | 2.36 | 60 | 45 | 213169341
PAYNE HEATING AND COOLING | PH7TAN424**AA* | CAP**3721AL* | PG96VTAB60080C** | 23200 | 24200 | 16.5 | 12.5 | 8.1 | 2.36 | 60 | 45 | 213169336
AIRQUEST | N4H7T24*K*AAA* | EA*4X37L21A* | *96VTN0802120B* | 23200 | 24200 | 16.5 | 12.5 | 8.1 | 2.36 | 60 | 45 | 213169340
HEIL | N4H7T24*K*AAA* | EA*4X37L21A* | *96VTN0802120B* | 23200 | 24200 | 16.5 | 12.5 | 8.1 | 2.36 | 60 | 45 | 213169339
WEATHERMAKER | PH7TAN424**AA* | CAP**3721AL* | PG96VTAB60080C** | 23200 | 24200 | 16.5 | 12.5 | 8.1 | 2.36 | 60 | 45 | 213169338
BROCK | PH7TAN424**AA* | CAP**3721AL* | PG96VTAB60080C** | 23200 | 24200 | 16.5 | 12.5 | 8.1 | 2.36 | 60 | 45 | 213169337
GRANDAIRE | W4H7T24*K*AAA* | WLA*374CA* | WFST080B048A* | 23200 | 24200 | 16.5 | 12.5 | 8.1 | 2.36 | 60 | 45 | 213169329
BRYANT HEATING AND COOLING SYSTEMS | GH7TAN424**AA* | CAP**3721AL* | 926TC60080V21*** | 23200 | 24200 | 16.5 | 12.5 | 8.1 | 2.36 | 60 | 45 | 213169334
CARRIER | 25TPA724A**30* | CAP**3721AL* | 59TP6C080V21**20 | 23200 | 24200 | 16.5 | 12.5 | 8.1 | 2.36 | 60 | 45 | 213169331
ECOTEMP | W4H7T24*K*AAA* | WLA*374CA* | WFST080B048A* | 23200 | 24200 | 16.5 | 12.5 | 8.1 | 2.36 | 60 | 45 | 213169330
CARRIER | GH7TAN424**AA* | CAP**3721AL* | 59TP6C080V21**20 | 23200 | 24200 | 16.5 | 12.5 | 8.1 | 2.36 | 60 | 45 | 213169332
DAY & NIGHT | N4H7T24*K*AAA* | EA*4X37L21A* | *96VTN0801716B* | 23200 | 24200 | 16.5 | 12.5 | 8.1 | 2.36 | 60 | 45 | 213169325
ARCOAIRE | N4H7T24*K*AAA* | EA*4X37L21A* | *96VTN0801716B* | 23200 | 24200 | 16.5 | 12.5 | 8.1 | 2.36 | 60 | 45 | 213169323
KENMORE | N4H7T24*K*AAA* | EA*4X37L21A* | *96VTN0801716B* | 23200 | 24200 | 16.5 | 12.5 | 8.1 | 2.36 | 60 | 45 | 213169327
TEMPSTAR | N4H7T24*K*AAA* | EA*4X37L21A* | *96VTN0801716B* | 23200 | 24200 | 16.5 | 12.5 | 8.1 | 2.36 | 60 | 45 | 213169328
COMFORTMAKER | N4H7T24*K*AAA* | EA*4X37L21A* | *96VTN0801716B* | 23200 | 24200 | 16.5 | 12.5 | 8.1 | 2.36 | 60 | 45 | 213169324
KEEPRITE | N4H7T24*K*AAA* | EA*4X37L21A* | *96VTN0801716B* | 23200 | 24200 | 16.5 | 12.5 | 8.1 | 2.36 | 60 | 45 | 213169326
WEATHERMAKER | PH7TAN424**AA* | CAP**3721AL* | PG96VTAB48080B** | 23200 | 24200 | 16.5 | 12.5 | 8.1 | 2.36 | 60 | 45 | 213169320
AIRQUEST | N4H7T24*K*AAA* | EA*4X37L21A* | *96VTN0801716B* | 23200 | 24200 | 16.5 | 12.5 | 8.1 | 2.36 | 60 | 45 | 213169322
BROCK | PH7TAN424**AA* | CAP**3721AL* | PG96VTAB48080B** | 23200 | 24200 | 16.5 | 12.5 | 8.1 | 2.36 | 60 | 45 | 213169319
BRYANT HEATING AND COOLING SYSTEMS | PH7TAN424**AA* | CAP**3721AL* | 926TC48080V17*** | 23200 | 24200 | 16.5 | 12.5 | 8.1 | 2.36 | 60 | 45 | 213169317
HEIL | N4H7T24*K*AAA* | EA*4X37L21A* | *96VTN0801716B* | 23200 | 24200 | 16.5 | 12.5 | 8.1 | 2.36 | 60 | 45 | 213169321
PAYNE HEATING AND COOLING | PH7TAN424**AA* | CAP**3721AL* | PG96VTAB48080B** | 23200 | 24200 | 16.5 | 12.5 | 8.1 | 2.36 | 60 | 45 | 213169318
CARRIER | GH7TAN424**AA* | CAP**3721AL* | 59TP6C080V17**16 | 23200 | 24200 | 16.5 | 12.5 | 8.1 | 2.36 | 60 | 45 | 213169313
BRYANT HEATING AND COOLING SYSTEMS | GH7TAN424**AA* | CAP**3721AL* | 926TC48080V17*** | 23200 | 24200 | 16.5 | 12.5 | 8.1 | 2.36 | 60 | 45 | 213169316
CARRIER | GH7TAN424**AA* | CAP**3721AL* | GG96VTAB48080B** | 23200 | 24200 | 16.5 | 12.5 | 8.1 | 2.36 | 60 | 45 | 213169314
TEMPSTAR | N4H7T24*K*AAA* | EA*4X37L21A* | *96VTN0601716B* | 23000 | 24000 | 16.5 | 12.5 | 8.1 | 2.34 | 60 | 45 | 213169308
CARRIER | 25TPA724A**30* | CAP**3721AL* | 59TP6C080V17**16 | 23200 | 24200 | 16.5 | 12.5 | 8.1 | 2.36 | 60 | 45 | 213169311
ECOTEMP | W4H7T24*K*AAA* | WLA*374CA* | WFST060B048A* | 23000 | 24000 | 16.5 | 12.5 | 8.1 | 2.34 | 60 | 45 | 213169310
GRANDAIRE | W4H7T24*K*AAA* | WLA*374CA* | WFST060B048A* | 23000 | 24000 | 16.5 | 12.5 | 8.1 | 2.34 | 60 | 45 | 213169309
KENMORE | N4H7T24*K*AAA* | EA*4X37L21A* | *96VTN0601716B* | 23000 | 24000 | 16.5 | 12.5 | 8.1 | 2.34 | 60 | 45 | 213169307
BROCK | PH7TAN424**AA* | CAP**3721AL* | PG96VTAB48060B** | 23000 | 24000 | 16.5 | 12.5 | 8.1 | 2.34 | 60 | 45 | 213169299
KEEPRITE | N4H7T24*K*AAA* | EA*4X37L21A* | *96VTN0601716B* | 23000 | 24000 | 16.5 | 12.5 | 8.1 | 2.34 | 60 | 45 | 213169306
ARCOAIRE | N4H7T24*K*AAA* | EA*4X37L21A* | *96VTN0601716B* | 23000 | 24000 | 16.5 | 12.5 | 8.1 | 2.34 | 60 | 45 | 213169303
DAY & NIGHT | N4H7T24*K*AAA* | EA*4X37L21A* | *96VTN0601716B* | 23000 | 24000 | 16.5 | 12.5 | 8.1 | 2.34 | 60 | 45 | 213169305
AIRQUEST | N4H7T24*K*AAA* | EA*4X37L21A* | *96VTN0601716B* | 23000 | 24000 | 16.5 | 12.5 | 8.1 | 2.34 | 60 | 45 | 213169302
COMFORTMAKER | N4H7T24*K*AAA* | EA*4X37L21A* | *96VTN0601716B* | 23000 | 24000 | 16.5 | 12.5 | 8.1 | 2.34 | 60 | 45 | 213169304
CARRIER | GH7TAN424**AA* | CAP**3721AL* | 59TP6C060V17**16 | 23000 | 24000 | 16.5 | 12.5 | 8.1 | 2.34 | 60 | 45 | 213169293
HEIL | N4H7T24*K*AAA* | EA*4X37L21A* | *96VTN0601716B* | 23000 | 24000 | 16.5 | 12.5 | 8.1 | 2.34 | 60 | 45 | 213169301
WEATHERMAKER | PH7TAN424**AA* | CAP**3721AL* | PG96VTAB48060B** | 23000 | 24000 | 16.5 | 12.5 | 8.1 | 2.34 | 60 | 45 | 213169300
CARRIER | GH7TAN424**AA* | CAP**3721AL* | GG96VTAB48060B** | 23000 | 24000 | 16.5 | 12.5 | 8.1 | 2.34 | 60 | 45 | 213169294
PAYNE HEATING AND COOLING | PH7TAN424**AA* | CAP**3721AL* | PG96VTAB48060B** | 23000 | 24000 | 16.5 | 12.5 | 8.1 | 2.34 | 60 | 45 | 213169298
BRYANT HEATING AND COOLING SYSTEMS | PH7TAN424**AA* | CAP**3721AL* | 926TC48060V17*** | 23000 | 24000 | 16.5 | 12.5 | 8.1 | 2.34 | 60 | 45 | 213169297
BRYANT HEATING AND COOLING SYSTEMS | GH7TAN424**AA* | CAP**3721AL* | 926TC48060V17*** | 23000 | 24000 | 16.5 | 12.5 | 8.1 | 2.34 | 60 | 45 | 213169296
TEMPSTAR | N4H7T24*K*AAA* | EA*4X37L21A* | *96VTN0401712B* | 23000 | 24200 | 16 | 12 | 8.1 | 2.32 | 60 | 45 | 213169290
CARRIER | 25TPA724A**30* | CAP**3721AL* | 59TP6C060V17**16 | 23000 | 24000 | 16.5 | 12.5 | 8.1 | 2.34 | 60 | 45 | 213169291
KEEPRITE | N4H7T24*K*AAA* | EA*4X37L21A* | *96VTN0401712B* | 23000 | 24200 | 16 | 12 | 8.1 | 2.32 | 60 | 45 | 213169288
KENMORE | N4H7T24*K*AAA* | EA*4X37L21A* | *96VTN0401712B* | 23000 | 24200 | 16 | 12 | 8.1 | 2.32 | 60 | 45 | 213169289
DAY & NIGHT | N4H7T24*K*AAA* | EA*4X37L21A* | *96VTN0401712B* | 23000 | 24200 | 16 | 12 | 8.1 | 2.32 | 60 | 45 | 213169287
BROCK | PH7TAN424**AA* | CAP**3721AL* | PG96VTAB36040B** | 23000 | 24200 | 16 | 12 | 8.1 | 2.32 | 60 | 45 | 213169281
COMFORTMAKER | N4H7T24*K*AAA* | EA*4X37L21A* | *96VTN0401712B* | 23000 | 24200 | 16 | 12 | 8.1 | 2.32 | 60 | 45 | 213169286
ARCOAIRE | N4H7T24*K*AAA* | EA*4X37L21A* | *96VTN0401712B* | 23000 | 24200 | 16 | 12 | 8.1 | 2.32 | 60 | 45 | 213169285
COMFORTMAKER | N4H7T24*K*AAA* | EA*4X37L21A* | *80VTL1102122B* | 23200 | 24200 | 16.5 | 12.5 | 8.1 | 2.36 | 60 | 45 | 213169216
ARCOAIRE | N4H7T24*K*AAA* | EA*4X37L21A* | *80VTL1102122B* | 23200 | 24200 | 16.5 | 12.5 | 8.1 | 2.36 | 60 | 45 | 213169215
AIRQUEST | N4H7T24*K*AAA* | EA*4X37L21A* | *80VTL1102122B* | 23200 | 24200 | 16.5 | 12.5 | 8.1 | 2.36 | 60 | 45 | 213169214
TEMPSTAR | N4H7T24*K*AAA* | EA*4X36L17A* | *80VSL0701716B* | 22400 | 23600 | 16 | 12 | 8.1 | 2.26 | 60 | 44 | 213168476
KENMORE | N4H7T24*K*AAA* | EA*4X36L17A* | *80VSL0701716B* | 22400 | 23600 | 16 | 12 | 8.1 | 2.26 | 60 | 44 | 213168475
HEIL | N4H7T24*K*AAA* | EA*4X36L17A* | *80VSL0701716B* | 22400 | 23600 | 16 | 12 | 8.1 | 2.26 | 60 | 44 | 213168469
KEEPRITE | N4H7T24*K*AAA* | EA*4X36L17A* | *80VSL0701716B* | 22400 | 23600 | 16 | 12 | 8.1 | 2.26 | 60 | 44 | 213168474
DAY & NIGHT | N4H7T24*K*AAA* | EA*4X36L17A* | *80VSL0701716B* | 22400 | 23600 | 16 | 12 | 8.1 | 2.26 | 60 | 44 | 213168473
ARCOAIRE | N4H7T24*K*AAA* | EA*4X36L17A* | *80VSL0701716B* | 22400 | 23600 | 16 | 12 | 8.1 | 2.26 | 60 | 44 | 213168471
HEIL | N4H7T24*K*AAA* | EA*4X37L21A* | *80VTL1102122B* | 23200 | 24200 | 16.5 | 12.5 | 8.1 | 2.36 | 60 | 45 | 213169213
BRYANT HEATING AND COOLING SYSTEMS | GH7TAN424**AA* | CAP**3617AL* | 82*SB48070V17*** | 22400 | 23600 | 16 | 12 | 8.1 | 2.26 | 60 | 44 | 213168467
AIRQUEST | N4H7T24*K*AAA* | EA*4X36L17A* | *80VSL0701716B* | 22400 | 23600 | 16 | 12 | 8.1 | 2.26 | 60 | 44 | 213168470
WEATHERMAKER | PH7TAN424**AA* | CAP**3721AL* | PG80VTLB66110C** | 23200 | 24200 | 16.5 | 12.5 | 8.1 | 2.36 | 60 | 45 | 213169212
BRYANT HEATING AND COOLING SYSTEMS | PH7TAN424**AA* | CAP**3617AL* | 82*SB48070V17*** | 22400 | 23600 | 16 | 12 | 8.1 | 2.26 | 60 | 44 | 213168468
CARRIER | GH7TAN424**AA* | CAP**3617AL* | 58SP*B070V17**16 | 22400 | 23600 | 16 | 12 | 8.1 | 2.26 | 60 | 44 | 213168465
BROCK | PH7TAN424**AA* | CAP**3721AL* | PG80VTLB66110C** | 23200 | 24200 | 16.5 | 12.5 | 8.1 | 2.36 | 60 | 45 | 213169211
CARRIER | 25TPA724A**30* | CAP**3617AL* | 58SP*B070V17**16 | 22400 | 23600 | 16 | 12 | 8.1 | 2.26 | 60 | 44 | 213168464
AIRQUEST | N4H7T36*K*AAA* | EA*4X37L21A* | *96VTN0801716B* | 34200 | 35200 | 15.5 | 11.7 | 8.1 | 2.2 | 62 | 51 | 213172935
AIRQUEST | N4H7T24*K*AAA* | EA*4X25L17A* | *80VSL0901716B* | 23200 | 24200 | 16.5 | 12.5 | 8.1 | 2.34 | 60 | 45 | 213167841
ARCOAIRE | N4H7T24*K*AAA* | EA*4X25L17A* | *80VSL0901716B* | 23200 | 24200 | 16.5 | 12.5 | 8.1 | 2.34 | 60 | 45 | 213167842
HEIL | N4H7T24*K*AAA* | EA*4X25L17A* | *80VSL0901716B* | 23200 | 24200 | 16.5 | 12.5 | 8.1 | 2.34 | 60 | 45 | 213167840
BRYANT HEATING AND COOLING SYSTEMS | PH7TAN424**AA* | CAP**2517AL* | 82*SB48090V17*** | 23200 | 24200 | 16.5 | 12.5 | 8.1 | 2.34 | 60 | 45 | 213167839
BRYANT HEATING AND COOLING SYSTEMS | GH7TAN424**AA* | CAP**2517AL* | 82*SB48090V17*** | 23200 | 24200 | 16.5 | 12.5 | 8.1 | 2.34 | 60 | 45 | 213167838
KEEPRITE | N4H7T24*K*AAA* | EA*4X25L17A* | *80VSL0701716B* | 22800 | 24000 | 16.5 | 12.5 | 8.1 | 2.32 | 60 | 45 | 213167832
CARRIER | 25TPA724A**30* | CAP**2517AL* | 58SP*B090V17**16 | 23200 | 24200 | 16.5 | 12.5 | 8.1 | 2.34 | 60 | 45 | 213167835
CARRIER | GH7TAN424**AA* | CAP**2517AL* | 58SP*B090V17**16 | 23200 | 24200 | 16.5 | 12.5 | 8.1 | 2.34 | 60 | 45 | 213167836
KENMORE | N4H7T24*K*AAA* | EA*4X25L17A* | *80VSL0701716B* | 22800 | 24000 | 16.5 | 12.5 | 8.1 | 2.32 | 60 | 45 | 213167833
TEMPSTAR | N4H7T24*K*AAA* | EA*4X25L17A* | *80VSL0701716B* | 22800 | 24000 | 16.5 | 12.5 | 8.1 | 2.32 | 60 | 45 | 213167834
DAY & NIGHT | N4H7T24*K*AAA* | EA*4X25L17A* | *80VSL0701716B* | 22800 | 24000 | 16.5 | 12.5 | 8.1 | 2.32 | 60 | 45 | 213167831
COMFORTMAKER | N4H7T24*K*AAA* | EA*4X25L17A* | *80VSL0701716B* | 22800 | 24000 | 16.5 | 12.5 | 8.1 | 2.32 | 60 | 45 | 213167830
ARCOAIRE | N4H7T24*K*AAA* | EA*4X25L17A* | *80VSL0701716B* | 22800 | 24000 | 16.5 | 12.5 | 8.1 | 2.32 | 60 | 45 | 213167829
AIRQUEST | N4H7T24*K*AAA* | EA*4X25L17A* | *80VSL0701716B* | 22800 | 24000 | 16.5 | 12.5 | 8.1 | 2.32 | 60 | 45 | 213167828
BRYANT HEATING AND COOLING SYSTEMS | PH7TAN424**AA* | CAP**2517AL* | 82*SB48070V17*** | 22800 | 24000 | 16.5 | 12.5 | 8.1 | 2.32 | 60 | 45 | 213167826
KENMORE | N4H7T24*K*AAA* | EA*4X25L17A* | *80VSL0701412B* | 23200 | 24200 | 16.5 | 12.5 | 8.1 | 2.34 | 60 | 44 | 213167820
CARRIER | 25TPA724A**30* | CAP**2517AL* | 58SP*B070V17**16 | 22800 | 24000 | 16.5 | 12.5 | 8.1 | 2.32 | 60 | 45 | 213167822
TEMPSTAR | N4H7T24*K*AAA* | EA*4X25L17A* | *80VSL0701412B* | 23200 | 24200 | 16.5 | 12.5 | 8.1 | 2.34 | 60 | 44 | 213167821
DAY & NIGHT | N4H7T24*K*AAA* | EA*4X25L17A* | *80VSL0701412B* | 23200 | 24200 | 16.5 | 12.5 | 8.1 | 2.34 | 60 | 44 | 213167818
COMFORTMAKER | N4H7T24*K*AAA* | EA*4X25L17A* | *80VSL0701412B* | 23200 | 24200 | 16.5 | 12.5 | 8.1 | 2.34 | 60 | 44 | 213167817
AIRQUEST | N4H7T24*K*AAA* | EA*4X25L17A* | *80VSL0701412B* | 23200 | 24200 | 16.5 | 12.5 | 8.1 | 2.34 | 60 | 44 | 213167815
KEEPRITE | N4H7T24*K*AAA* | EA*4X25L17A* | *80VSL0701412B* | 23200 | 24200 | 16.5 | 12.5 | 8.1 | 2.34 | 60 | 44 | 213167819
HEIL | N4H7T24*K*AAA* | EA*4X25L17A* | *80VSL0701412B* | 23200 | 24200 | 16.5 | 12.5 | 8.1 | 2.34 | 60 | 44 | 213167814
ARCOAIRE | N4H7T24*K*AAA* | EA*4X25L17A* | *80VSL0701412B* | 23200 | 24200 | 16.5 | 12.5 | 8.1 | 2.34 | 60 | 44 | 213167816
KEEPRITE | N4H7T24*K*AAA* | EA*4X25L17A* | *80VSL0451412B* | 22800 | 24000 | 16.5 | 12.5 | 8.1 | 2.32 | 60 | 44 | 213167806
BRYANT HEATING AND COOLING SYSTEMS | PH7TAN424**AA* | CAP**2517AL* | 82*SB36070V14*** | 23200 | 24200 | 16.5 | 12.5 | 8.1 | 2.34 | 60 | 44 | 213167813
BRYANT HEATING AND COOLING SYSTEMS | GH7TAN424**AA* | CAP**2517AL* | 82*SB36070V14*** | 23200 | 24200 | 16.5 | 12.5 | 8.1 | 2.34 | 60 | 44 | 213167812
CARRIER | 25TPA724A**30* | CAP**2517AL* | 58SP*B070V14**12 | 23200 | 24200 | 16.5 | 12.5 | 8.1 | 2.34 | 60 | 44 | 213167809
CARRIER | GH7TAN424**AA* | CAP**2517AL* | 58SP*B070V14**12 | 23200 | 24200 | 16.5 | 12.5 | 8.1 | 2.34 | 60 | 44 | 213167810
TEMPSTAR | N4H7T24*K*AAA* | EA*4X25L17A* | *80VSL0451412B* | 22800 | 24000 | 16.5 | 12.5 | 8.1 | 2.32 | 60 | 44 | 213167808
AIRQUEST | N4H7T24*K*AAA* | EA*4X25L17A* | *80VSL0451412B* | 22800 | 24000 | 16.5 | 12.5 | 8.1 | 2.32 | 60 | 44 | 213167802
KENMORE | N4H7T24*K*AAA* | EA*4X25L17A* | *80VSL0451412B* | 22800 | 24000 | 16.5 | 12.5 | 8.1 | 2.32 | 60 | 44 | 213167807
ARCOAIRE | N4H7T24*K*AAA* | EA*4X25L17A* | *80VSL0451412B* | 22800 | 24000 | 16.5 | 12.5 | 8.1 | 2.32 | 60 | 44 | 213167803
COMFORTMAKER | N4H7T24*K*AAA* | EA*4X25L17A* | *80VSL0451412B* | 22800 | 24000 | 16.5 | 12.5 | 8.1 | 2.32 | 60 | 44 | 213167804
HEIL | N4H7T24*K*AAA* | EA*4X25L17A* | *80VSL0451412B* | 22800 | 24000 | 16.5 | 12.5 | 8.1 | 2.32 | 60 | 44 | 213167801
BRYANT HEATING AND COOLING SYSTEMS | PH7TAN424**AA* | CAP**2517AL* | 82*SB36045V14*** | 22800 | 24000 | 16.5 | 12.5 | 8.1 | 2.32 | 60 | 44 | 213167800
BRYANT HEATING AND COOLING SYSTEMS | GH7TAN424**AA* | CAP**2517AL* | 82*SB36045V14*** | 22800 | 24000 | 16.5 | 12.5 | 8.1 | 2.32 | 60 | 44 | 213167799
CARRIER | 25TPA724A**30* | CAP**2517AL* | 58SP*B045V14**12 | 22800 | 24000 | 16.5 | 12.5 | 8.1 | 2.32 | 60 | 44 | 213167796
CARRIER | GH7TAN424**AA* | CAP**2517AL* | 58SP*B045V14**12 | 22800 | 24000 | 16.5 | 12.5 | 8.1 | 2.32 | 60 | 44 | 213167797
LG | LUU420HV | C74B(A,H)MX48C-C | FG7TC100D-V35C | 42000 | 45000 | 17.2 | 11.7 | 9.3 | 1.82 | 62 | 84 | 213307889
LG | LUU420HV | C74B(A,H)MX48C-C | FG7TC080D-V35C | 42000 | 45000 | 17.2 | 11.7 | 9.3 | 1.82 | 62 | 84 | 213307888
LG | LUU180HV | C74B(A,H)MX24C-B | FG7TC060D-V24B | 18000 | 20000 | 17.5 | 12.5 | 9.1 | 1.84 | 67 | 86 | 213307887
LG | LUU360HV | C74B(A,H)MX36C-C | FG7TC100D-V35C | 36000 | 40000 | 18.2 | 12.2 | 9.2 | 1.87 | 61 | 85 | 213307507
LG | LUU360HV | C74B(A,H)MX36C-C | FG7TC080D-V35C | 36000 | 40000 | 18.2 | 12.2 | 9.2 | 1.87 | 61 | 85 | 213307506
LG | LUU360HV | C74B(A,H)MX36C-B | FG7TC060D-V24B | 33200 | 36000 | 17.6 | 11.9 | 8.5 | 1.85 | 56 | 83 | 213307505
LG | LUU240HV | C74B(A,H)MX24C-B | FG7TC060D-V24B | 23000 | 26000 | 17.1 | 11.7 | 9 | 1.91 | 63 | 82 | 213307504
KENMORE | N4H7T24*K*AAA* | EA*4X37L21A* | *96VSN1002120B* | 23400 | 24400 | 17 | 13 | 8.1 | 2.38 | 60 | 45 | 213169443
TEMPSTAR | N4H7T24*K*AAA* | EA*4X37L21A* | *96VSN1002120B* | 23400 | 24400 | 17 | 13 | 8.1 | 2.38 | 60 | 45 | 213169444
DAY & NIGHT | N4H7T24*K*AAA* | EA*4X37L21A* | *96VSN1002120B* | 23400 | 24400 | 17 | 13 | 8.1 | 2.38 | 60 | 45 | 213169441
KEEPRITE | N4H7T24*K*AAA* | EA*4X37L21A* | *96VSN1002120B* | 23400 | 24400 | 17 | 13 | 8.1 | 2.38 | 60 | 45 | 213169442
COMFORTMAKER | N4H7T24*K*AAA* | EA*4X37L21A* | *96VSN1002120B* | 23400 | 24400 | 17 | 13 | 8.1 | 2.38 | 60 | 45 | 213169440
HEIL | N4H7T24*K*AAA* | EA*4X37L21A* | *96VSN1002120B* | 23400 | 24400 | 17 | 13 | 8.1 | 2.38 | 60 | 45 | 213169437
ARCOAIRE | N4H7T24*K*AAA* | EA*4X37L21A* | *96VSN1002120B* | 23400 | 24400 | 17 | 13 | 8.1 | 2.38 | 60 | 45 | 213169439
BRYANT HEATING AND COOLING SYSTEMS | GH7TAN424**AA* | CAP**3721AL* | 926SB60100V21*** | 23400 | 24400 | 17 | 13 | 8.1 | 2.38 | 60 | 45 | 213169435
AIRQUEST | N4H7T24*K*AAA* | EA*4X37L21A* | *96VSN1002120B* | 23400 | 24400 | 17 | 13 | 8.1 | 2.38 | 60 | 45 | 213169438
CARRIER | 25TPA724A**30* | CAP**3721AL* | 59SP6B100V21**20 | 23400 | 24400 | 17 | 13 | 8.1 | 2.38 | 60 | 45 | 213169432
CARRIER | GH7TAN424**AA* | CAP**3721AL* | 59SP6B100V21**20 | 23400 | 24400 | 17 | 13 | 8.1 | 2.38 | 60 | 45 | 213169433
TEMPSTAR | N4H7T24*K*AAA* | EA*4X37L21A* | *96VSN0802120B* | 23200 | 24200 | 16.5 | 12.5 | 8.1 | 2.36 | 60 | 45 | 213169431
ARCOAIRE | N4H7T24*K*AAA* | EA*4X37L21A* | *96VSN0802120B* | 23200 | 24200 | 16.5 | 12.5 | 8.1 | 2.36 | 60 | 45 | 213169426
KENMORE | N4H7T24*K*AAA* | EA*4X37L21A* | *96VSN0802120B* | 23200 | 24200 | 16.5 | 12.5 | 8.1 | 2.36 | 60 | 45 | 213169430
DAY & NIGHT | N4H7T24*K*AAA* | EA*4X37L21A* | *96VSN0802120B* | 23200 | 24200 | 16.5 | 12.5 | 8.1 | 2.36 | 60 | 45 | 213169428
KEEPRITE | N4H7T24*K*AAA* | EA*4X37L21A* | *96VSN0802120B* | 23200 | 24200 | 16.5 | 12.5 | 8.1 | 2.36 | 60 | 45 | 213169429
HEIL | N4H7T24*K*AAA* | EA*4X37L21A* | *96VSN0802120B* | 23200 | 24200 | 16.5 | 12.5 | 8.1 | 2.36 | 60 | 45 | 213169424
AIRQUEST | N4H7T24*K*AAA* | EA*4X37L21A* | *96VSN0802120B* | 23200 | 24200 | 16.5 | 12.5 | 8.1 | 2.36 | 60 | 45 | 213169425
COMFORTMAKER | N4H7T24*K*AAA* | EA*4X37L21A* | *96VSN0802120B* | 23200 | 24200 | 16.5 | 12.5 | 8.1 | 2.36 | 60 | 45 | 213169427
BRYANT HEATING AND COOLING SYSTEMS | GH7TAN424**AA* | CAP**3721AL* | 926SB60080V21*** | 23200 | 24200 | 16.5 | 12.5 | 8.1 | 2.36 | 60 | 45 | 213169422
CARRIER | GH7TAN424**AA* | CAP**3721AL* | 59SP6B080V21**20 | 23200 | 24200 | 16.5 | 12.5 | 8.1 | 2.36 | 60 | 45 | 213169420
BRYANT HEATING AND COOLING SYSTEMS | PH7TAN424**AA* | CAP**3721AL* | 926SB60080V21*** | 23200 | 24200 | 16.5 | 12.5 | 8.1 | 2.36 | 60 | 45 | 213169423
CARRIER | 25TPA724A**30* | CAP**3721AL* | 59SP6B080V21**20 | 23200 | 24200 | 16.5 | 12.5 | 8.1 | 2.36 | 60 | 45 | 213169419
KEEPRITE | N4H7T24*K*AAA* | EA*4X37L21A* | *96VSN0801716B* | 23200 | 24200 | 16.5 | 12.5 | 8.1 | 2.36 | 60 | 45 | 213169416
KENMORE | N4H7T24*K*AAA* | EA*4X37L21A* | *96VSN0801716B* | 23200 | 24200 | 16.5 | 12.5 | 8.1 | 2.36 | 60 | 45 | 213169417
TEMPSTAR | N4H7T24*K*AAA* | EA*4X37L21A* | *96VSN0801716B* | 23200 | 24200 | 16.5 | 12.5 | 8.1 | 2.36 | 60 | 45 | 213169418
ARCOAIRE | N4H7T24*K*AAA* | EA*4X37L21A* | *96VSN0801716B* | 23200 | 24200 | 16.5 | 12.5 | 8.1 | 2.36 | 60 | 45 | 213169413
COMFORTMAKER | N4H7T24*K*AAA* | EA*4X37L21A* | *96VSN0801716B* | 23200 | 24200 | 16.5 | 12.5 | 8.1 | 2.36 | 60 | 45 | 213169414
HEIL | N4H7T24*K*AAA* | EA*4X37L21A* | *96VSN0801716B* | 23200 | 24200 | 16.5 | 12.5 | 8.1 | 2.36 | 60 | 45 | 213169411
DAY & NIGHT | N4H7T24*K*AAA* | EA*4X37L21A* | *96VSN0801716B* | 23200 | 24200 | 16.5 | 12.5 | 8.1 | 2.36 | 60 | 45 | 213169415
BRYANT HEATING AND COOLING SYSTEMS | PH7TAN424**AA* | CAP**3721AL* | 926SB48080V17*** | 23200 | 24200 | 16.5 | 12.5 | 8.1 | 2.36 | 60 | 45 | 213169410
KENMORE | N4H7T24*K*AAA* | EA*4X36L17A* | *96VSN0801716B* | 22200 | 23600 | 16 | 12 | 8.1 | 2.24 | 60 | 44 | 213168645
KEEPRITE | N4H7T24*K*AAA* | EA*4X36L17A* | *96VSN0801716B* | 22200 | 23600 | 16 | 12 | 8.1 | 2.24 | 60 | 44 | 213168644
TEMPSTAR | N4H7T24*K*AAA* | EA*4X36L17A* | *96VSN0801716B* | 22200 | 23600 | 16 | 12 | 8.1 | 2.24 | 60 | 44 | 213168646
DAY & NIGHT | N4H7T24*K*AAA* | EA*4X36L17A* | *96VSN0801716B* | 22200 | 23600 | 16 | 12 | 8.1 | 2.24 | 60 | 44 | 213168643
AIRQUEST | N4H7T24*K*AAA* | EA*4X36L17A* | *96VSN0801716B* | 22200 | 23600 | 16 | 12 | 8.1 | 2.24 | 60 | 44 | 213168640
COMFORTMAKER | N4H7T24*K*AAA* | EA*4X36L17A* | *96VSN0801716B* | 22200 | 23600 | 16 | 12 | 8.1 | 2.24 | 60 | 44 | 213168642
ARCOAIRE | N4H7T24*K*AAA* | EA*4X36L17A* | *96VSN0801716B* | 22200 | 23600 | 16 | 12 | 8.1 | 2.24 | 60 | 44 | 213168641
HEIL | N4H7T24*K*AAA* | EA*4X36L17A* | *96VSN0801716B* | 22200 | 23600 | 16 | 12 | 8.1 | 2.24 | 60 | 44 | 213168639
BRYANT HEATING AND COOLING SYSTEMS | GH7TAN424**AA* | CAP**3617AL* | 926SB48080V17*** | 22200 | 23600 | 16 | 12 | 8.1 | 2.24 | 60 | 44 | 213168637
TEMPSTAR | N4H7T24*K*AAA* | EA*4X36L17A* | *96VSN0601716B* | 22400 | 23800 | 16 | 12 | 8.1 | 2.26 | 60 | 44 | 213168633
CARRIER | GH7TAN424**AA* | CAP**3617AL* | 59SP6B080V17**16 | 22200 | 23600 | 16 | 12 | 8.1 | 2.24 | 60 | 44 | 213168635
KENMORE | N4H7T24*K*AAA* | EA*4X36L17A* | *96VSN0601716B* | 22400 | 23800 | 16 | 12 | 8.1 | 2.26 | 60 | 44 | 213168632
KEEPRITE | N4H7T24*K*AAA* | EA*4X36L17A* | *96VSN0601716B* | 22400 | 23800 | 16 | 12 | 8.1 | 2.26 | 60 | 44 | 213168631
COMFORTMAKER | N4H7T24*K*AAA* | EA*4X36L17A* | *96VSN0601716B* | 22400 | 23800 | 16 | 12 | 8.1 | 2.26 | 60 | 44 | 213168629
AIRQUEST | N4H7T24*K*AAA* | EA*4X36L17A* | *96VSN0601716B* | 22400 | 23800 | 16 | 12 | 8.1 | 2.26 | 60 | 44 | 213168627
DAY & NIGHT | N4H7T24*K*AAA* | EA*4X36L17A* | *96VSN0601716B* | 22400 | 23800 | 16 | 12 | 8.1 | 2.26 | 60 | 44 | 213168630
ARCOAIRE | N4H7T24*K*AAA* | EA*4X36L17A* | *96VSN0601716B* | 22400 | 23800 | 16 | 12 | 8.1 | 2.26 | 60 | 44 | 213168628
HEIL | N4H7T24*K*AAA* | EA*4X36L17A* | *96VSN0601716B* | 22400 | 23800 | 16 | 12 | 8.1 | 2.26 | 60 | 44 | 213168626
BRYANT HEATING AND COOLING SYSTEMS | PH7TAN424**AA* | CAP**3617AL* | 926SB48060V17*** | 22400 | 23800 | 16 | 12 | 8.1 | 2.26 | 60 | 44 | 213168625
CARRIER | GH7TAN424**AA* | CAP**3617AL* | 59SP6B060V17**16 | 22400 | 23800 | 16 | 12 | 8.1 | 2.26 | 60 | 44 | 213168622
BRYANT HEATING AND COOLING SYSTEMS | GH7TAN424**AA* | CAP**3617AL* | 926SB48060V17*** | 22400 | 23800 | 16 | 12 | 8.1 | 2.26 | 60 | 44 | 213168624
CARRIER | 25TPA724A**30* | CAP**3617AL* | 59SP6B060V17**16 | 22400 | 23800 | 16 | 12 | 8.1 | 2.26 | 60 | 44 | 213168621
GRANDAIRE | W4H7T24*K*AAA* | WLA*374CA* | WFET110C066A* | 23200 | 24200 | 16.5 | 12.5 | 8.1 | 2.36 | 60 | 45 | 213169221
TEMPSTAR | N4H7T24*K*AAA* | EA*4X37L21A* | *80VTL1102122B* | 23200 | 24200 | 16.5 | 12.5 | 8.1 | 2.36 | 60 | 45 | 213169220
AIRQUEST | N4H7T24*K*AAA* | EA*4X25L17A* | *96VTN0601716B* | 23000 | 24000 | 16.5 | 12.5 | 8.1 | 2.32 | 60 | 45 | 213167911
BROCK | PH7TAN424**AA* | CAP**2517AL* | PG96VTAB48060B** | 23000 | 24000 | 16.5 | 12.5 | 8.1 | 2.32 | 60 | 45 | 213167908
ARCOAIRE | N4H7T24*K*AAA* | EA*4X25L17A* | *96VTN0601716B* | 23000 | 24000 | 16.5 | 12.5 | 8.1 | 2.32 | 60 | 45 | 213167912
WEATHERMAKER | PH7TAN424**AA* | CAP**2517AL* | PG96VTAB48060B** | 23000 | 24000 | 16.5 | 12.5 | 8.1 | 2.32 | 60 | 45 | 213167909
HEIL | N4H7T24*K*AAA* | EA*4X25L17A* | *96VTN0601716B* | 23000 | 24000 | 16.5 | 12.5 | 8.1 | 2.32 | 60 | 45 | 213167910
BRYANT HEATING AND COOLING SYSTEMS | PH7TAN424**AA* | CAP**2517AL* | 926TC48060V17*** | 23000 | 24000 | 16.5 | 12.5 | 8.1 | 2.32 | 60 | 45 | 213167906
PAYNE HEATING AND COOLING | PH7TAN424**AA* | CAP**2517AL* | PG96VTAB48060B** | 23000 | 24000 | 16.5 | 12.5 | 8.1 | 2.32 | 60 | 45 | 213167907
BRYANT HEATING AND COOLING SYSTEMS | GH7TAN424**AA* | CAP**2517AL* | 926TC48060V17*** | 23000 | 24000 | 16.5 | 12.5 | 8.1 | 2.32 | 60 | 45 | 213167905
CARRIER | GH7TAN424**AA* | CAP**2517AL* | GG96VTAB48060B** | 23000 | 24000 | 16.5 | 12.5 | 8.1 | 2.32 | 60 | 45 | 213167903
TEMPSTAR | N4H7T24*K*AAA* | EA*4X25L17A* | *96VTN0601412B* | 22800 | 24000 | 16.5 | 12 | 8.1 | 2.3 | 60 | 45 | 213167899
CARRIER | 25TPA724A**30* | CAP**2517AL* | 59TP6C060V17**16 | 23000 | 24000 | 16.5 | 12.5 | 8.1 | 2.32 | 60 | 45 | 213167900
KENMORE | N4H7T24*K*AAA* | EA*4X25L17A* | *96VTN0601412B* | 22800 | 24000 | 16.5 | 12 | 8.1 | 2.3 | 60 | 45 | 213167898
DAY & NIGHT | N4H7T24*K*AAA* | EA*4X25L17A* | *96VTN0601412B* | 22800 | 24000 | 16.5 | 12 | 8.1 | 2.3 | 60 | 45 | 213167896
BRYANT HEATING AND COOLING SYSTEMS | GH7TAN424**AA* | CAP**2517AL* | 926TC36060V14*** | 22800 | 24000 | 16.5 | 12 | 8.1 | 2.3 | 60 | 45 | 213167887
ARCOAIRE | N4H7T24*K*AAA* | EA*4X25L17A* | *96VTN0601412B* | 22800 | 24000 | 16.5 | 12 | 8.1 | 2.3 | 60 | 45 | 213167894
AIRQUEST | N4H7T24*K*AAA* | EA*4X25L17A* | *96VTN0601412B* | 22800 | 24000 | 16.5 | 12 | 8.1 | 2.3 | 60 | 45 | 213167893
COMFORTMAKER | N4H7T24*K*AAA* | EA*4X25L17A* | *96VTN0601412B* | 22800 | 24000 | 16.5 | 12 | 8.1 | 2.3 | 60 | 45 | 213167895
BROCK | PH7TAN424**AA* | CAP**2517AL* | PG96VTAB36060A** | 22800 | 24000 | 16.5 | 12 | 8.1 | 2.3 | 60 | 45 | 213167890
PAYNE HEATING AND COOLING | PH7TAN424**AA* | CAP**2517AL* | PG96VTAB36060A** | 22800 | 24000 | 16.5 | 12 | 8.1 | 2.3 | 60 | 45 | 213167889
CARRIER | 25TPA724A**30* | CAP**2517AL* | 59TP6C060V14**12 | 22800 | 24000 | 16.5 | 12 | 8.1 | 2.3 | 60 | 45 | 213167884
HEIL | N4H7T24*K*AAA* | EA*4X25L17A* | *96VTN0601412B* | 22800 | 24000 | 16.5 | 12 | 8.1 | 2.3 | 60 | 45 | 213167892
WEATHERMAKER | PH7TAN424**AA* | CAP**2517AL* | PG96VTAB36060A** | 22800 | 24000 | 16.5 | 12 | 8.1 | 2.3 | 60 | 45 | 213167891
BRYANT HEATING AND COOLING SYSTEMS | PH7TAN424**AA* | CAP**2517AL* | 926TC36060V14*** | 22800 | 24000 | 16.5 | 12 | 8.1 | 2.3 | 60 | 45 | 213167888
CARRIER | GH7TAN424**AA* | CAP**2517AL* | 59TP6C060V14**12 | 22800 | 24000 | 16.5 | 12 | 8.1 | 2.3 | 60 | 45 | 213167885
TEMPSTAR | N4H7T24*K*AAA* | EA*4X25L17A* | *96VTN0401712B* | 23000 | 24200 | 16 | 12 | 8.1 | 2.3 | 60 | 45 | 213167883
AIRQUEST | N4H7T24*K*AAA* | EA*4X25L17A* | *96VTN0401712B* | 23000 | 24200 | 16 | 12 | 8.1 | 2.3 | 60 | 45 | 213167877
KEEPRITE | N4H7T24*K*AAA* | EA*4X25L17A* | *96VTN0401712B* | 23000 | 24200 | 16 | 12 | 8.1 | 2.3 | 60 | 45 | 213167881
DAY & NIGHT | N4H7T24*K*AAA* | EA*4X25L17A* | *96VTN0401712B* | 23000 | 24200 | 16 | 12 | 8.1 | 2.3 | 60 | 45 | 213167880
COMFORTMAKER | N4H7T24*K*AAA* | EA*4X25L17A* | *96VTN0401712B* | 23000 | 24200 | 16 | 12 | 8.1 | 2.3 | 60 | 45 | 213167879
ARCOAIRE | N4H7T24*K*AAA* | EA*4X25L17A* | *96VTN0401712B* | 23000 | 24200 | 16 | 12 | 8.1 | 2.3 | 60 | 45 | 213167878
BROCK | PH7TAN424**AA* | CAP**2517AL* | PG96VTAB36040B** | 23000 | 24200 | 16 | 12 | 8.1 | 2.3 | 60 | 45 | 213167874
BRYANT HEATING AND COOLING SYSTEMS | GH7TAN424**AA* | CAP**2517AL* | 926TC36040V17*** | 23000 | 24200 | 16 | 12 | 8.1 | 2.3 | 60 | 45 | 213167871
HEIL | N4H7T24*K*AAA* | EA*4X25L17A* | *96VTN0401712B* | 23000 | 24200 | 16 | 12 | 8.1 | 2.3 | 60 | 45 | 213167876
WEATHERMAKER | PH7TAN424**AA* | CAP**2517AL* | PG96VTAB36040B** | 23000 | 24200 | 16 | 12 | 8.1 | 2.3 | 60 | 45 | 213167875
BRYANT HEATING AND COOLING SYSTEMS | PH7TAN424**AA* | CAP**2517AL* | 926TC36040V17*** | 23000 | 24200 | 16 | 12 | 8.1 | 2.3 | 60 | 45 | 213167872
PAYNE HEATING AND COOLING | PH7TAN424**AA* | CAP**2517AL* | PG96VTAB36040B** | 23000 | 24200 | 16 | 12 | 8.1 | 2.3 | 60 | 45 | 213167873
CARRIER | GH7TAN424**AA* | CAP**2517AL* | 59TP6C040V17**12 | 23000 | 24200 | 16 | 12 | 8.1 | 2.3 | 60 | 45 | 213167869
COMFORTMAKER | N4H7T24*K*AAA* | EA*4X25L17A* | *80VSL0901716B* | 23200 | 24200 | 16.5 | 12.5 | 8.1 | 2.34 | 60 | 45 | 213167843
KENMORE | N4H7T24*K*AAA* | EA*4X25L17A* | *80VSL0901716B* | 23200 | 24200 | 16.5 | 12.5 | 8.1 | 2.34 | 60 | 45 | 213167846
DAY & NIGHT | N4H7T24*K*AAA* | EA*4X25L17A* | *80VSL0901716B* | 23200 | 24200 | 16.5 | 12.5 | 8.1 | 2.34 | 60 | 45 | 213167844
TEMPSTAR | N4H7T24*K*AAA* | EA*4X37L21A* | *96VSN0601716B* | 23000 | 24000 | 16.5 | 12.5 | 8.1 | 2.34 | 60 | 45 | 213169405
BRYANT HEATING AND COOLING SYSTEMS | GH7TAN424**AA* | CAP**3721AL* | 926SB48080V17*** | 23200 | 24200 | 16.5 | 12.5 | 8.1 | 2.36 | 60 | 45 | 213169409
CARRIER | GH7TAN424**AA* | CAP**3721AL* | 59SP6B080V17**16 | 23200 | 24200 | 16.5 | 12.5 | 8.1 | 2.36 | 60 | 45 | 213169407
CARRIER | 25TPA724A**30* | CAP**3721AL* | 59SP6B080V17**16 | 23200 | 24200 | 16.5 | 12.5 | 8.1 | 2.36 | 60 | 45 | 213169406
KENMORE | N4H7T24*K*AAA* | EA*4X37L21A* | *96VSN0601716B* | 23000 | 24000 | 16.5 | 12.5 | 8.1 | 2.34 | 60 | 45 | 213169404
AIRQUEST | N4H7T24*K*AAA* | EA*4X37L21A* | *96VSN0601716B* | 23000 | 24000 | 16.5 | 12.5 | 8.1 | 2.34 | 60 | 45 | 213169399
KEEPRITE | N4H7T24*K*AAA* | EA*4X37L21A* | *96VSN0601716B* | 23000 | 24000 | 16.5 | 12.5 | 8.1 | 2.34 | 60 | 45 | 213169403
DAY & NIGHT | N4H7T24*K*AAA* | EA*4X37L21A* | *96VSN0601716B* | 23000 | 24000 | 16.5 | 12.5 | 8.1 | 2.34 | 60 | 45 | 213169402
COMFORTMAKER | N4H7T24*K*AAA* | EA*4X37L21A* | *96VSN0601716B* | 23000 | 24000 | 16.5 | 12.5 | 8.1 | 2.34 | 60 | 45 | 213169401
ARCOAIRE | N4H7T24*K*AAA* | EA*4X37L21A* | *96VSN0601716B* | 23000 | 24000 | 16.5 | 12.5 | 8.1 | 2.34 | 60 | 45 | 213169400
HEIL | N4H7T24*K*AAA* | EA*4X37L21A* | *96VSN0601716B* | 23000 | 24000 | 16.5 | 12.5 | 8.1 | 2.34 | 60 | 45 | 213169398
CARRIER | 25TPA724A**30* | CAP**3721AL* | 59SP6B060V17**16 | 23000 | 24000 | 16.5 | 12.5 | 8.1 | 2.34 | 60 | 45 | 213169393
BRYANT HEATING AND COOLING SYSTEMS | GH7TAN424**AA* | CAP**3721AL* | 926SB48060V17*** | 23000 | 24000 | 16.5 | 12.5 | 8.1 | 2.34 | 60 | 45 | 213169396
BRYANT HEATING AND COOLING SYSTEMS | PH7TAN424**AA* | CAP**3721AL* | 926SB48060V17*** | 23000 | 24000 | 16.5 | 12.5 | 8.1 | 2.34 | 60 | 45 | 213169397
CARRIER | GH7TAN424**AA* | CAP**3721AL* | 59SP6B060V17**16 | 23000 | 24000 | 16.5 | 12.5 | 8.1 | 2.34 | 60 | 45 | 213169394
DAY & NIGHT | N4H7T24*K*AAA* | EA*4X37L21A* | *96VSN0401712B* | 23000 | 24200 | 16 | 12 | 8.1 | 2.32 | 60 | 45 | 213169389
KENMORE | N4H7T24*K*AAA* | EA*4X37L21A* | *96VSN0401712B* | 23000 | 24200 | 16 | 12 | 8.1 | 2.32 | 60 | 45 | 213169391
TEMPSTAR | N4H7T24*K*AAA* | EA*4X37L21A* | *96VSN0401712B* | 23000 | 24200 | 16 | 12 | 8.1 | 2.32 | 60 | 45 | 213169392
ARCOAIRE | N4H7T24*K*AAA* | EA*4X37L21A* | *96VSN0401712B* | 23000 | 24200 | 16 | 12 | 8.1 | 2.32 | 60 | 45 | 213169387
KEEPRITE | N4H7T24*K*AAA* | EA*4X37L21A* | *96VSN0401712B* | 23000 | 24200 | 16 | 12 | 8.1 | 2.32 | 60 | 45 | 213169390
COMFORTMAKER | N4H7T24*K*AAA* | EA*4X37L21A* | *96VSN0401712B* | 23000 | 24200 | 16 | 12 | 8.1 | 2.32 | 60 | 45 | 213169388
CARRIER | GH7TAN424**AA* | CAP**3721AL* | 59SP6B040V17**12 | 23000 | 24200 | 16 | 12 | 8.1 | 2.32 | 60 | 45 | 213169381
HEIL | N4H7T24*K*AAA* | EA*4X37L21A* | *96VSN0401712B* | 23000 | 24200 | 16 | 12 | 8.1 | 2.32 | 60 | 45 | 213169385
AIRQUEST | N4H7T24*K*AAA* | EA*4X37L21A* | *96VSN0401712B* | 23000 | 24200 | 16 | 12 | 8.1 | 2.32 | 60 | 45 | 213169386
BRYANT HEATING AND COOLING SYSTEMS | GH7TAN424**AA* | CAP**3721AL* | 926SB36040V17*** | 23000 | 24200 | 16 | 12 | 8.1 | 2.32 | 60 | 45 | 213169383
BRYANT HEATING AND COOLING SYSTEMS | PH7TAN424**AA* | CAP**3721AL* | 926SB36040V17*** | 23000 | 24200 | 16 | 12 | 8.1 | 2.32 | 60 | 45 | 213169384
CARRIER | 25TPA724A**30* | CAP**3721AL* | 59SP6B040V17**12 | 23000 | 24200 | 16 | 12 | 8.1 | 2.32 | 60 | 45 | 213169380
TEMPSTAR | N4H7T24*K*AAA* | EA*4X37L21A* | *96VTN1002122B* | 23200 | 24200 | 16.5 | 13 | 8.1 | 2.36 | 60 | 45 | 213169379
KENMORE | N4H7T24*K*AAA* | EA*4X37L21A* | *96VTN1002122B* | 23200 | 24200 | 16.5 | 13 | 8.1 | 2.36 | 60 | 45 | 213169378
KEEPRITE | N4H7T24*K*AAA* | EA*4X37L21A* | *96VTN1002122B* | 23200 | 24200 | 16.5 | 13 | 8.1 | 2.36 | 60 | 45 | 213169377
COMFORTMAKER | N4H7T24*K*AAA* | EA*4X37L21A* | *96VTN1002122B* | 23200 | 24200 | 16.5 | 13 | 8.1 | 2.36 | 60 | 45 | 213169375
ARCOAIRE | N4H7T24*K*AAA* | EA*4X37L21A* | *96VTN1002122B* | 23200 | 24200 | 16.5 | 13 | 8.1 | 2.36 | 60 | 45 | 213169374
DAY & NIGHT | N4H7T24*K*AAA* | EA*4X37L21A* | *96VTN1002122B* | 23200 | 24200 | 16.5 | 13 | 8.1 | 2.36 | 60 | 45 | 213169376
AIRQUEST | N4H7T24*K*AAA* | EA*4X37L21A* | *96VTN1002122B* | 23200 | 24200 | 16.5 | 13 | 8.1 | 2.36 | 60 | 45 | 213169373
BRYANT HEATING AND COOLING SYSTEMS | PH7TAN424**AA* | CAP**3721AL* | 926TC66100V21*** | 23200 | 24200 | 16.5 | 13 | 8.1 | 2.36 | 60 | 45 | 213169371
BRYANT HEATING AND COOLING SYSTEMS | GH7TAN424**AA* | CAP**3721AL* | 926TC66100V21*** | 23200 | 24200 | 16.5 | 13 | 8.1 | 2.36 | 60 | 45 | 213169370
HEIL | N4H7T24*K*AAA* | EA*4X37L21A* | *96VTN1002122B* | 23200 | 24200 | 16.5 | 13 | 8.1 | 2.36 | 60 | 45 | 213169372
KENMORE | N4H7T24*K*AAA* | EA*4X37L21A* | *96VTN1002120B* | 22800 | 24000 | 16.5 | 12.5 | 8.1 | 2.32 | 60 | 45 | 213169363
GRANDAIRE | W4H7T24*K*AAA* | WLA*374CA* | WFST100C060A* | 22800 | 24000 | 16.5 | 12.5 | 8.1 | 2.32 | 60 | 45 | 213169365
CARRIER | GH7TAN424**AA* | CAP**3721AL* | 59TP6C100V21**22 | 23200 | 24200 | 16.5 | 13 | 8.1 | 2.36 | 60 | 45 | 213169368
TEMPSTAR | N4H7T24*K*AAA* | EA*4X37L21A* | *96VTN1002120B* | 22800 | 24000 | 16.5 | 12.5 | 8.1 | 2.32 | 60 | 45 | 213169364
ECOTEMP | W4H7T24*K*AAA* | WLA*374CA* | WFST100C060A* | 22800 | 24000 | 16.5 | 12.5 | 8.1 | 2.32 | 60 | 45 | 213169366
CARRIER | 25TPA724A**30* | CAP**3721AL* | 59TP6C100V21**22 | 23200 | 24200 | 16.5 | 13 | 8.1 | 2.36 | 60 | 45 | 213169367
KEEPRITE | N4H7T24*K*AAA* | EA*4X37L21A* | *96VTN1002120B* | 22800 | 24000 | 16.5 | 12.5 | 8.1 | 2.32 | 60 | 45 | 213169362
HEIL | N4H7T24*K*AAA* | EA*4X37L21A* | *96VTN1002120B* | 22800 | 24000 | 16.5 | 12.5 | 8.1 | 2.32 | 60 | 45 | 213169357
COMFORTMAKER | N4H7T24*K*AAA* | EA*4X37L21A* | *96VTN1002120B* | 22800 | 24000 | 16.5 | 12.5 | 8.1 | 2.32 | 60 | 45 | 213169360
DAY & NIGHT | N4H7T24*K*AAA* | EA*4X37L21A* | *96VTN1002120B* | 22800 | 24000 | 16.5 | 12.5 | 8.1 | 2.32 | 60 | 45 | 213169361
ARCOAIRE | N4H7T24*K*AAA* | EA*4X37L21A* | *96VTN1002120B* | 22800 | 24000 | 16.5 | 12.5 | 8.1 | 2.32 | 60 | 45 | 213169359
AIRQUEST | N4H7T24*K*AAA* | EA*4X37L21A* | *96VTN1002120B* | 22800 | 24000 | 16.5 | 12.5 | 8.1 | 2.32 | 60 | 45 | 213169358
BRYANT HEATING AND COOLING SYSTEMS | GH7TAN424**AA* | CAP**3721AL* | 926TC60100V21*** | 22800 | 24000 | 16.5 | 12.5 | 8.1 | 2.32 | 60 | 45 | 213169352
BRYANT HEATING AND COOLING SYSTEMS | PH7TAN424**AA* | CAP**3721AL* | 926TC60100V21*** | 22800 | 24000 | 16.5 | 12.5 | 8.1 | 2.32 | 60 | 45 | 213169353
BROCK | PH7TAN424**AA* | CAP**3721AL* | PG96VTAB60100C** | 22800 | 24000 | 16.5 | 12.5 | 8.1 | 2.32 | 60 | 45 | 213169355
WEATHERMAKER | PH7TAN424**AA* | CAP**3721AL* | PG96VTAB60100C** | 22800 | 24000 | 16.5 | 12.5 | 8.1 | 2.32 | 60 | 45 | 213169356
PAYNE HEATING AND COOLING | PH7TAN424**AA* | CAP**3721AL* | PG96VTAB60100C** | 22800 | 24000 | 16.5 | 12.5 | 8.1 | 2.32 | 60 | 45 | 213169354
CARRIER | 25TPA724A**30* | CAP**3721AL* | 59TP6C100V21**20 | 22800 | 24000 | 16.5 | 12.5 | 8.1 | 2.32 | 60 | 45 | 213169347
CARRIER | GH7TAN424**AA* | CAP**3721AL* | 59TP6C100V21**20 | 22800 | 24000 | 16.5 | 12.5 | 8.1 | 2.32 | 60 | 45 | 213169349
BRYANT HEATING AND COOLING SYSTEMS | GH7TAN424**AA* | CAP**3721AL* | 82*SB48070V17*** | 23000 | 24000 | 16.5 | 12.5 | 8.1 | 2.34 | 60 | 45 | 213169226
ECOTEMP | W4H7T24*K*AAA* | WLA*364CA* | WFET110C066A* | 22800 | 24000 | 16.5 | 12.5 | 8.1 | 2.28 | 60 | 44 | 213168706
GRANDAIRE | W4H7T24*K*AAA* | WLA*364CA* | WFET110C066A* | 22800 | 24000 | 16.5 | 12.5 | 8.1 | 2.28 | 60 | 44 | 213168705
KENMORE | N4H7T24*K*AAA* | EA*4X36L21A* | *80VTL1102122B* | 22800 | 24000 | 16.5 | 12.5 | 8.1 | 2.28 | 60 | 44 | 213168703
DAY & NIGHT | N4H7T24*K*AAA* | EA*4X36L21A* | *80VTL1102122B* | 22800 | 24000 | 16.5 | 12.5 | 8.1 | 2.28 | 60 | 44 | 213168701
TEMPSTAR | N4H7T24*K*AAA* | EA*4X36L21A* | *80VTL1102122B* | 22800 | 24000 | 16.5 | 12.5 | 8.1 | 2.28 | 60 | 44 | 213168704
KEEPRITE | N4H7T24*K*AAA* | EA*4X36L21A* | *80VTL1102122B* | 22800 | 24000 | 16.5 | 12.5 | 8.1 | 2.28 | 60 | 44 | 213168702
COMFORTMAKER | N4H7T24*K*AAA* | EA*4X36L21A* | *80VTL1102122B* | 22800 | 24000 | 16.5 | 12.5 | 8.1 | 2.28 | 60 | 44 | 213168700
WEATHERMAKER | PH7TAN424**AA* | CAP**3621AL* | PG80VTLB66110C** | 22800 | 24000 | 16.5 | 12.5 | 8.1 | 2.28 | 60 | 44 | 213168696
AIRQUEST | N4H7T24*K*AAA* | EA*4X36L21A* | *80VTL1102122B* | 22800 | 24000 | 16.5 | 12.5 | 8.1 | 2.28 | 60 | 44 | 213168698
CARRIER | GH7TAN424**AA* | CAP**3721AL* | 58SP*B070V17**16 | 23000 | 24000 | 16.5 | 12.5 | 8.1 | 2.34 | 60 | 45 | 213169224
BRYANT HEATING AND COOLING SYSTEMS | PH7TAN424**AA* | CAP**3621AL* | 82*TB66110V21*** | 22800 | 24000 | 16.5 | 12.5 | 8.1 | 2.28 | 60 | 44 | 213168693
CARRIER | 25TPA724A**30* | CAP**3721AL* | 58SP*B070V17**16 | 23000 | 24000 | 16.5 | 12.5 | 8.1 | 2.34 | 60 | 45 | 213169223
HEIL | N4H7T24*K*AAA* | EA*4X36L21A* | *80VTL1102122B* | 22800 | 24000 | 16.5 | 12.5 | 8.1 | 2.28 | 60 | 44 | 213168697
PAYNE HEATING AND COOLING | PH7TAN424**AA* | CAP**3621AL* | PG80VTLB66110C** | 22800 | 24000 | 16.5 | 12.5 | 8.1 | 2.28 | 60 | 44 | 213168694
BRYANT HEATING AND COOLING SYSTEMS | GH7TAN424**AA* | CAP**3621AL* | 82*TB66110V21*** | 22800 | 24000 | 16.5 | 12.5 | 8.1 | 2.28 | 60 | 44 | 213168692
CARRIER | 25TPA724A**30* | CAP**3621AL* | 58TP*B110V21**22 | 22800 | 24000 | 16.5 | 12.5 | 8.1 | 2.28 | 60 | 44 | 213168689
CARRIER | GH7TAN424**AA* | CAP**3621AL* | 58TP*B110V21**22 | 22800 | 24000 | 16.5 | 12.5 | 8.1 | 2.28 | 60 | 44 | 213168690
KENMORE | N4H7T24*K*AAA* | EA*4X36L21A* | *80VTL0902120B* | 22400 | 23800 | 16 | 12.5 | 8.1 | 2.26 | 60 | 44 | 213168687
ARCOAIRE | N4H7T24*K*AAA* | EA*4X36L21A* | *80VTL0902120B* | 22400 | 23800 | 16 | 12.5 | 8.1 | 2.26 | 60 | 44 | 213168683
TEMPSTAR | N4H7T24*K*AAA* | EA*4X36L21A* | *80VTL0902120B* | 22400 | 23800 | 16 | 12.5 | 8.1 | 2.26 | 60 | 44 | 213168688
KEEPRITE | N4H7T24*K*AAA* | EA*4X36L21A* | *80VTL0902120B* | 22400 | 23800 | 16 | 12.5 | 8.1 | 2.26 | 60 | 44 | 213168686
DAY & NIGHT | N4H7T24*K*AAA* | EA*4X36L21A* | *80VTL0902120B* | 22400 | 23800 | 16 | 12.5 | 8.1 | 2.26 | 60 | 44 | 213168685
COMFORTMAKER | N4H7T24*K*AAA* | EA*4X36L21A* | *80VTL0902120B* | 22400 | 23800 | 16 | 12.5 | 8.1 | 2.26 | 60 | 44 | 213168684
ECOTEMP | W4H7T24*K*AAA* | WLA*374CA* | WFET110C066A* | 23200 | 24200 | 16.5 | 12.5 | 8.1 | 2.36 | 60 | 45 | 213169222
AIRQUEST | N4H7T24*K*AAA* | EA*4X36L21A* | *80VTL0902120B* | 22400 | 23800 | 16 | 12.5 | 8.1 | 2.26 | 60 | 44 | 213168682
BRYANT HEATING AND COOLING SYSTEMS | PH7TAN424**AA* | CAP**3621AL* | 82*TB60090V21*** | 22400 | 23800 | 16 | 12.5 | 8.1 | 2.26 | 60 | 44 | 213168677
WEATHERMAKER | PH7TAN424**AA* | CAP**3621AL* | PG80VTLB60090C** | 22400 | 23800 | 16 | 12.5 | 8.1 | 2.26 | 60 | 44 | 213168680
BROCK | PH7TAN424**AA* | CAP**3621AL* | PG80VTLB60090C** | 22400 | 23800 | 16 | 12.5 | 8.1 | 2.26 | 60 | 44 | 213168679
PAYNE HEATING AND COOLING | PH7TAN424**AA* | CAP**3621AL* | PG80VTLB60090C** | 22400 | 23800 | 16 | 12.5 | 8.1 | 2.26 | 60 | 44 | 213168678
CARRIER | GH7TAN424**AA* | CAP**3621AL* | 58TP*B090V21**20 | 22400 | 23800 | 16 | 12.5 | 8.1 | 2.26 | 60 | 44 | 213168674
BRYANT HEATING AND COOLING SYSTEMS | GH7TAN424**AA* | CAP**3621AL* | 82*TB60090V21*** | 22400 | 23800 | 16 | 12.5 | 8.1 | 2.26 | 60 | 44 | 213168676
COMFORTMAKER | N4H7T24*K*AAA* | EA*4X25L17A* | *96VSN0601412B* | 22800 | 24000 | 16.5 | 12 | 8.1 | 2.3 | 60 | 45 | 213167974
HEIL | N4H7T24*K*AAA* | EA*4X25L17A* | *96VSN0601412B* | 22800 | 24000 | 16.5 | 12 | 8.1 | 2.3 | 60 | 45 | 213167971
ARCOAIRE | N4H7T24*K*AAA* | EA*4X25L17A* | *96VSN0601412B* | 22800 | 24000 | 16.5 | 12 | 8.1 | 2.3 | 60 | 45 | 213167973
AIRQUEST | N4H7T24*K*AAA* | EA*4X25L17A* | *96VSN0601412B* | 22800 | 24000 | 16.5 | 12 | 8.1 | 2.3 | 60 | 45 | 213167972
BRYANT HEATING AND COOLING SYSTEMS | PH7TAN424**AA* | CAP**2517AL* | 926SB36060V14*** | 22800 | 24000 | 16.5 | 12 | 8.1 | 2.3 | 60 | 45 | 213167970
CARRIER | GH7TAN424**AA* | CAP**2517AL* | 59SP6B060V14**12 | 22800 | 24000 | 16.5 | 12 | 8.1 | 2.3 | 60 | 45 | 213167967
BRYANT HEATING AND COOLING SYSTEMS | GH7TAN424**AA* | CAP**2517AL* | 926SB36060V14*** | 22800 | 24000 | 16.5 | 12 | 8.1 | 2.3 | 60 | 45 | 213167969
KEEPRITE | N4H7T24*K*AAA* | EA*4X25L17A* | *96VSN0401712B* | 23000 | 24200 | 16 | 12 | 8.1 | 2.3 | 60 | 45 | 213167963
TEMPSTAR | N4H7T24*K*AAA* | EA*4X25L17A* | *96VSN0401712B* | 23000 | 24200 | 16 | 12 | 8.1 | 2.3 | 60 | 45 | 213167965
CARRIER | 25TPA724A**30* | CAP**2517AL* | 59SP6B060V14**12 | 22800 | 24000 | 16.5 | 12 | 8.1 | 2.3 | 60 | 45 | 213167966
DAY & NIGHT | N4H7T24*K*AAA* | EA*4X25L17A* | *96VSN0401712B* | 23000 | 24200 | 16 | 12 | 8.1 | 2.3 | 60 | 45 | 213167962
COMFORTMAKER | N4H7T24*K*AAA* | EA*4X25L17A* | *96VSN0401712B* | 23000 | 24200 | 16 | 12 | 8.1 | 2.3 | 60 | 45 | 213167961
ARCOAIRE | N4H7T24*K*AAA* | EA*4X25L17A* | *96VSN0401712B* | 23000 | 24200 | 16 | 12 | 8.1 | 2.3 | 60 | 45 | 213167960
BRYANT HEATING AND COOLING SYSTEMS | PH7TAN424**AA* | CAP**2517AL* | 926SB36040V17*** | 23000 | 24200 | 16 | 12 | 8.1 | 2.3 | 60 | 45 | 213167957
AIRQUEST | N4H7T24*K*AAA* | EA*4X25L17A* | *96VSN0401712B* | 23000 | 24200 | 16 | 12 | 8.1 | 2.3 | 60 | 45 | 213167959
BRYANT HEATING AND COOLING SYSTEMS | GH7TAN424**AA* | CAP**2517AL* | 926SB36040V17*** | 23000 | 24200 | 16 | 12 | 8.1 | 2.3 | 60 | 45 | 213167956
HEIL | N4H7T24*K*AAA* | EA*4X25L17A* | *96VSN0401712B* | 23000 | 24200 | 16 | 12 | 8.1 | 2.3 | 60 | 45 | 213167958
KENMORE | N4H7T24*K*AAA* | EA*4X25L17A* | *96VSN0401410B* | 22800 | 24000 | 16 | 12 | 8.1 | 2.3 | 60 | 45 | 213167951
CARRIER | GH7TAN424**AA* | CAP**2517AL* | 59SP6B040V17**12 | 23000 | 24200 | 16 | 12 | 8.1 | 2.3 | 60 | 45 | 213167954
TEMPSTAR | N4H7T24*K*AAA* | EA*4X25L17A* | *96VSN0401410B* | 22800 | 24000 | 16 | 12 | 8.1 | 2.3 | 60 | 45 | 213167952
CARRIER | 25TPA724A**30* | CAP**2517AL* | 59SP6B040V17**12 | 23000 | 24200 | 16 | 12 | 8.1 | 2.3 | 60 | 45 | 213167953
COMFORTMAKER | N4H7T24*K*AAA* | EA*4X25L17A* | *96VSN0401410B* | 22800 | 24000 | 16 | 12 | 8.1 | 2.3 | 60 | 45 | 213167948
AIRQUEST | N4H7T24*K*AAA* | EA*4X25L17A* | *96VSN0401410B* | 22800 | 24000 | 16 | 12 | 8.1 | 2.3 | 60 | 45 | 213167946
DAY & NIGHT | N4H7T24*K*AAA* | EA*4X25L17A* | *96VSN0401410B* | 22800 | 24000 | 16 | 12 | 8.1 | 2.3 | 60 | 45 | 213167949
KEEPRITE | N4H7T24*K*AAA* | EA*4X25L17A* | *96VSN0401410B* | 22800 | 24000 | 16 | 12 | 8.1 | 2.3 | 60 | 45 | 213167950
ARCOAIRE | N4H7T24*K*AAA* | EA*4X25L17A* | *96VSN0401410B* | 22800 | 24000 | 16 | 12 | 8.1 | 2.3 | 60 | 45 | 213167947
HEIL | N4H7T24*K*AAA* | EA*4X25L17A* | *96VSN0401410B* | 22800 | 24000 | 16 | 12 | 8.1 | 2.3 | 60 | 45 | 213167945
BRYANT HEATING AND COOLING SYSTEMS | GH7TAN424**AA* | CAP**2517AL* | 926SB30040V14*** | 22800 | 24000 | 16 | 12 | 8.1 | 2.3 | 60 | 45 | 213167943
BRYANT HEATING AND COOLING SYSTEMS | PH7TAN424**AA* | CAP**2517AL* | 926SB30040V14*** | 22800 | 24000 | 16 | 12 | 8.1 | 2.3 | 60 | 45 | 213167944
CARRIER | GH7TAN424**AA* | CAP**2517AL* | 59SP6B040V14**10 | 22800 | 24000 | 16 | 12 | 8.1 | 2.3 | 60 | 45 | 213167941
GRANDAIRE | W4H7T24*K*AAA* | WLA*254BA* | WFST080B048A* | 23200 | 24200 | 16.5 | 12.5 | 8.1 | 2.34 | 60 | 45 | 213167938
DAY & NIGHT | N4H7T24*K*AAA* | EA*4X25L17A* | *96VTN0801716B* | 23200 | 24200 | 16.5 | 12.5 | 8.1 | 2.34 | 60 | 45 | 213167934
CARRIER | 25TPA724A**30* | CAP**2517AL* | 59SP6B040V14**10 | 22800 | 24000 | 16 | 12 | 8.1 | 2.3 | 60 | 45 | 213167940
TEMPSTAR | N4H7T24*K*AAA* | EA*4X25L17A* | *96VTN0801716B* | 23200 | 24200 | 16.5 | 12.5 | 8.1 | 2.34 | 60 | 45 | 213167937
KENMORE | N4H7T24*K*AAA* | EA*4X25L17A* | *96VTN0801716B* | 23200 | 24200 | 16.5 | 12.5 | 8.1 | 2.34 | 60 | 45 | 213167936
KEEPRITE | N4H7T24*K*AAA* | EA*4X25L17A* | *96VTN0801716B* | 23200 | 24200 | 16.5 | 12.5 | 8.1 | 2.34 | 60 | 45 | 213167935
WEATHERMAKER | PH7TAN424**AA* | CAP**2517AL* | PG96VTAB48080B** | 23200 | 24200 | 16.5 | 12.5 | 8.1 | 2.34 | 60 | 45 | 213167929
COMFORTMAKER | N4H7T24*K*AAA* | EA*4X25L17A* | *96VTN0801716B* | 23200 | 24200 | 16.5 | 12.5 | 8.1 | 2.34 | 60 | 45 | 213167933
ARCOAIRE | N4H7T24*K*AAA* | EA*4X25L17A* | *96VTN0801716B* | 23200 | 24200 | 16.5 | 12.5 | 8.1 | 2.34 | 60 | 45 | 213167932
AIRQUEST | N4H7T24*K*AAA* | EA*4X25L17A* | *96VTN0801716B* | 23200 | 24200 | 16.5 | 12.5 | 8.1 | 2.34 | 60 | 45 | 213167931
HEIL | N4H7T24*K*AAA* | EA*4X25L17A* | *96VTN0801716B* | 23200 | 24200 | 16.5 | 12.5 | 8.1 | 2.34 | 60 | 45 | 213167930
BROCK | PH7TAN424**AA* | CAP**2517AL* | PG96VTAB48080B** | 23200 | 24200 | 16.5 | 12.5 | 8.1 | 2.34 | 60 | 45 | 213167928
BRYANT HEATING AND COOLING SYSTEMS | PH7TAN424**AA* | CAP**2517AL* | 926TC48080V17*** | 23200 | 24200 | 16.5 | 12.5 | 8.1 | 2.34 | 60 | 45 | 213167926
BRYANT HEATING AND COOLING SYSTEMS | GH7TAN424**AA* | CAP**2517AL* | 926TC48080V17*** | 23200 | 24200 | 16.5 | 12.5 | 8.1 | 2.34 | 60 | 45 | 213167925
CARRIER | GH7TAN424**AA* | CAP**2517AL* | GG96VTAB48080B** | 23200 | 24200 | 16.5 | 12.5 | 8.1 | 2.34 | 60 | 45 | 213167923
CARRIER | 25TPA724A**30* | CAP**2517AL* | 59TP6C080V17**16 | 23200 | 24200 | 16.5 | 12.5 | 8.1 | 2.34 | 60 | 45 | 213167920
CARRIER | GH7TAN424**AA* | CAP**2517AL* | 59TP6C080V17**16 | 23200 | 24200 | 16.5 | 12.5 | 8.1 | 2.34 | 60 | 45 | 213167922
ECOTEMP | W4H7T24*K*AAA* | WLA*254BA* | WFST060B048A* | 23000 | 24000 | 16.5 | 12.5 | 8.1 | 2.32 | 60 | 45 | 213167919
GRANDAIRE | W4H7T24*K*AAA* | WLA*254BA* | WFST060B048A* | 23000 | 24000 | 16.5 | 12.5 | 8.1 | 2.32 | 60 | 45 | 213167918
DAY & NIGHT | N4H7T24*K*AAA* | EA*4X25L17A* | *96VTN0601716B* | 23000 | 24000 | 16.5 | 12.5 | 8.1 | 2.32 | 60 | 45 | 213167914
KEEPRITE | N4H7T24*K*AAA* | EA*4X25L17A* | *96VTN0601716B* | 23000 | 24000 | 16.5 | 12.5 | 8.1 | 2.32 | 60 | 45 | 213167915
TEMPSTAR | N4H7T24*K*AAA* | EA*4X25L17A* | *96VTN0601716B* | 23000 | 24000 | 16.5 | 12.5 | 8.1 | 2.32 | 60 | 45 | 213167917
KENMORE | N4H7T24*K*AAA* | EA*4X25L17A* | *96VTN0601716B* | 23000 | 24000 | 16.5 | 12.5 | 8.1 | 2.32 | 60 | 45 | 213167916
COMFORTMAKER | N4H7T24*K*AAA* | EA*4X25L17A* | *96VTN0601716B* | 23000 | 24000 | 16.5 | 12.5 | 8.1 | 2.32 | 60 | 45 | 213167913
ARCOAIRE | N4H7T36*K*AAA* | EA*4X37L21A* | *96VTN0801716B* | 34200 | 35200 | 15.5 | 11.7 | 8.1 | 2.2 | 62 | 51 | 213172936
TEMPSTAR | N4H7T36*K*AAA* | EA*4X37L21A* | *80VTL0902120B* | 34400 | 35200 | 16 | 12 | 8.1 | 2.22 | 62 | 51 | 213172817
KEEPRITE | N4H7T36*K*AAA* | EA*4X37L21A* | *80VTL0902120B* | 34400 | 35200 | 16 | 12 | 8.1 | 2.22 | 62 | 51 | 213172815
KENMORE | N4H7T36*K*AAA* | EA*4X37L21A* | *80VTL0902120B* | 34400 | 35200 | 16 | 12 | 8.1 | 2.22 | 62 | 51 | 213172816
COMFORTMAKER | N4H7T36*K*AAA* | EA*4X37L21A* | *80VTL0902120B* | 34400 | 35200 | 16 | 12 | 8.1 | 2.22 | 62 | 51 | 213172813
AIRQUEST | N4H7T36*K*AAA* | EA*4X37L21A* | *80VTL0902120B* | 34400 | 35200 | 16 | 12 | 8.1 | 2.22 | 62 | 51 | 213172811
DAY & NIGHT | N4H7T36*K*AAA* | EA*4X37L21A* | *80VTL0902120B* | 34400 | 35200 | 16 | 12 | 8.1 | 2.22 | 62 | 51 | 213172814
ARCOAIRE | N4H7T36*K*AAA* | EA*4X37L21A* | *80VTL0902120B* | 34400 | 35200 | 16 | 12 | 8.1 | 2.22 | 62 | 51 | 213172812
HEIL | N4H7T36*K*AAA* | EA*4X37L21A* | *80VTL0902120B* | 34400 | 35200 | 16 | 12 | 8.1 | 2.22 | 62 | 51 | 213172810
PAYNE HEATING AND COOLING | PH7TAN436**AA* | CAP**3721AL* | PG80VTLB60090C** | 34400 | 35200 | 16 | 12 | 8.1 | 2.22 | 62 | 51 | 213172807
BRYANT HEATING AND COOLING SYSTEMS | PH7TAN436**AA* | CAP**3721AL* | 82*TB60090V21*** | 34400 | 35200 | 16 | 12 | 8.1 | 2.22 | 62 | 51 | 213172806
BROCK | PH7TAN436**AA* | CAP**3721AL* | PG80VTLB60090C** | 34400 | 35200 | 16 | 12 | 8.1 | 2.22 | 62 | 51 | 213172808
WEATHERMAKER | PH7TAN436**AA* | CAP**3721AL* | PG80VTLB60090C** | 34400 | 35200 | 16 | 12 | 8.1 | 2.22 | 62 | 51 | 213172809
BRYANT HEATING AND COOLING SYSTEMS | GH7TAN436**AA* | CAP**3721AL* | 82*TB60090V21*** | 34400 | 35200 | 16 | 12 | 8.1 | 2.22 | 62 | 51 | 213172805
CARRIER | 25TPA736A**30* | CAP**3721AL* | 58TP*B090V21**20 | 34400 | 35200 | 16 | 12 | 8.1 | 2.22 | 62 | 51 | 213172802
CARRIER | GH7TAN436**AA* | CAP**3721AL* | 58TP*B090V21**20 | 34400 | 35200 | 16 | 12 | 8.1 | 2.22 | 62 | 51 | 213172803
DAY & NIGHT | N4H7T24*K*AAA* | EA*4X37L21A* | *80VSL0701716B* | 23000 | 24000 | 16.5 | 12.5 | 8.1 | 2.34 | 60 | 45 | 213169232
COMFORTMAKER | N4H7T24*K*AAA* | EA*4X37L21A* | *80VSL0701716B* | 23000 | 24000 | 16.5 | 12.5 | 8.1 | 2.34 | 60 | 45 | 213169231
ARCOAIRE | N4H7T24*K*AAA* | EA*4X37L21A* | *80VSL0701716B* | 23000 | 24000 | 16.5 | 12.5 | 8.1 | 2.34 | 60 | 45 | 213169230
TEMPSTAR | N4H7T24*K*AAA* | EA*4X36L21A* | *80VSL1102122B* | 22400 | 23800 | 16 | 12.5 | 8.1 | 2.26 | 60 | 44 | 213168758
ARCOAIRE | N4H7T24*K*AAA* | EA*4X36L21A* | *80VSL1102122B* | 22400 | 23800 | 16 | 12.5 | 8.1 | 2.26 | 60 | 44 | 213168753
DAY & NIGHT | N4H7T24*K*AAA* | EA*4X36L21A* | *80VSL1102122B* | 22400 | 23800 | 16 | 12.5 | 8.1 | 2.26 | 60 | 44 | 213168755
KEEPRITE | N4H7T24*K*AAA* | EA*4X36L21A* | *80VSL1102122B* | 22400 | 23800 | 16 | 12.5 | 8.1 | 2.26 | 60 | 44 | 213168756
HEIL | N4H7T24*K*AAA* | EA*4X36L21A* | *80VSL1102122B* | 22400 | 23800 | 16 | 12.5 | 8.1 | 2.26 | 60 | 44 | 213168751
BRYANT HEATING AND COOLING SYSTEMS | PH7TAN424**AA* | CAP**3621AL* | 82*SB66110V21*** | 22400 | 23800 | 16 | 12.5 | 8.1 | 2.26 | 60 | 44 | 213168750
KENMORE | N4H7T24*K*AAA* | EA*4X36L21A* | *80VSL0902120B* | 22400 | 23800 | 16 | 12 | 8.1 | 2.26 | 60 | 44 | 213168744
BRYANT HEATING AND COOLING SYSTEMS | GH7TAN424**AA* | CAP**3621AL* | 82*SB66110V21*** | 22400 | 23800 | 16 | 12.5 | 8.1 | 2.26 | 60 | 44 | 213168749
CARRIER | GH7TAN424**AA* | CAP**3621AL* | 58SP*B110V21**22 | 22400 | 23800 | 16 | 12.5 | 8.1 | 2.26 | 60 | 44 | 213168747
HEIL | N4H7T24*K*AAA* | EA*4X36L21A* | *80VSL0902120B* | 22400 | 23800 | 16 | 12 | 8.1 | 2.26 | 60 | 44 | 213168738
TEMPSTAR | N4H7T24*K*AAA* | EA*4X36L21A* | *80VSL0902120B* | 22400 | 23800 | 16 | 12 | 8.1 | 2.26 | 60 | 44 | 213168745
CARRIER | 25TPA724A**30* | CAP**3621AL* | 58SP*B110V21**22 | 22400 | 23800 | 16 | 12.5 | 8.1 | 2.26 | 60 | 44 | 213168746
KEEPRITE | N4H7T24*K*AAA* | EA*4X36L21A* | *80VSL0902120B* | 22400 | 23800 | 16 | 12 | 8.1 | 2.26 | 60 | 44 | 213168743
DAY & NIGHT | N4H7T24*K*AAA* | EA*4X36L21A* | *80VSL0902120B* | 22400 | 23800 | 16 | 12 | 8.1 | 2.26 | 60 | 44 | 213168742
ARCOAIRE | N4H7T24*K*AAA* | EA*4X36L21A* | *80VSL0902120B* | 22400 | 23800 | 16 | 12 | 8.1 | 2.26 | 60 | 44 | 213168740
COMFORTMAKER | N4H7T24*K*AAA* | EA*4X36L21A* | *80VSL0902120B* | 22400 | 23800 | 16 | 12 | 8.1 | 2.26 | 60 | 44 | 213168741
AIRQUEST | N4H7T24*K*AAA* | EA*4X36L21A* | *80VSL0902120B* | 22400 | 23800 | 16 | 12 | 8.1 | 2.26 | 60 | 44 | 213168739
CARRIER | GH7TAN424**AA* | CAP**3621AL* | 58SP*B090V21**20 | 22400 | 23800 | 16 | 12 | 8.1 | 2.26 | 60 | 44 | 213168734
BRYANT HEATING AND COOLING SYSTEMS | PH7TAN424**AA* | CAP**3621AL* | 82*SB60090V21*** | 22400 | 23800 | 16 | 12 | 8.1 | 2.26 | 60 | 44 | 213168737
AIRQUEST | N4H7T24*K*AAA* | EA*4X37L21A* | *80VSL0701716B* | 23000 | 24000 | 16.5 | 12.5 | 8.1 | 2.34 | 60 | 45 | 213169229
HEIL | N4H7T24*K*AAA* | EA*4X37L21A* | *80VSL0701716B* | 23000 | 24000 | 16.5 | 12.5 | 8.1 | 2.34 | 60 | 45 | 213169228
CARRIER | 25TPA724A**30* | CAP**3621AL* | 58SP*B090V21**20 | 22400 | 23800 | 16 | 12 | 8.1 | 2.26 | 60 | 44 | 213168733
BRYANT HEATING AND COOLING SYSTEMS | PH7TAN424**AA* | CAP**3721AL* | 82*SB48070V17*** | 23000 | 24000 | 16.5 | 12.5 | 8.1 | 2.34 | 60 | 45 | 213169227
CARRIER | 25TPA724A**30* | CAP**2414AL* | 58TP*B045V14**12 | 22000 | 23600 | 15.5 | 12 | 8.1 | 2.24 | 60 | 44 | 213167363
CARRIER | GH7TAN424**AA* | CAP**2414AL* | 58TP*B045V14**12 | 22000 | 23600 | 15.5 | 12 | 8.1 | 2.24 | 60 | 44 | 213167364
PAYNE HEATING AND COOLING | PH7TAN424**AA* | CAP**2414AL* | PG80VTLB36045A** | 22000 | 23600 | 15.5 | 12 | 8.1 | 2.24 | 60 | 44 | 213167368
BROCK | PH7TAN424**AA* | CAP**2414AL* | PG80VTLB36045A** | 22000 | 23600 | 15.5 | 12 | 8.1 | 2.24 | 60 | 44 | 213167369
WEATHERMAKER | PH7TAN424**AA* | CAP**2414AL* | PG80VTLB36045A** | 22000 | 23600 | 15.5 | 12 | 8.1 | 2.24 | 60 | 44 | 213167370
HEIL | N4H7T24*K*AAA* | EA*4X24L14A* | *80VTL0451412B* | 22000 | 23600 | 15.5 | 12 | 8.1 | 2.24 | 60 | 44 | 213167371
AIRQUEST | N4H7T24*K*AAA* | EA*4X24L14A* | *80VTL0451412B* | 22000 | 23600 | 15.5 | 12 | 8.1 | 2.24 | 60 | 44 | 213167372
ARCOAIRE | N4H7T24*K*AAA* | EA*4X24L14A* | *80VTL0451412B* | 22000 | 23600 | 15.5 | 12 | 8.1 | 2.24 | 60 | 44 | 213167373
COMFORTMAKER | N4H7T24*K*AAA* | EA*4X24L14A* | *80VTL0451412B* | 22000 | 23600 | 15.5 | 12 | 8.1 | 2.24 | 60 | 44 | 213167374
DAY & NIGHT | N4H7T24*K*AAA* | EA*4X24L14A* | *80VTL0451412B* | 22000 | 23600 | 15.5 | 12 | 8.1 | 2.24 | 60 | 44 | 213167375
COMFORTMAKER | N4H7T36*K*AAA* | EA*4X37L21A* | *96VTN0801716B* | 34200 | 35200 | 15.5 | 11.7 | 8.1 | 2.2 | 62 | 51 | 213172937
DAY & NIGHT | N4H7T24*K*AAA* | EA*4X25L17A* | *96VSN0601412B* | 22800 | 24000 | 16.5 | 12 | 8.1 | 2.3 | 60 | 45 | 213167975
KENMORE | N4H7T24*K*AAA* | EA*4X25L17A* | *96VSN0601412B* | 22800 | 24000 | 16.5 | 12 | 8.1 | 2.3 | 60 | 45 | 213167977
TEMPSTAR | N4H7T24*K*AAA* | EA*4X25L17A* | *96VSN0601412B* | 22800 | 24000 | 16.5 | 12 | 8.1 | 2.3 | 60 | 45 | 213167978
CARRIER | GH7TAN424**AA* | CAP**2517AL* | 59SP6B060V17**16 | 23000 | 24000 | 16.5 | 12.5 | 8.1 | 2.32 | 60 | 45 | 213167980
KEEPRITE | N4H7T24*K*AAA* | EA*4X25L17A* | *96VSN0601412B* | 22800 | 24000 | 16.5 | 12 | 8.1 | 2.3 | 60 | 45 | 213167976
CARRIER | 25TPA724A**30* | CAP**2517AL* | 59SP6B060V17**16 | 23000 | 24000 | 16.5 | 12.5 | 8.1 | 2.32 | 60 | 45 | 213167979
BRYANT HEATING AND COOLING SYSTEMS | GH7TAN424**AA* | CAP**2517AL* | 926SB48060V17*** | 23000 | 24000 | 16.5 | 12.5 | 8.1 | 2.32 | 60 | 45 | 213167982
BRYANT HEATING AND COOLING SYSTEMS | PH7TAN424**AA* | CAP**2517AL* | 926SB48060V17*** | 23000 | 24000 | 16.5 | 12.5 | 8.1 | 2.32 | 60 | 45 | 213167983
HEIL | N4H7T24*K*AAA* | EA*4X25L17A* | *96VSN0601716B* | 23000 | 24000 | 16.5 | 12.5 | 8.1 | 2.32 | 60 | 45 | 213167984
COMFORTMAKER | N4H7T24*K*AAA* | EA*4X25L17A* | *96VSN0601716B* | 23000 | 24000 | 16.5 | 12.5 | 8.1 | 2.32 | 60 | 45 | 213167987
AIRQUEST | N4H7T24*K*AAA* | EA*4X25L17A* | *96VSN0601716B* | 23000 | 24000 | 16.5 | 12.5 | 8.1 | 2.32 | 60 | 45 | 213167985
DAY & NIGHT | N4H7T24*K*AAA* | EA*4X25L17A* | *96VSN0601716B* | 23000 | 24000 | 16.5 | 12.5 | 8.1 | 2.32 | 60 | 45 | 213167988
KEEPRITE | N4H7T24*K*AAA* | EA*4X25L17A* | *96VSN0601716B* | 23000 | 24000 | 16.5 | 12.5 | 8.1 | 2.32 | 60 | 45 | 213167989
KENMORE | N4H7T24*K*AAA* | EA*4X25L17A* | *96VSN0601716B* | 23000 | 24000 | 16.5 | 12.5 | 8.1 | 2.32 | 60 | 45 | 213167990
CARRIER | GH7TAN424**AA* | CAP**2517AL* | 59SP6B080V17**16 | 23200 | 24200 | 16.5 | 12.5 | 8.1 | 2.34 | 60 | 45 | 213167993
ARCOAIRE | N4H7T24*K*AAA* | EA*4X25L17A* | *96VSN0601716B* | 23000 | 24000 | 16.5 | 12.5 | 8.1 | 2.32 | 60 | 45 | 213167986
CARRIER | 25TPA724A**30* | CAP**2517AL* | 59SP6B080V17**16 | 23200 | 24200 | 16.5 | 12.5 | 8.1 | 2.34 | 60 | 45 | 213167992
BRYANT HEATING AND COOLING SYSTEMS | GH7TAN424**AA* | CAP**2517AL* | 926SB48080V17*** | 23200 | 24200 | 16.5 | 12.5 | 8.1 | 2.34 | 60 | 45 | 213167995
TEMPSTAR | N4H7T24*K*AAA* | EA*4X25L17A* | *96VSN0601716B* | 23000 | 24000 | 16.5 | 12.5 | 8.1 | 2.32 | 60 | 45 | 213167991
BRYANT HEATING AND COOLING SYSTEMS | PH7TAN424**AA* | CAP**2517AL* | 926SB48080V17*** | 23200 | 24200 | 16.5 | 12.5 | 8.1 | 2.34 | 60 | 45 | 213167996
AIRQUEST | N4H7T24*K*AAA* | EA*4X25L17A* | *96VSN0801716B* | 23200 | 24200 | 16.5 | 12.5 | 8.1 | 2.34 | 60 | 45 | 213167998
COMFORTMAKER | N4H7T24*K*AAA* | EA*4X25L17A* | *96VSN0801716B* | 23200 | 24200 | 16.5 | 12.5 | 8.1 | 2.34 | 60 | 45 | 213168000
HEIL | N4H7T24*K*AAA* | EA*4X25L17A* | *96VSN0801716B* | 23200 | 24200 | 16.5 | 12.5 | 8.1 | 2.34 | 60 | 45 | 213167997
DAY & NIGHT | N4H7T24*K*AAA* | EA*4X25L17A* | *96VSN0801716B* | 23200 | 24200 | 16.5 | 12.5 | 8.1 | 2.34 | 60 | 45 | 213168001
KENMORE | N4H7T24*K*AAA* | EA*4X25L17A* | *96VSN0801716B* | 23200 | 24200 | 16.5 | 12.5 | 8.1 | 2.34 | 60 | 45 | 213168003
ARCOAIRE | N4H7T24*K*AAA* | EA*4X25L17A* | *96VSN0801716B* | 23200 | 24200 | 16.5 | 12.5 | 8.1 | 2.34 | 60 | 45 | 213167999
KEEPRITE | N4H7T24*K*AAA* | EA*4X25L17A* | *96VSN0801716B* | 23200 | 24200 | 16.5 | 12.5 | 8.1 | 2.34 | 60 | 45 | 213168002
TEMPSTAR | N4H7T24*K*AAA* | EA*4X25L17A* | *96VSN0801716B* | 23200 | 24200 | 16.5 | 12.5 | 8.1 | 2.34 | 60 | 45 | 213168004
KENMORE | N4H7T36*K*AAA* | EA*4X37L21A* | *80VSL0902120B* | 34400 | 35200 | 16 | 12 | 8.1 | 2.22 | 62 | 51 | 213172873
TEMPSTAR | N4H7T36*K*AAA* | EA*4X37L21A* | *80VSL0902120B* | 34400 | 35200 | 16 | 12 | 8.1 | 2.22 | 62 | 51 | 213172874
KEEPRITE | N4H7T36*K*AAA* | EA*4X37L21A* | *80VSL0902120B* | 34400 | 35200 | 16 | 12 | 8.1 | 2.22 | 62 | 51 | 213172872
AIRQUEST | N4H7T36*K*AAA* | EA*4X37L21A* | *80VSL0902120B* | 34400 | 35200 | 16 | 12 | 8.1 | 2.22 | 62 | 51 | 213172868
DAY & NIGHT | N4H7T36*K*AAA* | EA*4X37L21A* | *80VSL0902120B* | 34400 | 35200 | 16 | 12 | 8.1 | 2.22 | 62 | 51 | 213172871
ARCOAIRE | N4H7T36*K*AAA* | EA*4X37L21A* | *80VSL0902120B* | 34400 | 35200 | 16 | 12 | 8.1 | 2.22 | 62 | 51 | 213172869
COMFORTMAKER | N4H7T36*K*AAA* | EA*4X37L21A* | *80VSL0902120B* | 34400 | 35200 | 16 | 12 | 8.1 | 2.22 | 62 | 51 | 213172870
BRYANT HEATING AND COOLING SYSTEMS | PH7TAN436**AA* | CAP**3721AL* | 82*SB60090V21*** | 34400 | 35200 | 16 | 12 | 8.1 | 2.22 | 62 | 51 | 213172866
BRYANT HEATING AND COOLING SYSTEMS | GH7TAN436**AA* | CAP**3721AL* | 82*SB60090V21*** | 34400 | 35200 | 16 | 12 | 8.1 | 2.22 | 62 | 51 | 213172865
HEIL | N4H7T36*K*AAA* | EA*4X37L21A* | *80VSL0902120B* | 34400 | 35200 | 16 | 12 | 8.1 | 2.22 | 62 | 51 | 213172867
CARRIER | GH7TAN436**AA* | CAP**3721AL* | 58SP*B090V21**20 | 34400 | 35200 | 16 | 12 | 8.1 | 2.22 | 62 | 51 | 213172863
CARRIER | 25TPA736A**30* | CAP**3721AL* | 58SP*B090V21**20 | 34400 | 35200 | 16 | 12 | 8.1 | 2.22 | 62 | 51 | 213172862
TEMPSTAR | N4H7T24*K*AAA* | EA*4X36L21A* | *96VTN1002122B* | 22800 | 24000 | 16.5 | 12.5 | 8.1 | 2.3 | 60 | 44 | 213168847
KEEPRITE | N4H7T24*K*AAA* | EA*4X36L21A* | *96VTN1002122B* | 22800 | 24000 | 16.5 | 12.5 | 8.1 | 2.3 | 60 | 44 | 213168845
KENMORE | N4H7T24*K*AAA* | EA*4X36L21A* | *96VTN1002122B* | 22800 | 24000 | 16.5 | 12.5 | 8.1 | 2.3 | 60 | 44 | 213168846
COMFORTMAKER | N4H7T24*K*AAA* | EA*4X36L21A* | *96VTN1002122B* | 22800 | 24000 | 16.5 | 12.5 | 8.1 | 2.3 | 60 | 44 | 213168843
DAY & NIGHT | N4H7T24*K*AAA* | EA*4X36L21A* | *96VTN1002122B* | 22800 | 24000 | 16.5 | 12.5 | 8.1 | 2.3 | 60 | 44 | 213168844
KENMORE | N4H7T24*K*AAA* | EA*4X37L21A* | *80VSL0701716B* | 23000 | 24000 | 16.5 | 12.5 | 8.1 | 2.34 | 60 | 45 | 213169234
HEIL | N4H7T24*K*AAA* | EA*4X36L21A* | *96VTN1002122B* | 22800 | 24000 | 16.5 | 12.5 | 8.1 | 2.3 | 60 | 44 | 213168840
ARCOAIRE | N4H7T24*K*AAA* | EA*4X36L21A* | *96VTN1002122B* | 22800 | 24000 | 16.5 | 12.5 | 8.1 | 2.3 | 60 | 44 | 213168842
AIRQUEST | N4H7T24*K*AAA* | EA*4X36L21A* | *96VTN1002122B* | 22800 | 24000 | 16.5 | 12.5 | 8.1 | 2.3 | 60 | 44 | 213168841
BRYANT HEATING AND COOLING SYSTEMS | GH7TAN424**AA* | CAP**3621AL* | 926TC66100V21*** | 22800 | 24000 | 16.5 | 12.5 | 8.1 | 2.3 | 60 | 44 | 213168838
BRYANT HEATING AND COOLING SYSTEMS | PH7TAN424**AA* | CAP**3621AL* | 926TC66100V21*** | 22800 | 24000 | 16.5 | 12.5 | 8.1 | 2.3 | 60 | 44 | 213168839
CARRIER | 25TPA724A**30* | CAP**3621AL* | 59TP6C100V21**22 | 22800 | 24000 | 16.5 | 12.5 | 8.1 | 2.3 | 60 | 44 | 213168835
KEEPRITE | N4H7T24*K*AAA* | EA*4X37L21A* | *80VSL0701716B* | 23000 | 24000 | 16.5 | 12.5 | 8.1 | 2.34 | 60 | 45 | 213169233
ECOTEMP | W4H7T36*K*AAA* | WLA*374CA* | WFST080B048A* | 34200 | 35200 | 15.5 | 11.7 | 8.1 | 2.2 | 62 | 51 | 213172943
GRANDAIRE | W4H7T36*K*AAA* | WLA*374CA* | WFST080B048A* | 34200 | 35200 | 15.5 | 11.7 | 8.1 | 2.2 | 62 | 51 | 213172942
TEMPSTAR | N4H7T36*K*AAA* | EA*4X37L21A* | *96VTN0801716B* | 34200 | 35200 | 15.5 | 11.7 | 8.1 | 2.2 | 62 | 51 | 213172941
KENMORE | N4H7T36*K*AAA* | EA*4X37L21A* | *96VTN0801716B* | 34200 | 35200 | 15.5 | 11.7 | 8.1 | 2.2 | 62 | 51 | 213172940
KEEPRITE | N4H7T36*K*AAA* | EA*4X37L21A* | *96VTN0801716B* | 34200 | 35200 | 15.5 | 11.7 | 8.1 | 2.2 | 62 | 51 | 213172939
DAY & NIGHT | N4H7T36*K*AAA* | EA*4X37L21A* | *96VTN0801716B* | 34200 | 35200 | 15.5 | 11.7 | 8.1 | 2.2 | 62 | 51 | 213172938
ARCOAIRE | N4H7T36*K*AAA* | EA*4X37L21A* | *96VSN0802120B* | 34400 | 35200 | 15.5 | 12 | 8.1 | 2.22 | 62 | 50 | 213173039
AIRQUEST | N4H7T36*K*AAA* | EA*4X37L21A* | *96VSN0802120B* | 34400 | 35200 | 15.5 | 12 | 8.1 | 2.22 | 62 | 50 | 213173038
BRYANT HEATING AND COOLING SYSTEMS | GH7TAN436**AA* | CAP**3721AL* | 926SB60080V21*** | 34400 | 35200 | 15.5 | 12 | 8.1 | 2.22 | 62 | 50 | 213173035
BRYANT HEATING AND COOLING SYSTEMS | PH7TAN436**AA* | CAP**3721AL* | 926SB60080V21*** | 34400 | 35200 | 15.5 | 12 | 8.1 | 2.22 | 62 | 50 | 213173036
CARRIER | 25TPA736A**30* | CAP**3721AL* | 59SP6B080V21**20 | 34400 | 35200 | 15.5 | 12 | 8.1 | 2.22 | 62 | 50 | 213173032
CARRIER | GH7TAN436**AA* | CAP**3721AL* | 59SP6B080V21**20 | 34400 | 35200 | 15.5 | 12 | 8.1 | 2.22 | 62 | 50 | 213173033
HEIL | N4H7T36*K*AAA* | EA*4X37L21A* | *96VTN0801716B* | 34200 | 35200 | 15.5 | 11.7 | 8.1 | 2.2 | 62 | 51 | 213172934
BROCK | PH7TAN436**AA* | CAP**3721AL* | PG96VTAB48080B** | 34200 | 35200 | 15.5 | 11.7 | 8.1 | 2.2 | 62 | 51 | 213172932
WEATHERMAKER | PH7TAN436**AA* | CAP**3721AL* | PG96VTAB48080B** | 34200 | 35200 | 15.5 | 11.7 | 8.1 | 2.2 | 62 | 51 | 213172933
BRYANT HEATING AND COOLING SYSTEMS | PH7TAN436**AA* | CAP**3721AL* | 926TC48080V17*** | 34200 | 35200 | 15.5 | 11.7 | 8.1 | 2.2 | 62 | 51 | 213172930
PAYNE HEATING AND COOLING | PH7TAN436**AA* | CAP**3721AL* | PG96VTAB48080B** | 34200 | 35200 | 15.5 | 11.7 | 8.1 | 2.2 | 62 | 51 | 213172931
BRYANT HEATING AND COOLING SYSTEMS | GH7TAN436**AA* | CAP**3721AL* | 926TC48080V17*** | 34200 | 35200 | 15.5 | 11.7 | 8.1 | 2.2 | 62 | 51 | 213172929
CARRIER | GH7TAN436**AA* | CAP**3721AL* | GG96VTAB48080B** | 34200 | 35200 | 15.5 | 11.7 | 8.1 | 2.2 | 62 | 51 | 213172927
CARRIER | GH7TAN436**AA* | CAP**3721AL* | 59TP6C080V17**16 | 34200 | 35200 | 15.5 | 11.7 | 8.1 | 2.2 | 62 | 51 | 213172926
CARRIER | 25TPA736A**30* | CAP**3721AL* | 59TP6C080V17**16 | 34200 | 35200 | 15.5 | 11.7 | 8.1 | 2.2 | 62 | 51 | 213172924
ECOTEMP | W4H7T36*K*AAA* | WLA*374CA* | WFST060B048A* | 34000 | 35000 | 15.5 | 11.7 | 8.1 | 2.2 | 62 | 51 | 213172923
GRANDAIRE | W4H7T36*K*AAA* | WLA*374CA* | WFST060B048A* | 34000 | 35000 | 15.5 | 11.7 | 8.1 | 2.2 | 62 | 51 | 213172922
KENMORE | N4H7T36*K*AAA* | EA*4X37L21A* | *96VTN0601716B* | 34000 | 35000 | 15.5 | 11.7 | 8.1 | 2.2 | 62 | 51 | 213172920
TEMPSTAR | N4H7T36*K*AAA* | EA*4X37L21A* | *96VTN0601716B* | 34000 | 35000 | 15.5 | 11.7 | 8.1 | 2.2 | 62 | 51 | 213172921
KEEPRITE | N4H7T36*K*AAA* | EA*4X37L21A* | *96VTN0601716B* | 34000 | 35000 | 15.5 | 11.7 | 8.1 | 2.2 | 62 | 51 | 213172919
COMFORTMAKER | N4H7T36*K*AAA* | EA*4X37L21A* | *96VTN0601716B* | 34000 | 35000 | 15.5 | 11.7 | 8.1 | 2.2 | 62 | 51 | 213172917
DAY & NIGHT | N4H7T36*K*AAA* | EA*4X37L21A* | *96VTN0601716B* | 34000 | 35000 | 15.5 | 11.7 | 8.1 | 2.2 | 62 | 51 | 213172918
ARCOAIRE | N4H7T36*K*AAA* | EA*4X37L21A* | *96VTN0601716B* | 34000 | 35000 | 15.5 | 11.7 | 8.1 | 2.2 | 62 | 51 | 213172916
HEIL | N4H7T36*K*AAA* | EA*4X37L21A* | *96VTN0601716B* | 34000 | 35000 | 15.5 | 11.7 | 8.1 | 2.2 | 62 | 51 | 213172914
BRYANT HEATING AND COOLING SYSTEMS | GH7TAN436**AA* | CAP**3721AL* | 926TC48060V17*** | 34000 | 35000 | 15.5 | 11.7 | 8.1 | 2.2 | 62 | 51 | 213172909
PAYNE HEATING AND COOLING | PH7TAN436**AA* | CAP**3721AL* | PG96VTAB48060B** | 34000 | 35000 | 15.5 | 11.7 | 8.1 | 2.2 | 62 | 51 | 213172911
BROCK | PH7TAN436**AA* | CAP**3721AL* | PG96VTAB48060B** | 34000 | 35000 | 15.5 | 11.7 | 8.1 | 2.2 | 62 | 51 | 213172912
AIRQUEST | N4H7T36*K*AAA* | EA*4X37L21A* | *96VTN0601716B* | 34000 | 35000 | 15.5 | 11.7 | 8.1 | 2.2 | 62 | 51 | 213172915
BRYANT HEATING AND COOLING SYSTEMS | PH7TAN436**AA* | CAP**3721AL* | 926TC48060V17*** | 34000 | 35000 | 15.5 | 11.7 | 8.1 | 2.2 | 62 | 51 | 213172910
WEATHERMAKER | PH7TAN436**AA* | CAP**3721AL* | PG96VTAB48060B** | 34000 | 35000 | 15.5 | 11.7 | 8.1 | 2.2 | 62 | 51 | 213172913
CARRIER | GH7TAN436**AA* | CAP**3721AL* | GG96VTAB48060B** | 34000 | 35000 | 15.5 | 11.7 | 8.1 | 2.2 | 62 | 51 | 213172907
CARRIER | GH7TAN436**AA* | CAP**3721AL* | 59TP6C060V17**16 | 34000 | 35000 | 15.5 | 11.7 | 8.1 | 2.2 | 62 | 51 | 213172906
CARRIER | 25TPA736A**30* | CAP**3721AL* | 59TP6C060V17**16 | 34000 | 35000 | 15.5 | 11.7 | 8.1 | 2.2 | 62 | 51 | 213172904
ECOTEMP | W4H7T24*K*AAA* | WLA*374BA* | WFET070A036A* | 23000 | 24000 | 16.5 | 12.5 | 8.1 | 2.32 | 60 | 45 | 213168927
GRANDAIRE | W4H7T24*K*AAA* | WLA*374BA* | WFET070A036A* | 23000 | 24000 | 16.5 | 12.5 | 8.1 | 2.32 | 60 | 45 | 213168926
PAYNE HEATING AND COOLING | PH7TAN424**AA* | CAP**3717AL* | PG80VTLB36070A** | 23000 | 24000 | 16.5 | 12.5 | 8.1 | 2.32 | 60 | 45 | 213168923
BROCK | PH7TAN424**AA* | CAP**3717AL* | PG80VTLB36070A** | 23000 | 24000 | 16.5 | 12.5 | 8.1 | 2.32 | 60 | 45 | 213168924
BRYANT HEATING AND COOLING SYSTEMS | PH7TAN424**AA* | CAP**3717AL* | 82*TB36070V14*** | 23000 | 24000 | 16.5 | 12.5 | 8.1 | 2.32 | 60 | 45 | 213168922
BRYANT HEATING AND COOLING SYSTEMS | GH7TAN424**AA* | CAP**3717AL* | 82*TB36070V14*** | 23000 | 24000 | 16.5 | 12.5 | 8.1 | 2.32 | 60 | 45 | 213168921
CARRIER | GH7TAN424**AA* | CAP**3717AL* | 58TP*B070V14**12 | 23000 | 24000 | 16.5 | 12.5 | 8.1 | 2.32 | 60 | 45 | 213168919
TEMPSTAR | N4H7T24*K*AAA* | EA*4X37L17A* | *80VTL0451412B* | 23000 | 24000 | 16.5 | 12.5 | 8.1 | 2.32 | 60 | 45 | 213168915
CARRIER | 25TPA724A**30* | CAP**3717AL* | 58TP*B070V14**12 | 23000 | 24000 | 16.5 | 12.5 | 8.1 | 2.32 | 60 | 45 | 213168918
GRANDAIRE | W4H7T24*K*AAA* | WLA*374BA* | WFET045A036A* | 23000 | 24000 | 16.5 | 12.5 | 8.1 | 2.32 | 60 | 45 | 213168916
ECOTEMP | W4H7T24*K*AAA* | WLA*374BA* | WFET045A036A* | 23000 | 24000 | 16.5 | 12.5 | 8.1 | 2.32 | 60 | 45 | 213168917
KEEPRITE | N4H7T24*K*AAA* | EA*4X37L17A* | *80VTL0451412B* | 23000 | 24000 | 16.5 | 12.5 | 8.1 | 2.32 | 60 | 45 | 213168913
DAY & NIGHT | N4H7T24*K*AAA* | EA*4X37L17A* | *80VTL0451412B* | 23000 | 24000 | 16.5 | 12.5 | 8.1 | 2.32 | 60 | 45 | 213168912
COMFORTMAKER | N4H7T24*K*AAA* | EA*4X37L17A* | *80VTL0451412B* | 23000 | 24000 | 16.5 | 12.5 | 8.1 | 2.32 | 60 | 45 | 213168911
ARCOAIRE | N4H7T24*K*AAA* | EA*4X37L17A* | *80VTL0451412B* | 23000 | 24000 | 16.5 | 12.5 | 8.1 | 2.32 | 60 | 45 | 213168910
CARRIER | GH7TAN424**AA* | CAP**3717AL* | 58TP*B045V14**12 | 23000 | 24000 | 16.5 | 12.5 | 8.1 | 2.32 | 60 | 45 | 213168901
HEIL | N4H7T24*K*AAA* | EA*4X37L17A* | *80VTL0451412B* | 23000 | 24000 | 16.5 | 12.5 | 8.1 | 2.32 | 60 | 45 | 213168908
WEATHERMAKER | PH7TAN424**AA* | CAP**3717AL* | PG80VTLB36045A** | 23000 | 24000 | 16.5 | 12.5 | 8.1 | 2.32 | 60 | 45 | 213168907
BROCK | PH7TAN424**AA* | CAP**3717AL* | PG80VTLB36045A** | 23000 | 24000 | 16.5 | 12.5 | 8.1 | 2.32 | 60 | 45 | 213168906
PAYNE HEATING AND COOLING | PH7TAN424**AA* | CAP**3717AL* | PG80VTLB36045A** | 23000 | 24000 | 16.5 | 12.5 | 8.1 | 2.32 | 60 | 45 | 213168905
DAY & NIGHT | N4H7T24*K*AAA* | EA*4X36L21A* | *96VSN1002120B* | 22400 | 23600 | 16 | 12 | 8.1 | 2.26 | 60 | 44 | 213168896
CARRIER | 25TPA724A**30* | CAP**3717AL* | 58TP*B045V14**12 | 23000 | 24000 | 16.5 | 12.5 | 8.1 | 2.32 | 60 | 45 | 213168900
KENMORE | N4H7T24*K*AAA* | EA*4X36L21A* | *96VSN1002120B* | 22400 | 23600 | 16 | 12 | 8.1 | 2.26 | 60 | 44 | 213168898
TEMPSTAR | N4H7T24*K*AAA* | EA*4X36L21A* | *96VSN1002120B* | 22400 | 23600 | 16 | 12 | 8.1 | 2.26 | 60 | 44 | 213168899
KEEPRITE | N4H7T24*K*AAA* | EA*4X36L21A* | *96VSN1002120B* | 22400 | 23600 | 16 | 12 | 8.1 | 2.26 | 60 | 44 | 213168897
AIRQUEST | N4H7T24*K*AAA* | EA*4X36L21A* | *96VSN1002120B* | 22400 | 23600 | 16 | 12 | 8.1 | 2.26 | 60 | 44 | 213168893
HEIL | N4H7T24*K*AAA* | EA*4X36L21A* | *96VSN1002120B* | 22400 | 23600 | 16 | 12 | 8.1 | 2.26 | 60 | 44 | 213168892
BRYANT HEATING AND COOLING SYSTEMS | PH7TAN424**AA* | CAP**3621AL* | 926SB60100V21*** | 22400 | 23600 | 16 | 12 | 8.1 | 2.26 | 60 | 44 | 213168891
BRYANT HEATING AND COOLING SYSTEMS | GH7TAN424**AA* | CAP**3621AL* | 926SB60100V21*** | 22400 | 23600 | 16 | 12 | 8.1 | 2.26 | 60 | 44 | 213168890
KEEPRITE | N4H7T24*K*AAA* | EA*4X36L21A* | *96VSN0802120B* | 22800 | 24000 | 16.5 | 12.5 | 8.1 | 2.28 | 60 | 44 | 213168884
CARRIER | GH7TAN424**AA* | CAP**3621AL* | 59SP6B100V21**20 | 22400 | 23600 | 16 | 12 | 8.1 | 2.26 | 60 | 44 | 213168888
CARRIER | 25TPA724A**30* | CAP**3621AL* | 59SP6B100V21**20 | 22400 | 23600 | 16 | 12 | 8.1 | 2.26 | 60 | 44 | 213168887
CARRIER | 25TPA724A**30* | CAP**3721AL* | 58SP*B090V17**16 | 22800 | 24000 | 16.5 | 12.5 | 8.1 | 2.32 | 60 | 45 | 213169236
TEMPSTAR | N4H7T24*K*AAA* | EA*4X36L21A* | *96VSN0802120B* | 22800 | 24000 | 16.5 | 12.5 | 8.1 | 2.28 | 60 | 44 | 213168886
KENMORE | N4H7T24*K*AAA* | EA*4X36L21A* | *96VSN0802120B* | 22800 | 24000 | 16.5 | 12.5 | 8.1 | 2.28 | 60 | 44 | 213168885
BRYANT HEATING AND COOLING SYSTEMS | PH7TAN424**AA* | CAP**3621AL* | 926SB60080V21*** | 22800 | 24000 | 16.5 | 12.5 | 8.1 | 2.28 | 60 | 44 | 213168878
DAY & NIGHT | N4H7T24*K*AAA* | EA*4X36L21A* | *96VSN0802120B* | 22800 | 24000 | 16.5 | 12.5 | 8.1 | 2.28 | 60 | 44 | 213168883
ARCOAIRE | N4H7T24*K*AAA* | EA*4X36L21A* | *96VSN0802120B* | 22800 | 24000 | 16.5 | 12.5 | 8.1 | 2.28 | 60 | 44 | 213168881
COMFORTMAKER | N4H7T24*K*AAA* | EA*4X36L21A* | *96VSN0802120B* | 22800 | 24000 | 16.5 | 12.5 | 8.1 | 2.28 | 60 | 44 | 213168882
AIRQUEST | N4H7T24*K*AAA* | EA*4X36L21A* | *96VSN0802120B* | 22800 | 24000 | 16.5 | 12.5 | 8.1 | 2.28 | 60 | 44 | 213168880
HEIL | N4H7T24*K*AAA* | EA*4X36L21A* | *96VSN0802120B* | 22800 | 24000 | 16.5 | 12.5 | 8.1 | 2.28 | 60 | 44 | 213168879
BRYANT HEATING AND COOLING SYSTEMS | GH7TAN424**AA* | CAP**3621AL* | 926SB60080V21*** | 22800 | 24000 | 16.5 | 12.5 | 8.1 | 2.28 | 60 | 44 | 213168877
CARRIER | 25TPA724A**30* | CAP**3621AL* | 59SP6B080V21**20 | 22800 | 24000 | 16.5 | 12.5 | 8.1 | 2.28 | 60 | 44 | 213168874
TEMPSTAR | N4H7T24*K*AAA* | EA*4X37L21A* | *80VSL0701716B* | 23000 | 24000 | 16.5 | 12.5 | 8.1 | 2.34 | 60 | 45 | 213169235
BRYANT HEATING AND COOLING SYSTEMS | GH7TAN436**AA* | CAP**3721AL* | 926TC60080V21*** | 34400 | 35200 | 15.5 | 12 | 8.1 | 2.22 | 62 | 50 | 213172947
CARRIER | GH7TAN436**AA* | CAP**3721AL* | 59TP6C080V21**20 | 34400 | 35200 | 15.5 | 12 | 8.1 | 2.22 | 62 | 50 | 213172945
CARRIER | 25TPA736A**30* | CAP**3721AL* | 59TP6C080V21**20 | 34400 | 35200 | 15.5 | 12 | 8.1 | 2.22 | 62 | 50 | 213172944
TEMPSTAR | N4H7T24*K*AAA* | EA*4X24L14A* | *80VSL0451412B* | 22000 | 23600 | 15.5 | 12 | 8.1 | 2.24 | 60 | 44 | 213167403
KENMORE | N4H7T24*K*AAA* | EA*4X24L14A* | *80VSL0451412B* | 22000 | 23600 | 15.5 | 12 | 8.1 | 2.24 | 60 | 44 | 213167402
KEEPRITE | N4H7T24*K*AAA* | EA*4X24L14A* | *80VSL0451412B* | 22000 | 23600 | 15.5 | 12 | 8.1 | 2.24 | 60 | 44 | 213167401
DAY & NIGHT | N4H7T24*K*AAA* | EA*4X24L14A* | *80VSL0451412B* | 22000 | 23600 | 15.5 | 12 | 8.1 | 2.24 | 60 | 44 | 213167400
COMFORTMAKER | N4H7T24*K*AAA* | EA*4X24L14A* | *80VSL0451412B* | 22000 | 23600 | 15.5 | 12 | 8.1 | 2.24 | 60 | 44 | 213167399
ARCOAIRE | N4H7T24*K*AAA* | EA*4X24L14A* | *80VSL0451412B* | 22000 | 23600 | 15.5 | 12 | 8.1 | 2.24 | 60 | 44 | 213167398
AIRQUEST | N4H7T24*K*AAA* | EA*4X24L14A* | *80VSL0451412B* | 22000 | 23600 | 15.5 | 12 | 8.1 | 2.24 | 60 | 44 | 213167397
HEIL | N4H7T24*K*AAA* | EA*4X24L14A* | *80VSL0451412B* | 22000 | 23600 | 15.5 | 12 | 8.1 | 2.24 | 60 | 44 | 213167396
BRYANT HEATING AND COOLING SYSTEMS | PH7TAN424**AA* | CAP**2414AL* | 82*SB36045V14*** | 22000 | 23600 | 15.5 | 12 | 8.1 | 2.24 | 60 | 44 | 213167395
BRYANT HEATING AND COOLING SYSTEMS | GH7TAN424**AA* | CAP**2414AL* | 82*SB36045V14*** | 22000 | 23600 | 15.5 | 12 | 8.1 | 2.24 | 60 | 44 | 213167394
CARRIER | GH7TAN424**AA* | CAP**2414AL* | 58SP*B045V14**12 | 22000 | 23600 | 15.5 | 12 | 8.1 | 2.24 | 60 | 44 | 213167392
CARRIER | 25TPA724A**30* | CAP**2414AL* | 58SP*B045V14**12 | 22000 | 23600 | 15.5 | 12 | 8.1 | 2.24 | 60 | 44 | 213167391
ECOTEMP | W4H7T24*K*AAA* | WLA*244AA* | WFET070A036A* | 22200 | 23800 | 16 | 12 | 8.1 | 2.26 | 60 | 44 | 213167390
GRANDAIRE | W4H7T24*K*AAA* | WLA*244AA* | WFET070A036A* | 22200 | 23800 | 16 | 12 | 8.1 | 2.26 | 60 | 44 | 213167389
WEATHERMAKER | PH7TAN424**AA* | CAP**2414AL* | PG80VTLB36070A** | 22200 | 23800 | 16 | 12 | 8.1 | 2.26 | 60 | 44 | 213167388
BROCK | PH7TAN424**AA* | CAP**2414AL* | PG80VTLB36070A** | 22200 | 23800 | 16 | 12 | 8.1 | 2.26 | 60 | 44 | 213167387
PAYNE HEATING AND COOLING | PH7TAN424**AA* | CAP**2414AL* | PG80VTLB36070A** | 22200 | 23800 | 16 | 12 | 8.1 | 2.26 | 60 | 44 | 213167386
BRYANT HEATING AND COOLING SYSTEMS | PH7TAN424**AA* | CAP**2414AL* | 82*TB36070V14*** | 22200 | 23800 | 16 | 12 | 8.1 | 2.26 | 60 | 44 | 213167385
BRYANT HEATING AND COOLING SYSTEMS | GH7TAN424**AA* | CAP**2414AL* | 82*TB36070V14*** | 22200 | 23800 | 16 | 12 | 8.1 | 2.26 | 60 | 44 | 213167384
CARRIER | GH7TAN424**AA* | CAP**2414AL* | 58TP*B070V14**12 | 22200 | 23800 | 16 | 12 | 8.1 | 2.26 | 60 | 44 | 213167382
CARRIER | 25TPA724A**30* | CAP**2414AL* | 58TP*B070V14**12 | 22200 | 23800 | 16 | 12 | 8.1 | 2.26 | 60 | 44 | 213167381
ECOTEMP | W4H7T24*K*AAA* | WLA*244AA* | WFET045A036A* | 22000 | 23600 | 15.5 | 12 | 8.1 | 2.24 | 60 | 44 | 213167380
GRANDAIRE | W4H7T24*K*AAA* | WLA*244AA* | WFET045A036A* | 22000 | 23600 | 15.5 | 12 | 8.1 | 2.24 | 60 | 44 | 213167379
TEMPSTAR | N4H7T24*K*AAA* | EA*4X24L14A* | *80VTL0451412B* | 22000 | 23600 | 15.5 | 12 | 8.1 | 2.24 | 60 | 44 | 213167378
KENMORE | N4H7T24*K*AAA* | EA*4X24L14A* | *80VTL0451412B* | 22000 | 23600 | 15.5 | 12 | 8.1 | 2.24 | 60 | 44 | 213167377
KEEPRITE | N4H7T24*K*AAA* | EA*4X24L14A* | *80VTL0451412B* | 22000 | 23600 | 15.5 | 12 | 8.1 | 2.24 | 60 | 44 | 213167376
BRYANT HEATING AND COOLING SYSTEMS | GH7TAN424**AA* | CAP**3721AL* | 82*SB48090V17*** | 22800 | 24000 | 16.5 | 12.5 | 8.1 | 2.32 | 60 | 45 | 213169239
KENMORE | N4H7T24*K*AAA* | EA*4X37L17A* | *96VTN0401712B* | 22800 | 24200 | 16 | 12 | 8.1 | 2.28 | 60 | 45 | 213169040
TEMPSTAR | N4H7T24*K*AAA* | EA*4X37L17A* | *96VTN0401712B* | 22800 | 24200 | 16 | 12 | 8.1 | 2.28 | 60 | 45 | 213169041
KEEPRITE | N4H7T24*K*AAA* | EA*4X37L17A* | *96VTN0401712B* | 22800 | 24200 | 16 | 12 | 8.1 | 2.28 | 60 | 45 | 213169039
WEATHERMAKER | PH7TAN424**AA* | CAP**3717AL* | PG96VTAB36040B** | 22800 | 24200 | 16 | 12 | 8.1 | 2.28 | 60 | 45 | 213169033
DAY & NIGHT | N4H7T24*K*AAA* | EA*4X37L17A* | *96VTN0401712B* | 22800 | 24200 | 16 | 12 | 8.1 | 2.28 | 60 | 45 | 213169038
ARCOAIRE | N4H7T24*K*AAA* | EA*4X37L17A* | *96VTN0401712B* | 22800 | 24200 | 16 | 12 | 8.1 | 2.28 | 60 | 45 | 213169036
COMFORTMAKER | N4H7T24*K*AAA* | EA*4X37L17A* | *96VTN0401712B* | 22800 | 24200 | 16 | 12 | 8.1 | 2.28 | 60 | 45 | 213169037
AIRQUEST | N4H7T24*K*AAA* | EA*4X37L17A* | *96VTN0401712B* | 22800 | 24200 | 16 | 12 | 8.1 | 2.28 | 60 | 45 | 213169035
HEIL | N4H7T24*K*AAA* | EA*4X37L17A* | *96VTN0401712B* | 22800 | 24200 | 16 | 12 | 8.1 | 2.28 | 60 | 45 | 213169034
PAYNE HEATING AND COOLING | PH7TAN424**AA* | CAP**3717AL* | PG96VTAB36040B** | 22800 | 24200 | 16 | 12 | 8.1 | 2.28 | 60 | 45 | 213169031
BROCK | PH7TAN424**AA* | CAP**3717AL* | PG96VTAB36040B** | 22800 | 24200 | 16 | 12 | 8.1 | 2.28 | 60 | 45 | 213169032
BRYANT HEATING AND COOLING SYSTEMS | GH7TAN424**AA* | CAP**3717AL* | 926TC36040V17*** | 22800 | 24200 | 16 | 12 | 8.1 | 2.28 | 60 | 45 | 213169029
BRYANT HEATING AND COOLING SYSTEMS | PH7TAN424**AA* | CAP**3717AL* | 926TC36040V17*** | 22800 | 24200 | 16 | 12 | 8.1 | 2.28 | 60 | 45 | 213169030
CARRIER | GH7TAN424**AA* | CAP**3717AL* | 59TP6C040V17**12 | 22800 | 24200 | 16 | 12 | 8.1 | 2.28 | 60 | 45 | 213169027
CARRIER | 25TPA724A**30* | CAP**3717AL* | 59TP6C040V17**12 | 22800 | 24200 | 16 | 12 | 8.1 | 2.28 | 60 | 45 | 213169026
KENMORE | N4H7T24*K*AAA* | EA*4X37L17A* | *80VSL0901716B* | 23000 | 24000 | 16.5 | 12.5 | 8.1 | 2.32 | 60 | 45 | 213169004
COMFORTMAKER | N4H7T24*K*AAA* | EA*4X37L17A* | *80VSL0901716B* | 23000 | 24000 | 16.5 | 12.5 | 8.1 | 2.32 | 60 | 45 | 213169001
TEMPSTAR | N4H7T24*K*AAA* | EA*4X37L17A* | *80VSL0901716B* | 23000 | 24000 | 16.5 | 12.5 | 8.1 | 2.32 | 60 | 45 | 213169005
KEEPRITE | N4H7T24*K*AAA* | EA*4X37L17A* | *80VSL0901716B* | 23000 | 24000 | 16.5 | 12.5 | 8.1 | 2.32 | 60 | 45 | 213169003
DAY & NIGHT | N4H7T24*K*AAA* | EA*4X37L17A* | *80VSL0901716B* | 23000 | 24000 | 16.5 | 12.5 | 8.1 | 2.32 | 60 | 45 | 213169002
AIRQUEST | N4H7T24*K*AAA* | EA*4X37L17A* | *80VSL0901716B* | 23000 | 24000 | 16.5 | 12.5 | 8.1 | 2.32 | 60 | 45 | 213168999
ARCOAIRE | N4H7T24*K*AAA* | EA*4X37L17A* | *80VSL0901716B* | 23000 | 24000 | 16.5 | 12.5 | 8.1 | 2.32 | 60 | 45 | 213169000
HEIL | N4H7T24*K*AAA* | EA*4X37L17A* | *80VSL0901716B* | 23000 | 24000 | 16.5 | 12.5 | 8.1 | 2.32 | 60 | 45 | 213168998
BRYANT HEATING AND COOLING SYSTEMS | GH7TAN424**AA* | CAP**3717AL* | 82*SB48090V17*** | 23000 | 24000 | 16.5 | 12.5 | 8.1 | 2.32 | 60 | 45 | 213168996
BRYANT HEATING AND COOLING SYSTEMS | PH7TAN424**AA* | CAP**3717AL* | 82*SB48090V17*** | 23000 | 24000 | 16.5 | 12.5 | 8.1 | 2.32 | 60 | 45 | 213168997
CARRIER | GH7TAN424**AA* | CAP**3717AL* | 58SP*B090V17**16 | 23000 | 24000 | 16.5 | 12.5 | 8.1 | 2.32 | 60 | 45 | 213168994
CARRIER | 25TPA724A**30* | CAP**3717AL* | 58SP*B090V17**16 | 23000 | 24000 | 16.5 | 12.5 | 8.1 | 2.32 | 60 | 45 | 213168993
HEIL | N4H7T36*K*AAA* | EA*4X37L21A* | *96VTN0802120B* | 34400 | 35200 | 15.5 | 12 | 8.1 | 2.22 | 62 | 50 | 213172952
KENMORE | N4H7T36*K*AAA* | EA*4X37L21A* | *96VSN0802120B* | 34400 | 35200 | 15.5 | 12 | 8.1 | 2.22 | 62 | 50 | 213173043
TEMPSTAR | N4H7T36*K*AAA* | EA*4X37L21A* | *96VSN0802120B* | 34400 | 35200 | 15.5 | 12 | 8.1 | 2.22 | 62 | 50 | 213173044
KEEPRITE | N4H7T36*K*AAA* | EA*4X37L21A* | *96VSN0802120B* | 34400 | 35200 | 15.5 | 12 | 8.1 | 2.22 | 62 | 50 | 213173042
DAY & NIGHT | N4H7T36*K*AAA* | EA*4X37L21A* | *96VSN0802120B* | 34400 | 35200 | 15.5 | 12 | 8.1 | 2.22 | 62 | 50 | 213173041
COMFORTMAKER | N4H7T36*K*AAA* | EA*4X37L21A* | *96VSN0802120B* | 34400 | 35200 | 15.5 | 12 | 8.1 | 2.22 | 62 | 50 | 213173040
HEIL | N4H7T36*K*AAA* | EA*4X37L21A* | *96VSN0802120B* | 34400 | 35200 | 15.5 | 12 | 8.1 | 2.22 | 62 | 50 | 213173037
TEMPSTAR | N4H7T24*K*AAA* | EA*4X37L17A* | *80VSL0701716B* | 23200 | 24200 | 16.5 | 12.5 | 8.1 | 2.34 | 60 | 45 | 213168992
ARCOAIRE | N4H7T24*K*AAA* | EA*4X37L17A* | *80VSL0701716B* | 23200 | 24200 | 16.5 | 12.5 | 8.1 | 2.34 | 60 | 45 | 213168987
KENMORE | N4H7T24*K*AAA* | EA*4X37L17A* | *80VSL0701716B* | 23200 | 24200 | 16.5 | 12.5 | 8.1 | 2.34 | 60 | 45 | 213168991
KEEPRITE | N4H7T24*K*AAA* | EA*4X37L17A* | *80VSL0701716B* | 23200 | 24200 | 16.5 | 12.5 | 8.1 | 2.34 | 60 | 45 | 213168990
DAY & NIGHT | N4H7T24*K*AAA* | EA*4X37L17A* | *80VSL0701716B* | 23200 | 24200 | 16.5 | 12.5 | 8.1 | 2.34 | 60 | 45 | 213168989
COMFORTMAKER | N4H7T24*K*AAA* | EA*4X37L17A* | *80VSL0701716B* | 23200 | 24200 | 16.5 | 12.5 | 8.1 | 2.34 | 60 | 45 | 213168988
AIRQUEST | N4H7T24*K*AAA* | EA*4X37L17A* | *80VSL0701716B* | 23200 | 24200 | 16.5 | 12.5 | 8.1 | 2.34 | 60 | 45 | 213168986
HEIL | N4H7T24*K*AAA* | EA*4X37L17A* | *80VSL0701716B* | 23200 | 24200 | 16.5 | 12.5 | 8.1 | 2.34 | 60 | 45 | 213168985
CARRIER | GH7TAN424**AA* | CAP**3721AL* | 58SP*B090V17**16 | 22800 | 24000 | 16.5 | 12.5 | 8.1 | 2.32 | 60 | 45 | 213169237
BRYANT HEATING AND COOLING SYSTEMS | PH7TAN424**AA* | CAP**3717AL* | 82*SB48070V17*** | 23200 | 24200 | 16.5 | 12.5 | 8.1 | 2.34 | 60 | 45 | 213168984
BRYANT HEATING AND COOLING SYSTEMS | GH7TAN424**AA* | CAP**3717AL* | 82*SB48070V17*** | 23200 | 24200 | 16.5 | 12.5 | 8.1 | 2.34 | 60 | 45 | 213168983
DAY & NIGHT | N4H7T24*K*AAA* | EA*4X37L17A* | *80VSL0701412B* | 23000 | 24000 | 16.5 | 12.5 | 8.1 | 2.32 | 60 | 45 | 213168976
CARRIER | GH7TAN424**AA* | CAP**3717AL* | 58SP*B070V17**16 | 23200 | 24200 | 16.5 | 12.5 | 8.1 | 2.34 | 60 | 45 | 213168981
KEEPRITE | N4H7T24*K*AAA* | EA*4X37L17A* | *80VSL0701412B* | 23000 | 24000 | 16.5 | 12.5 | 8.1 | 2.32 | 60 | 45 | 213168977
CARRIER | 25TPA724A**30* | CAP**3717AL* | 58SP*B070V17**16 | 23200 | 24200 | 16.5 | 12.5 | 8.1 | 2.34 | 60 | 45 | 213168980
KENMORE | N4H7T24*K*AAA* | EA*4X37L17A* | *80VSL0701412B* | 23000 | 24000 | 16.5 | 12.5 | 8.1 | 2.32 | 60 | 45 | 213168978
COMFORTMAKER | N4H7T24*K*AAA* | EA*4X37L17A* | *80VSL0701412B* | 23000 | 24000 | 16.5 | 12.5 | 8.1 | 2.32 | 60 | 45 | 213168975
AIRQUEST | N4H7T24*K*AAA* | EA*4X37L17A* | *80VSL0701412B* | 23000 | 24000 | 16.5 | 12.5 | 8.1 | 2.32 | 60 | 45 | 213168973
ARCOAIRE | N4H7T24*K*AAA* | EA*4X37L17A* | *80VSL0701412B* | 23000 | 24000 | 16.5 | 12.5 | 8.1 | 2.32 | 60 | 45 | 213168974
HEIL | N4H7T24*K*AAA* | EA*4X37L17A* | *80VSL0701412B* | 23000 | 24000 | 16.5 | 12.5 | 8.1 | 2.32 | 60 | 45 | 213168972
BRYANT HEATING AND COOLING SYSTEMS | PH7TAN424**AA* | CAP**3717AL* | 82*SB36070V14*** | 23000 | 24000 | 16.5 | 12.5 | 8.1 | 2.32 | 60 | 45 | 213168971
ARCOAIRE | N4H7T24*K*AAA* | EA*4X37L17A* | *80VSL0451412B* | 23000 | 24000 | 16.5 | 12.5 | 8.1 | 2.32 | 60 | 45 | 213168961
TEMPSTAR | N4H7T24*K*AAA* | EA*4X37L17A* | *80VSL0451412B* | 23000 | 24000 | 16.5 | 12.5 | 8.1 | 2.32 | 60 | 45 | 213168966
CARRIER | GH7TAN424**AA* | CAP**3717AL* | 58SP*B070V14**12 | 23000 | 24000 | 16.5 | 12.5 | 8.1 | 2.32 | 60 | 45 | 213168968
CARRIER | 25TPA724A**30* | CAP**3717AL* | 58SP*B070V14**12 | 23000 | 24000 | 16.5 | 12.5 | 8.1 | 2.32 | 60 | 45 | 213168967
BRYANT HEATING AND COOLING SYSTEMS | GH7TAN424**AA* | CAP**3717AL* | 82*SB36070V14*** | 23000 | 24000 | 16.5 | 12.5 | 8.1 | 2.32 | 60 | 45 | 213168970
KENMORE | N4H7T24*K*AAA* | EA*4X37L17A* | *80VSL0451412B* | 23000 | 24000 | 16.5 | 12.5 | 8.1 | 2.32 | 60 | 45 | 213168965
COMFORTMAKER | N4H7T24*K*AAA* | EA*4X37L17A* | *80VSL0451412B* | 23000 | 24000 | 16.5 | 12.5 | 8.1 | 2.32 | 60 | 45 | 213168962
KEEPRITE | N4H7T24*K*AAA* | EA*4X37L17A* | *80VSL0451412B* | 23000 | 24000 | 16.5 | 12.5 | 8.1 | 2.32 | 60 | 45 | 213168964
AIRQUEST | N4H7T24*K*AAA* | EA*4X37L17A* | *80VSL0451412B* | 23000 | 24000 | 16.5 | 12.5 | 8.1 | 2.32 | 60 | 45 | 213168960
CARRIER | 25TPA724A**30* | CAP**3717AL* | 58SP*B045V14**12 | 23000 | 24000 | 16.5 | 12.5 | 8.1 | 2.32 | 60 | 45 | 213168954
DAY & NIGHT | N4H7T24*K*AAA* | EA*4X37L17A* | *80VSL0451412B* | 23000 | 24000 | 16.5 | 12.5 | 8.1 | 2.32 | 60 | 45 | 213168963
HEIL | N4H7T24*K*AAA* | EA*4X37L17A* | *80VSL0451412B* | 23000 | 24000 | 16.5 | 12.5 | 8.1 | 2.32 | 60 | 45 | 213168959
BRYANT HEATING AND COOLING SYSTEMS | GH7TAN424**AA* | CAP**3717AL* | 82*SB36045V14*** | 23000 | 24000 | 16.5 | 12.5 | 8.1 | 2.32 | 60 | 45 | 213168957
BRYANT HEATING AND COOLING SYSTEMS | PH7TAN424**AA* | CAP**3717AL* | 82*SB36045V14*** | 23000 | 24000 | 16.5 | 12.5 | 8.1 | 2.32 | 60 | 45 | 213168958
PAYNE HEATING AND COOLING | PH7TAN424**AA* | CAP**3717AL* | PG80VTLB48090B** | 23000 | 24000 | 16.5 | 12.5 | 8.1 | 2.32 | 60 | 45 | 213168949
WEATHERMAKER | PH7TAN424**AA* | CAP**3717AL* | PG80VTLB48090B** | 23000 | 24000 | 16.5 | 12.5 | 8.1 | 2.32 | 60 | 45 | 213168951
ECOTEMP | W4H7T24*K*AAA* | WLA*374BA* | WFET090B048A* | 23000 | 24000 | 16.5 | 12.5 | 8.1 | 2.32 | 60 | 45 | 213168953
GRANDAIRE | W4H7T24*K*AAA* | WLA*374BA* | WFET090B048A* | 23000 | 24000 | 16.5 | 12.5 | 8.1 | 2.32 | 60 | 45 | 213168952
BRYANT HEATING AND COOLING SYSTEMS | PH7TAN424**AA* | CAP**3717AL* | 82*TB48090V17*** | 23000 | 24000 | 16.5 | 12.5 | 8.1 | 2.32 | 60 | 45 | 213168948
BROCK | PH7TAN424**AA* | CAP**3717AL* | PG80VTLB48090B** | 23000 | 24000 | 16.5 | 12.5 | 8.1 | 2.32 | 60 | 45 | 213168950
TEMPSTAR | N4H7T24*K*AAA* | EA*4X37L17A* | *80VTL0701716B* | 22800 | 24000 | 16.5 | 12.5 | 8.1 | 2.3 | 60 | 45 | 213168943
BRYANT HEATING AND COOLING SYSTEMS | GH7TAN424**AA* | CAP**3717AL* | 82*TB48090V17*** | 23000 | 24000 | 16.5 | 12.5 | 8.1 | 2.32 | 60 | 45 | 213168947
CARRIER | 25TPA724A**30* | CAP**3717AL* | 58TP*B090V17**16 | 23000 | 24000 | 16.5 | 12.5 | 8.1 | 2.32 | 60 | 45 | 213168944
CARRIER | GH7TAN424**AA* | CAP**3717AL* | 58TP*B090V17**16 | 23000 | 24000 | 16.5 | 12.5 | 8.1 | 2.32 | 60 | 45 | 213168945
AIRQUEST | N4H7T24*K*AAA* | EA*4X37L17A* | *80VTL0701716B* | 22800 | 24000 | 16.5 | 12.5 | 8.1 | 2.3 | 60 | 45 | 213168937
KEEPRITE | N4H7T24*K*AAA* | EA*4X37L17A* | *80VTL0701716B* | 22800 | 24000 | 16.5 | 12.5 | 8.1 | 2.3 | 60 | 45 | 213168941
DAY & NIGHT | N4H7T24*K*AAA* | EA*4X37L17A* | *80VTL0701716B* | 22800 | 24000 | 16.5 | 12.5 | 8.1 | 2.3 | 60 | 45 | 213168940
ARCOAIRE | N4H7T24*K*AAA* | EA*4X37L17A* | *80VTL0701716B* | 22800 | 24000 | 16.5 | 12.5 | 8.1 | 2.3 | 60 | 45 | 213168938
KENMORE | N4H7T24*K*AAA* | EA*4X37L17A* | *80VTL0701716B* | 22800 | 24000 | 16.5 | 12.5 | 8.1 | 2.3 | 60 | 45 | 213168942
COMFORTMAKER | N4H7T24*K*AAA* | EA*4X37L17A* | *80VTL0701716B* | 22800 | 24000 | 16.5 | 12.5 | 8.1 | 2.3 | 60 | 45 | 213168939
BRYANT HEATING AND COOLING SYSTEMS | GH7TAN424**AA* | CAP**3717AL* | 82*TB48070V17*** | 22800 | 24000 | 16.5 | 12.5 | 8.1 | 2.3 | 60 | 45 | 213168931
BROCK | PH7TAN424**AA* | CAP**3717AL* | PG80VTLB48070B** | 22800 | 24000 | 16.5 | 12.5 | 8.1 | 2.3 | 60 | 45 | 213168934
HEIL | N4H7T24*K*AAA* | EA*4X37L17A* | *80VTL0701716B* | 22800 | 24000 | 16.5 | 12.5 | 8.1 | 2.3 | 60 | 45 | 213168936
BRYANT HEATING AND COOLING SYSTEMS | PH7TAN424**AA* | CAP**3717AL* | 82*TB48070V17*** | 22800 | 24000 | 16.5 | 12.5 | 8.1 | 2.3 | 60 | 45 | 213168932
PAYNE HEATING AND COOLING | PH7TAN424**AA* | CAP**3717AL* | PG80VTLB48070B** | 22800 | 24000 | 16.5 | 12.5 | 8.1 | 2.3 | 60 | 45 | 213168933
WEATHERMAKER | PH7TAN424**AA* | CAP**3717AL* | PG80VTLB36070A** | 23000 | 24000 | 16.5 | 12.5 | 8.1 | 2.32 | 60 | 45 | 213168925
CARRIER | 25TPA724A**30* | CAP**3717AL* | 58TP*B070V17**16 | 22800 | 24000 | 16.5 | 12.5 | 8.1 | 2.3 | 60 | 45 | 213168928
CARRIER | GH7TAN424**AA* | CAP**3717AL* | 58TP*B070V17**16 | 22800 | 24000 | 16.5 | 12.5 | 8.1 | 2.3 | 60 | 45 | 213168929
WEATHERMAKER | PH7TAN436**AA* | CAP**3721AL* | PG96VTAB60080C** | 34400 | 35200 | 15.5 | 12 | 8.1 | 2.22 | 62 | 50 | 213172951
BROCK | PH7TAN436**AA* | CAP**3721AL* | PG96VTAB60080C** | 34400 | 35200 | 15.5 | 12 | 8.1 | 2.22 | 62 | 50 | 213172950
PAYNE HEATING AND COOLING | PH7TAN436**AA* | CAP**3721AL* | PG96VTAB60080C** | 34400 | 35200 | 15.5 | 12 | 8.1 | 2.22 | 62 | 50 | 213172949
BRYANT HEATING AND COOLING SYSTEMS | PH7TAN436**AA* | CAP**3721AL* | 926TC60080V21*** | 34400 | 35200 | 15.5 | 12 | 8.1 | 2.22 | 62 | 50 | 213172948
ARCOAIRE | N4H7T24*K*AAA* | EA*4X37L17A* | *96VSN0401712B* | 22800 | 24200 | 16 | 12 | 8.1 | 2.28 | 60 | 45 | 213169118
BRYANT HEATING AND COOLING SYSTEMS | PH7TAN424**AA* | CAP**3717AL* | 926SB36040V17*** | 22800 | 24200 | 16 | 12 | 8.1 | 2.28 | 60 | 45 | 213169115
CARRIER | GH7TAN424**AA* | CAP**3717AL* | 59SP6B040V17**12 | 22800 | 24200 | 16 | 12 | 8.1 | 2.28 | 60 | 45 | 213169112
HEIL | N4H7T24*K*AAA* | EA*4X37L17A* | *96VSN0401712B* | 22800 | 24200 | 16 | 12 | 8.1 | 2.28 | 60 | 45 | 213169116
BRYANT HEATING AND COOLING SYSTEMS | GH7TAN424**AA* | CAP**3717AL* | 926SB36040V17*** | 22800 | 24200 | 16 | 12 | 8.1 | 2.28 | 60 | 45 | 213169114
ARCOAIRE | N4H7T24*K*AAA* | EA*4X37L21A* | *80VSL0901716B* | 22800 | 24000 | 16.5 | 12.5 | 8.1 | 2.32 | 60 | 45 | 213169243
CARRIER | 25TPA724A**30* | CAP**3717AL* | 59SP6B040V17**12 | 22800 | 24200 | 16 | 12 | 8.1 | 2.28 | 60 | 45 | 213169111
AIRQUEST | N4H7T24*K*AAA* | EA*4X37L21A* | *80VSL0901716B* | 22800 | 24000 | 16.5 | 12.5 | 8.1 | 2.32 | 60 | 45 | 213169242
TEMPSTAR | N4H7T24*K*AAA* | EA*4X37L17A* | *96VTN0801716B* | 23000 | 24200 | 16.5 | 12.5 | 8.1 | 2.32 | 60 | 45 | 213169095
GRANDAIRE | W4H7T24*K*AAA* | WLA*374BA* | WFST080B048A* | 23000 | 24200 | 16.5 | 12.5 | 8.1 | 2.32 | 60 | 45 | 213169096
COMFORTMAKER | N4H7T24*K*AAA* | EA*4X37L17A* | *96VTN0801716B* | 23000 | 24200 | 16.5 | 12.5 | 8.1 | 2.32 | 60 | 45 | 213169091
ECOTEMP | W4H7T24*K*AAA* | WLA*374BA* | WFST080B048A* | 23000 | 24200 | 16.5 | 12.5 | 8.1 | 2.32 | 60 | 45 | 213169097
AIRQUEST | N4H7T24*K*AAA* | EA*4X37L17A* | *96VTN0801716B* | 23000 | 24200 | 16.5 | 12.5 | 8.1 | 2.32 | 60 | 45 | 213169089
KENMORE | N4H7T24*K*AAA* | EA*4X37L17A* | *96VTN0801716B* | 23000 | 24200 | 16.5 | 12.5 | 8.1 | 2.32 | 60 | 45 | 213169094
KEEPRITE | N4H7T24*K*AAA* | EA*4X37L17A* | *96VTN0801716B* | 23000 | 24200 | 16.5 | 12.5 | 8.1 | 2.32 | 60 | 45 | 213169093
DAY & NIGHT | N4H7T24*K*AAA* | EA*4X37L17A* | *96VTN0801716B* | 23000 | 24200 | 16.5 | 12.5 | 8.1 | 2.32 | 60 | 45 | 213169092
ARCOAIRE | N4H7T24*K*AAA* | EA*4X37L17A* | *96VTN0801716B* | 23000 | 24200 | 16.5 | 12.5 | 8.1 | 2.32 | 60 | 45 | 213169090
BRYANT HEATING AND COOLING SYSTEMS | GH7TAN424**AA* | CAP**3717AL* | 926TC48080V17*** | 23000 | 24200 | 16.5 | 12.5 | 8.1 | 2.32 | 60 | 45 | 213169083
HEIL | N4H7T24*K*AAA* | EA*4X37L17A* | *96VTN0801716B* | 23000 | 24200 | 16.5 | 12.5 | 8.1 | 2.32 | 60 | 45 | 213169088
WEATHERMAKER | PH7TAN424**AA* | CAP**3717AL* | PG96VTAB48080B** | 23000 | 24200 | 16.5 | 12.5 | 8.1 | 2.32 | 60 | 45 | 213169087
BROCK | PH7TAN424**AA* | CAP**3717AL* | PG96VTAB48080B** | 23000 | 24200 | 16.5 | 12.5 | 8.1 | 2.32 | 60 | 45 | 213169086
PAYNE HEATING AND COOLING | PH7TAN424**AA* | CAP**3717AL* | PG96VTAB48080B** | 23000 | 24200 | 16.5 | 12.5 | 8.1 | 2.32 | 60 | 45 | 213169085
BRYANT HEATING AND COOLING SYSTEMS | PH7TAN424**AA* | CAP**3717AL* | 926TC48080V17*** | 23000 | 24200 | 16.5 | 12.5 | 8.1 | 2.32 | 60 | 45 | 213169084
ECOTEMP | W4H7T24*K*AAA* | WLA*374BA* | WFST060B048A* | 22800 | 24000 | 16.5 | 12.5 | 8.1 | 2.3 | 60 | 45 | 213169077
CARRIER | GH7TAN424**AA* | CAP**3717AL* | GG96VTAB48080B** | 23000 | 24200 | 16.5 | 12.5 | 8.1 | 2.32 | 60 | 45 | 213169081
CARRIER | GH7TAN424**AA* | CAP**3717AL* | 59TP6C080V17**16 | 23000 | 24200 | 16.5 | 12.5 | 8.1 | 2.32 | 60 | 45 | 213169080
CARRIER | 25TPA724A**30* | CAP**3717AL* | 59TP6C080V17**16 | 23000 | 24200 | 16.5 | 12.5 | 8.1 | 2.32 | 60 | 45 | 213169078
TEMPSTAR | N4H7T24*K*AAA* | EA*4X37L17A* | *96VTN0601716B* | 22800 | 24000 | 16.5 | 12.5 | 8.1 | 2.3 | 60 | 45 | 213169075
GRANDAIRE | W4H7T24*K*AAA* | WLA*374BA* | WFST060B048A* | 22800 | 24000 | 16.5 | 12.5 | 8.1 | 2.3 | 60 | 45 | 213169076
KEEPRITE | N4H7T24*K*AAA* | EA*4X37L17A* | *96VTN0601716B* | 22800 | 24000 | 16.5 | 12.5 | 8.1 | 2.3 | 60 | 45 | 213169073
KENMORE | N4H7T24*K*AAA* | EA*4X37L17A* | *96VTN0601716B* | 22800 | 24000 | 16.5 | 12.5 | 8.1 | 2.3 | 60 | 45 | 213169074
DAY & NIGHT | N4H7T24*K*AAA* | EA*4X37L17A* | *96VTN0601716B* | 22800 | 24000 | 16.5 | 12.5 | 8.1 | 2.3 | 60 | 45 | 213169072
ARCOAIRE | N4H7T24*K*AAA* | EA*4X37L17A* | *96VTN0601716B* | 22800 | 24000 | 16.5 | 12.5 | 8.1 | 2.3 | 60 | 45 | 213169070
BROCK | PH7TAN424**AA* | CAP**3717AL* | PG96VTAB48060B** | 22800 | 24000 | 16.5 | 12.5 | 8.1 | 2.3 | 60 | 45 | 213169066
AIRQUEST | N4H7T24*K*AAA* | EA*4X37L17A* | *96VTN0601716B* | 22800 | 24000 | 16.5 | 12.5 | 8.1 | 2.3 | 60 | 45 | 213169069
WEATHERMAKER | PH7TAN424**AA* | CAP**3717AL* | PG96VTAB48060B** | 22800 | 24000 | 16.5 | 12.5 | 8.1 | 2.3 | 60 | 45 | 213169067
HEIL | N4H7T24*K*AAA* | EA*4X37L21A* | *80VSL0901716B* | 22800 | 24000 | 16.5 | 12.5 | 8.1 | 2.32 | 60 | 45 | 213169241
HEIL | N4H7T24*K*AAA* | EA*4X37L17A* | *96VTN0601716B* | 22800 | 24000 | 16.5 | 12.5 | 8.1 | 2.3 | 60 | 45 | 213169068
PAYNE HEATING AND COOLING | PH7TAN424**AA* | CAP**3717AL* | PG96VTAB48060B** | 22800 | 24000 | 16.5 | 12.5 | 8.1 | 2.3 | 60 | 45 | 213169065
BRYANT HEATING AND COOLING SYSTEMS | PH7TAN424**AA* | CAP**3717AL* | 926TC48060V17*** | 22800 | 24000 | 16.5 | 12.5 | 8.1 | 2.3 | 60 | 45 | 213169064
BRYANT HEATING AND COOLING SYSTEMS | GH7TAN424**AA* | CAP**3717AL* | 926TC48060V17*** | 22800 | 24000 | 16.5 | 12.5 | 8.1 | 2.3 | 60 | 45 | 213169063
CARRIER | GH7TAN424**AA* | CAP**3717AL* | 59TP6C060V17**16 | 22800 | 24000 | 16.5 | 12.5 | 8.1 | 2.3 | 60 | 45 | 213169060
CARRIER | GH7TAN424**AA* | CAP**3717AL* | GG96VTAB48060B** | 22800 | 24000 | 16.5 | 12.5 | 8.1 | 2.3 | 60 | 45 | 213169061
BRYANT HEATING AND COOLING SYSTEMS | PH7TAN424**AA* | CAP**3721AL* | 82*SB48090V17*** | 22800 | 24000 | 16.5 | 12.5 | 8.1 | 2.32 | 60 | 45 | 213169240
KENMORE | N4H7T36*K*AAA* | EA*4X37L21A* | *96VTN0802120B* | 34400 | 35200 | 15.5 | 12 | 8.1 | 2.22 | 62 | 50 | 213172958
DAY & NIGHT | N4H7T36*K*AAA* | EA*4X37L21A* | *96VTN0802120B* | 34400 | 35200 | 15.5 | 12 | 8.1 | 2.22 | 62 | 50 | 213172956
ARCOAIRE | N4H7T36*K*AAA* | EA*4X37L21A* | *96VTN0802120B* | 34400 | 35200 | 15.5 | 12 | 8.1 | 2.22 | 62 | 50 | 213172954
AIRQUEST | N4H7T36*K*AAA* | EA*4X37L21A* | *96VTN0802120B* | 34400 | 35200 | 15.5 | 12 | 8.1 | 2.22 | 62 | 50 | 213172953
CARRIER | GH7TAN424**AA* | CAP**2417AL* | 59TP6C060V17**16 | 22000 | 23600 | 15.5 | 12 | 8.1 | 2.24 | 60 | 44 | 213167639
CARRIER | 25TPA724A**30* | CAP**2417AL* | 59TP6C060V17**16 | 22000 | 23600 | 15.5 | 12 | 8.1 | 2.24 | 60 | 44 | 213167637
TEMPSTAR | N4H7T24*K*AAA* | EA*4X24L17A* | *80VSL0701716B* | 22000 | 23600 | 16 | 12 | 8.1 | 2.24 | 60 | 44 | 213167571
KENMORE | N4H7T24*K*AAA* | EA*4X24L17A* | *80VSL0701716B* | 22000 | 23600 | 16 | 12 | 8.1 | 2.24 | 60 | 44 | 213167570
KEEPRITE | N4H7T24*K*AAA* | EA*4X24L17A* | *80VSL0701716B* | 22000 | 23600 | 16 | 12 | 8.1 | 2.24 | 60 | 44 | 213167569
COMFORTMAKER | N4H7T24*K*AAA* | EA*4X24L17A* | *80VSL0701716B* | 22000 | 23600 | 16 | 12 | 8.1 | 2.24 | 60 | 44 | 213167567
DAY & NIGHT | N4H7T24*K*AAA* | EA*4X24L17A* | *80VSL0701716B* | 22000 | 23600 | 16 | 12 | 8.1 | 2.24 | 60 | 44 | 213167568
ARCOAIRE | N4H7T24*K*AAA* | EA*4X24L17A* | *80VSL0701716B* | 22000 | 23600 | 16 | 12 | 8.1 | 2.24 | 60 | 44 | 213167566
AIRQUEST | N4H7T24*K*AAA* | EA*4X24L17A* | *80VSL0701716B* | 22000 | 23600 | 16 | 12 | 8.1 | 2.24 | 60 | 44 | 213167565
HEIL | N4H7T24*K*AAA* | EA*4X24L17A* | *80VSL0701716B* | 22000 | 23600 | 16 | 12 | 8.1 | 2.24 | 60 | 44 | 213167564
BRYANT HEATING AND COOLING SYSTEMS | GH7TAN424**AA* | CAP**2417AL* | 82*SB48070V17*** | 22000 | 23600 | 16 | 12 | 8.1 | 2.24 | 60 | 44 | 213167562
CARRIER | 25TPA724A**30* | CAP**2417AL* | 58SP*B070V17**16 | 22000 | 23600 | 16 | 12 | 8.1 | 2.24 | 60 | 44 | 213167559
CARRIER | GH7TAN424**AA* | CAP**2417AL* | 58SP*B070V17**16 | 22000 | 23600 | 16 | 12 | 8.1 | 2.24 | 60 | 44 | 213167560
ECOTEMP | W4H7T24*K*AAA* | WLA*244BA* | WFET090B048A* | 22000 | 23600 | 15.5 | 12 | 8.1 | 2.24 | 60 | 44 | 213167532
WEATHERMAKER | PH7TAN424**AA* | CAP**2417AL* | PG80VTLB48090B** | 22000 | 23600 | 15.5 | 12 | 8.1 | 2.24 | 60 | 44 | 213167530
GRANDAIRE | W4H7T24*K*AAA* | WLA*244BA* | WFET090B048A* | 22000 | 23600 | 15.5 | 12 | 8.1 | 2.24 | 60 | 44 | 213167531
BROCK | PH7TAN424**AA* | CAP**2417AL* | PG80VTLB48090B** | 22000 | 23600 | 15.5 | 12 | 8.1 | 2.24 | 60 | 44 | 213167529
PAYNE HEATING AND COOLING | PH7TAN424**AA* | CAP**2417AL* | PG80VTLB48090B** | 22000 | 23600 | 15.5 | 12 | 8.1 | 2.24 | 60 | 44 | 213167528
BRYANT HEATING AND COOLING SYSTEMS | PH7TAN424**AA* | CAP**2417AL* | 82*TB48090V17*** | 22000 | 23600 | 15.5 | 12 | 8.1 | 2.24 | 60 | 44 | 213167527
CARRIER | GH7TAN424**AA* | CAP**2417AL* | 58TP*B090V17**16 | 22000 | 23600 | 15.5 | 12 | 8.1 | 2.24 | 60 | 44 | 213167524
BRYANT HEATING AND COOLING SYSTEMS | GH7TAN424**AA* | CAP**2417AL* | 82*TB48090V17*** | 22000 | 23600 | 15.5 | 12 | 8.1 | 2.24 | 60 | 44 | 213167526
CARRIER | 25TPA724A**30* | CAP**2417AL* | 58TP*B090V17**16 | 22000 | 23600 | 15.5 | 12 | 8.1 | 2.24 | 60 | 44 | 213167523
KENMORE | N4H7T24*K*AAA* | EA*4X24L17A* | *80VTL0701716B* | 22000 | 23800 | 16 | 12 | 8.1 | 2.24 | 60 | 44 | 213167521
DAY & NIGHT | N4H7T24*K*AAA* | EA*4X24L17A* | *80VTL0701716B* | 22000 | 23800 | 16 | 12 | 8.1 | 2.24 | 60 | 44 | 213167519
KEEPRITE | N4H7T24*K*AAA* | EA*4X24L17A* | *80VTL0701716B* | 22000 | 23800 | 16 | 12 | 8.1 | 2.24 | 60 | 44 | 213167520
COMFORTMAKER | N4H7T24*K*AAA* | EA*4X24L17A* | *80VTL0701716B* | 22000 | 23800 | 16 | 12 | 8.1 | 2.24 | 60 | 44 | 213167518
ARCOAIRE | N4H7T24*K*AAA* | EA*4X24L17A* | *80VTL0701716B* | 22000 | 23800 | 16 | 12 | 8.1 | 2.24 | 60 | 44 | 213167517
HEIL | N4H7T24*K*AAA* | EA*4X24L17A* | *80VTL0701716B* | 22000 | 23800 | 16 | 12 | 8.1 | 2.24 | 60 | 44 | 213167515
BROCK | PH7TAN424**AA* | CAP**2417AL* | PG80VTLB48070B** | 22000 | 23800 | 16 | 12 | 8.1 | 2.24 | 60 | 44 | 213167513
AIRQUEST | N4H7T24*K*AAA* | EA*4X24L17A* | *80VTL0701716B* | 22000 | 23800 | 16 | 12 | 8.1 | 2.24 | 60 | 44 | 213167516
WEATHERMAKER | PH7TAN424**AA* | CAP**2417AL* | PG80VTLB48070B** | 22000 | 23800 | 16 | 12 | 8.1 | 2.24 | 60 | 44 | 213167514
PAYNE HEATING AND COOLING | PH7TAN424**AA* | CAP**2417AL* | PG80VTLB48070B** | 22000 | 23800 | 16 | 12 | 8.1 | 2.24 | 60 | 44 | 213167512
BRYANT HEATING AND COOLING SYSTEMS | GH7TAN424**AA* | CAP**2417AL* | 82*TB48070V17*** | 22000 | 23800 | 16 | 12 | 8.1 | 2.24 | 60 | 44 | 213167510
BRYANT HEATING AND COOLING SYSTEMS | PH7TAN424**AA* | CAP**2417AL* | 82*TB48070V17*** | 22000 | 23800 | 16 | 12 | 8.1 | 2.24 | 60 | 44 | 213167511
CARRIER | GH7TAN424**AA* | CAP**2417AL* | 58TP*B070V17**16 | 22000 | 23800 | 16 | 12 | 8.1 | 2.24 | 60 | 44 | 213167508
CARRIER | 25TPA724A**30* | CAP**2417AL* | 58TP*B070V17**16 | 22000 | 23800 | 16 | 12 | 8.1 | 2.24 | 60 | 44 | 213167507
BRYANT HEATING AND COOLING SYSTEMS | GH7TAN424**AA* | CAP**3721AL* | 82*TB66110V21*** | 23200 | 24200 | 16.5 | 12.5 | 8.1 | 2.36 | 60 | 45 | 213169208
BRYANT HEATING AND COOLING SYSTEMS | PH7TAN424**AA* | CAP**3721AL* | 82*TB66110V21*** | 23200 | 24200 | 16.5 | 12.5 | 8.1 | 2.36 | 60 | 45 | 213169209
HEIL | N4H7T24*K*AAA* | EA*4X37L17A* | *96VSN0801716B* | 23000 | 24200 | 16.5 | 12.5 | 8.1 | 2.32 | 60 | 45 | 213169155
AIRQUEST | N4H7T24*K*AAA* | EA*4X37L17A* | *96VSN0801716B* | 23000 | 24200 | 16.5 | 12.5 | 8.1 | 2.32 | 60 | 45 | 213169156
KEEPRITE | N4H7T24*K*AAA* | EA*4X37L21A* | *80VSL0901716B* | 22800 | 24000 | 16.5 | 12.5 | 8.1 | 2.32 | 60 | 45 | 213169246
BRYANT HEATING AND COOLING SYSTEMS | GH7TAN424**AA* | CAP**3717AL* | 926SB48080V17*** | 23000 | 24200 | 16.5 | 12.5 | 8.1 | 2.32 | 60 | 45 | 213169153
COMFORTMAKER | N4H7T24*K*AAA* | EA*4X37L17A* | *96VSN0601716B* | 22800 | 24000 | 16 | 12.5 | 8.1 | 2.3 | 60 | 45 | 213169145
DAY & NIGHT | N4H7T24*K*AAA* | EA*4X37L17A* | *96VSN0601716B* | 22800 | 24000 | 16 | 12.5 | 8.1 | 2.3 | 60 | 45 | 213169146
DAY & NIGHT | N4H7T24*K*AAA* | EA*4X37L21A* | *80VSL0901716B* | 22800 | 24000 | 16.5 | 12.5 | 8.1 | 2.32 | 60 | 45 | 213169245
ARCOAIRE | N4H7T24*K*AAA* | EA*4X37L17A* | *96VSN0601716B* | 22800 | 24000 | 16 | 12.5 | 8.1 | 2.3 | 60 | 45 | 213169144
AIRQUEST | N4H7T24*K*AAA* | EA*4X37L17A* | *96VSN0601716B* | 22800 | 24000 | 16 | 12.5 | 8.1 | 2.3 | 60 | 45 | 213169143
BRYANT HEATING AND COOLING SYSTEMS | PH7TAN424**AA* | CAP**3717AL* | 926SB48060V17*** | 22800 | 24000 | 16 | 12.5 | 8.1 | 2.3 | 60 | 45 | 213169141
HEIL | N4H7T24*K*AAA* | EA*4X37L17A* | *96VSN0601716B* | 22800 | 24000 | 16 | 12.5 | 8.1 | 2.3 | 60 | 45 | 213169142
BRYANT HEATING AND COOLING SYSTEMS | GH7TAN424**AA* | CAP**3717AL* | 926SB48060V17*** | 22800 | 24000 | 16 | 12.5 | 8.1 | 2.3 | 60 | 45 | 213169140
CARRIER | GH7TAN424**AA* | CAP**3717AL* | 59SP6B060V17**16 | 22800 | 24000 | 16 | 12.5 | 8.1 | 2.3 | 60 | 45 | 213169138
CARRIER | 25TPA724A**30* | CAP**3717AL* | 59SP6B060V17**16 | 22800 | 24000 | 16 | 12.5 | 8.1 | 2.3 | 60 | 45 | 213169137
KENMORE | N4H7T24*K*AAA* | EA*4X37L17A* | *96VSN0401712B* | 22800 | 24200 | 16 | 12 | 8.1 | 2.28 | 60 | 45 | 213169122
TEMPSTAR | N4H7T24*K*AAA* | EA*4X37L17A* | *96VSN0401712B* | 22800 | 24200 | 16 | 12 | 8.1 | 2.28 | 60 | 45 | 213169123
KEEPRITE | N4H7T24*K*AAA* | EA*4X37L17A* | *96VSN0401712B* | 22800 | 24200 | 16 | 12 | 8.1 | 2.28 | 60 | 45 | 213169121
AIRQUEST | N4H7T24*K*AAA* | EA*4X37L17A* | *96VSN0401712B* | 22800 | 24200 | 16 | 12 | 8.1 | 2.28 | 60 | 45 | 213169117
DAY & NIGHT | N4H7T24*K*AAA* | EA*4X37L17A* | *96VSN0401712B* | 22800 | 24200 | 16 | 12 | 8.1 | 2.28 | 60 | 45 | 213169120
COMFORTMAKER | N4H7T24*K*AAA* | EA*4X37L17A* | *96VSN0401712B* | 22800 | 24200 | 16 | 12 | 8.1 | 2.28 | 60 | 45 | 213169119
TEMPSTAR | N4H7T36*K*AAA* | EA*4X37L21A* | *96VTN0802120B* | 34400 | 35200 | 15.5 | 12 | 8.1 | 2.22 | 62 | 50 | 213172959
PAYNE HEATING AND COOLING | PH7TAN424**AA* | CAP**3721AL* | PG80VTLB66110C** | 23200 | 24200 | 16.5 | 12.5 | 8.1 | 2.36 | 60 | 45 | 213169210
COMFORTMAKER | N4H7T24*K*AAA* | EA*4X37L21A* | *80VTL0701716B* | 23000 | 24000 | 16.5 | 12.5 | 8.1 | 2.34 | 60 | 45 | 213169174
CARRIER | 25TPA724A**30* | CAP**3721AL* | 58TP*B090V17**16 | 22800 | 24000 | 16.5 | 12.5 | 8.1 | 2.32 | 60 | 45 | 213169179
TEMPSTAR | N4H7T24*K*AAA* | EA*4X37L21A* | *80VTL0701716B* | 23000 | 24000 | 16.5 | 12.5 | 8.1 | 2.34 | 60 | 45 | 213169178
KENMORE | N4H7T24*K*AAA* | EA*4X37L21A* | *80VTL0701716B* | 23000 | 24000 | 16.5 | 12.5 | 8.1 | 2.34 | 60 | 45 | 213169177
KEEPRITE | N4H7T24*K*AAA* | EA*4X37L21A* | *80VTL0701716B* | 23000 | 24000 | 16.5 | 12.5 | 8.1 | 2.34 | 60 | 45 | 213169176
ARCOAIRE | N4H7T24*K*AAA* | EA*4X37L21A* | *80VTL0701716B* | 23000 | 24000 | 16.5 | 12.5 | 8.1 | 2.34 | 60 | 45 | 213169173
DAY & NIGHT | N4H7T24*K*AAA* | EA*4X37L21A* | *80VTL0701716B* | 23000 | 24000 | 16.5 | 12.5 | 8.1 | 2.34 | 60 | 45 | 213169175
PAYNE HEATING AND COOLING | PH7TAN424**AA* | CAP**3721AL* | PG80VTLB48070B** | 23000 | 24000 | 16.5 | 12.5 | 8.1 | 2.34 | 60 | 45 | 213169168
HEIL | N4H7T24*K*AAA* | EA*4X37L21A* | *80VTL0701716B* | 23000 | 24000 | 16.5 | 12.5 | 8.1 | 2.34 | 60 | 45 | 213169171
AIRQUEST | N4H7T24*K*AAA* | EA*4X37L21A* | *80VTL0701716B* | 23000 | 24000 | 16.5 | 12.5 | 8.1 | 2.34 | 60 | 45 | 213169172
WEATHERMAKER | PH7TAN424**AA* | CAP**3721AL* | PG80VTLB48070B** | 23000 | 24000 | 16.5 | 12.5 | 8.1 | 2.34 | 60 | 45 | 213169170
BROCK | PH7TAN424**AA* | CAP**3721AL* | PG80VTLB48070B** | 23000 | 24000 | 16.5 | 12.5 | 8.1 | 2.34 | 60 | 45 | 213169169
CARRIER | 25TPA724A**30* | CAP**3721AL* | 58TP*B070V17**16 | 23000 | 24000 | 16.5 | 12.5 | 8.1 | 2.34 | 60 | 45 | 213169163
TEMPSTAR | N4H7T24*K*AAA* | EA*4X37L17A* | *96VSN0801716B* | 23000 | 24200 | 16.5 | 12.5 | 8.1 | 2.32 | 60 | 45 | 213169162
BRYANT HEATING AND COOLING SYSTEMS | PH7TAN424**AA* | CAP**3721AL* | 82*TB48070V17*** | 23000 | 24000 | 16.5 | 12.5 | 8.1 | 2.34 | 60 | 45 | 213169167
BRYANT HEATING AND COOLING SYSTEMS | GH7TAN424**AA* | CAP**3721AL* | 82*TB48070V17*** | 23000 | 24000 | 16.5 | 12.5 | 8.1 | 2.34 | 60 | 45 | 213169166
CARRIER | GH7TAN424**AA* | CAP**3721AL* | 58TP*B070V17**16 | 23000 | 24000 | 16.5 | 12.5 | 8.1 | 2.34 | 60 | 45 | 213169164
KENMORE | N4H7T24*K*AAA* | EA*4X37L17A* | *96VSN0801716B* | 23000 | 24200 | 16.5 | 12.5 | 8.1 | 2.32 | 60 | 45 | 213169161
DAY & NIGHT | N4H7T24*K*AAA* | EA*4X37L17A* | *96VSN0801716B* | 23000 | 24200 | 16.5 | 12.5 | 8.1 | 2.32 | 60 | 45 | 213169159
BRYANT HEATING AND COOLING SYSTEMS | PH7TAN424**AA* | CAP**3717AL* | 926SB48080V17*** | 23000 | 24200 | 16.5 | 12.5 | 8.1 | 2.32 | 60 | 45 | 213169154
KEEPRITE | N4H7T24*K*AAA* | EA*4X37L17A* | *96VSN0801716B* | 23000 | 24200 | 16.5 | 12.5 | 8.1 | 2.32 | 60 | 45 | 213169160
COMFORTMAKER | N4H7T24*K*AAA* | EA*4X37L17A* | *96VSN0801716B* | 23000 | 24200 | 16.5 | 12.5 | 8.1 | 2.32 | 60 | 45 | 213169158
ARCOAIRE | N4H7T24*K*AAA* | EA*4X37L17A* | *96VSN0801716B* | 23000 | 24200 | 16.5 | 12.5 | 8.1 | 2.32 | 60 | 45 | 213169157
CARRIER | 25TPA724A**30* | CAP**3717AL* | 59SP6B080V17**16 | 23000 | 24200 | 16.5 | 12.5 | 8.1 | 2.32 | 60 | 45 | 213169150
TEMPSTAR | N4H7T24*K*AAA* | EA*4X37L17A* | *96VSN0601716B* | 22800 | 24000 | 16 | 12.5 | 8.1 | 2.3 | 60 | 45 | 213169149
KENMORE | N4H7T24*K*AAA* | EA*4X37L17A* | *96VSN0601716B* | 22800 | 24000 | 16 | 12.5 | 8.1 | 2.3 | 60 | 45 | 213169148
KEEPRITE | N4H7T24*K*AAA* | EA*4X37L17A* | *96VSN0601716B* | 22800 | 24000 | 16 | 12.5 | 8.1 | 2.3 | 60 | 45 | 213169147
CARRIER | GH7TAN424**AA* | CAP**3717AL* | 59SP6B080V17**16 | 23000 | 24200 | 16.5 | 12.5 | 8.1 | 2.32 | 60 | 45 | 213169151
BRYANT HEATING AND COOLING SYSTEMS | GH7TAN424**AA* | CAP**2417AL* | 926TC48060V17*** | 22000 | 23600 | 15.5 | 12 | 8.1 | 2.24 | 60 | 44 | 213167642
BRYANT HEATING AND COOLING SYSTEMS | PH7TAN424**AA* | CAP**2417AL* | 926TC48060V17*** | 22000 | 23600 | 15.5 | 12 | 8.1 | 2.24 | 60 | 44 | 213167643
CARRIER | GH7TAN424**AA* | CAP**2417AL* | GG96VTAB48060B** | 22000 | 23600 | 15.5 | 12 | 8.1 | 2.24 | 60 | 44 | 213167640
WEATHERMAKER | PH7TAN424**AA* | CAP**2417AL* | PG96VTAB48060B** | 22000 | 23600 | 15.5 | 12 | 8.1 | 2.24 | 60 | 44 | 213167646
PAYNE HEATING AND COOLING | PH7TAN424**AA* | CAP**2417AL* | PG96VTAB48060B** | 22000 | 23600 | 15.5 | 12 | 8.1 | 2.24 | 60 | 44 | 213167644
AIRQUEST | N4H7T24*K*AAA* | EA*4X24L17A* | *96VTN0601716B* | 22000 | 23600 | 15.5 | 12 | 8.1 | 2.24 | 60 | 44 | 213167648
BROCK | PH7TAN424**AA* | CAP**2417AL* | PG96VTAB48060B** | 22000 | 23600 | 15.5 | 12 | 8.1 | 2.24 | 60 | 44 | 213167645
ARCOAIRE | N4H7T24*K*AAA* | EA*4X24L17A* | *96VTN0601716B* | 22000 | 23600 | 15.5 | 12 | 8.1 | 2.24 | 60 | 44 | 213167649
TEMPSTAR | N4H7T24*K*AAA* | EA*4X24L17A* | *96VTN0601716B* | 22000 | 23600 | 15.5 | 12 | 8.1 | 2.24 | 60 | 44 | 213167654
DAY & NIGHT | N4H7T24*K*AAA* | EA*4X24L17A* | *96VTN0601716B* | 22000 | 23600 | 15.5 | 12 | 8.1 | 2.24 | 60 | 44 | 213167651
KENMORE | N4H7T24*K*AAA* | EA*4X24L17A* | *96VTN0601716B* | 22000 | 23600 | 15.5 | 12 | 8.1 | 2.24 | 60 | 44 | 213167653
KEEPRITE | N4H7T24*K*AAA* | EA*4X24L17A* | *96VTN0601716B* | 22000 | 23600 | 15.5 | 12 | 8.1 | 2.24 | 60 | 44 | 213167652
GRANDAIRE | W4H7T24*K*AAA* | WLA*244BA* | WFST060B048A* | 22000 | 23600 | 15.5 | 12 | 8.1 | 2.24 | 60 | 44 | 213167655
CARRIER | 25TPA724A**30* | CAP**2417AL* | 59TP6C080V17**16 | 22200 | 23800 | 16 | 12 | 8.1 | 2.26 | 60 | 45 | 213167657
COMFORTMAKER | N4H7T24*K*AAA* | EA*4X24L17A* | *96VTN0601716B* | 22000 | 23600 | 15.5 | 12 | 8.1 | 2.24 | 60 | 44 | 213167650
CARRIER | GH7TAN424**AA* | CAP**2417AL* | GG96VTAB48080B** | 22200 | 23800 | 16 | 12 | 8.1 | 2.26 | 60 | 45 | 213167660
CARRIER | GH7TAN424**AA* | CAP**2417AL* | 59TP6C080V17**16 | 22200 | 23800 | 16 | 12 | 8.1 | 2.26 | 60 | 45 | 213167659
ECOTEMP | W4H7T24*K*AAA* | WLA*244BA* | WFST060B048A* | 22000 | 23600 | 15.5 | 12 | 8.1 | 2.24 | 60 | 44 | 213167656
BRYANT HEATING AND COOLING SYSTEMS | PH7TAN424**AA* | CAP**2417AL* | 926TC48080V17*** | 22200 | 23800 | 16 | 12 | 8.1 | 2.26 | 60 | 45 | 213167663
BRYANT HEATING AND COOLING SYSTEMS | GH7TAN424**AA* | CAP**2417AL* | 926TC48080V17*** | 22200 | 23800 | 16 | 12 | 8.1 | 2.26 | 60 | 45 | 213167662
WEATHERMAKER | PH7TAN424**AA* | CAP**2417AL* | PG96VTAB48080B** | 22200 | 23800 | 16 | 12 | 8.1 | 2.26 | 60 | 45 | 213167666
AIRQUEST | N4H7T24*K*AAA* | EA*4X24L17A* | *96VTN0801716B* | 22200 | 23800 | 16 | 12 | 8.1 | 2.26 | 60 | 45 | 213167668
PAYNE HEATING AND COOLING | PH7TAN424**AA* | CAP**2417AL* | PG96VTAB48080B** | 22200 | 23800 | 16 | 12 | 8.1 | 2.26 | 60 | 45 | 213167664
COMFORTMAKER | N4H7T24*K*AAA* | EA*4X24L17A* | *96VTN0801716B* | 22200 | 23800 | 16 | 12 | 8.1 | 2.26 | 60 | 45 | 213167670
KEEPRITE | N4H7T24*K*AAA* | EA*4X24L17A* | *96VTN0801716B* | 22200 | 23800 | 16 | 12 | 8.1 | 2.26 | 60 | 45 | 213167672
DAY & NIGHT | N4H7T24*K*AAA* | EA*4X24L17A* | *96VTN0801716B* | 22200 | 23800 | 16 | 12 | 8.1 | 2.26 | 60 | 45 | 213167671
TEMPSTAR | N4H7T24*K*AAA* | EA*4X24L17A* | *96VTN0801716B* | 22200 | 23800 | 16 | 12 | 8.1 | 2.26 | 60 | 45 | 213167674
KENMORE | N4H7T24*K*AAA* | EA*4X24L17A* | *96VTN0801716B* | 22200 | 23800 | 16 | 12 | 8.1 | 2.26 | 60 | 45 | 213167673
GRANDAIRE | W4H7T24*K*AAA* | WLA*244BA* | WFST080B048A* | 22200 | 23800 | 16 | 12 | 8.1 | 2.26 | 60 | 45 | 213167675
ARCOAIRE | N4H7T24*K*AAA* | EA*4X24L17A* | *96VTN0801716B* | 22200 | 23800 | 16 | 12 | 8.1 | 2.26 | 60 | 45 | 213167669
ECOTEMP | W4H7T24*K*AAA* | WLA*244BA* | WFST080B048A* | 22200 | 23800 | 16 | 12 | 8.1 | 2.26 | 60 | 45 | 213167676
CARRIER | 25TPA736A**30* | CAP**4824AL* | 58TP*B110V21**22 | 34000 | 35000 | 16 | 11.7 | 8.1 | 2.24 | 62 | 50 | 213174107
CARRIER | GH7TAN436**AA* | CAP**4824AL* | 58TP*B110V21**22 | 34000 | 35000 | 16 | 11.7 | 8.1 | 2.24 | 62 | 50 | 213174108
BRYANT HEATING AND COOLING SYSTEMS | GH7TAN436**AA* | CAP**4824AL* | 82*TB66110V21*** | 34000 | 35000 | 16 | 11.7 | 8.1 | 2.24 | 62 | 50 | 213174110
PAYNE HEATING AND COOLING | PH7TAN436**AA* | CAP**4824AL* | PG80VTLB66110C** | 34000 | 35000 | 16 | 11.7 | 8.1 | 2.24 | 62 | 50 | 213174112
BRYANT HEATING AND COOLING SYSTEMS | PH7TAN436**AA* | CAP**4824AL* | 82*TB66110V21*** | 34000 | 35000 | 16 | 11.7 | 8.1 | 2.24 | 62 | 50 | 213174111
BROCK | PH7TAN436**AA* | CAP**4824AL* | PG80VTLB66110C** | 34000 | 35000 | 16 | 11.7 | 8.1 | 2.24 | 62 | 50 | 213174113
HEIL | N4H7T36*K*AAA* | EA*4X48L24A* | *80VTL1102122B* | 34000 | 35000 | 16 | 11.7 | 8.1 | 2.24 | 62 | 50 | 213174115
WEATHERMAKER | PH7TAN436**AA* | CAP**4824AL* | PG80VTLB66110C** | 34000 | 35000 | 16 | 11.7 | 8.1 | 2.24 | 62 | 50 | 213174114
AIRQUEST | N4H7T36*K*AAA* | EA*4X48L24A* | *80VTL1102122B* | 34000 | 35000 | 16 | 11.7 | 8.1 | 2.24 | 62 | 50 | 213174116
COMFORTMAKER | N4H7T36*K*AAA* | EA*4X48L24A* | *80VTL1102122B* | 34000 | 35000 | 16 | 11.7 | 8.1 | 2.24 | 62 | 50 | 213174118
ARCOAIRE | N4H7T36*K*AAA* | EA*4X48L24A* | *80VTL1102122B* | 34000 | 35000 | 16 | 11.7 | 8.1 | 2.24 | 62 | 50 | 213174117
KENMORE | N4H7T36*K*AAA* | EA*4X48L24A* | *80VTL1102122B* | 34000 | 35000 | 16 | 11.7 | 8.1 | 2.24 | 62 | 50 | 213174121
GRANDAIRE | W4H7T36*K*AAA* | WLA*484DA* | WFET110C066A* | 34000 | 35000 | 16 | 11.7 | 8.1 | 2.24 | 62 | 50 | 213174123
DAY & NIGHT | N4H7T36*K*AAA* | EA*4X48L24A* | *80VTL1102122B* | 34000 | 35000 | 16 | 11.7 | 8.1 | 2.24 | 62 | 50 | 213174119
KEEPRITE | N4H7T36*K*AAA* | EA*4X48L24A* | *80VTL1102122B* | 34000 | 35000 | 16 | 11.7 | 8.1 | 2.24 | 62 | 50 | 213174120
TEMPSTAR | N4H7T36*K*AAA* | EA*4X48L24A* | *80VTL1102122B* | 34000 | 35000 | 16 | 11.7 | 8.1 | 2.24 | 62 | 50 | 213174122
ECOTEMP | W4H7T36*K*AAA* | WLA*484DA* | WFET110C066A* | 34000 | 35000 | 16 | 11.7 | 8.1 | 2.24 | 62 | 50 | 213174124
ECOTEMP | W4H7T48*K*AAA* | WLA*614CA* | WFET110C066A* | 46000 | 47000 | 16.5 | 12.5 | 8.1 | 2.28 | 63 | 51 | 213177398
TEMPSTAR | N4H7T48*K*AAA* | EA*4X61L21A* | *80VTL1102122B* | 46000 | 47000 | 16.5 | 12.5 | 8.1 | 2.28 | 63 | 51 | 213177396
GRANDAIRE | W4H7T48*K*AAA* | WLA*614CA* | WFET110C066A* | 46000 | 47000 | 16.5 | 12.5 | 8.1 | 2.28 | 63 | 51 | 213177397
KENMORE | N4H7T48*K*AAA* | EA*4X61L21A* | *80VTL1102122B* | 46000 | 47000 | 16.5 | 12.5 | 8.1 | 2.28 | 63 | 51 | 213177395
KEEPRITE | N4H7T48*K*AAA* | EA*4X61L21A* | *80VTL1102122B* | 46000 | 47000 | 16.5 | 12.5 | 8.1 | 2.28 | 63 | 51 | 213177394
DAY & NIGHT | N4H7T48*K*AAA* | EA*4X61L21A* | *80VTL1102122B* | 46000 | 47000 | 16.5 | 12.5 | 8.1 | 2.28 | 63 | 51 | 213177393
ARCOAIRE | N4H7T48*K*AAA* | EA*4X61L21A* | *80VTL1102122B* | 46000 | 47000 | 16.5 | 12.5 | 8.1 | 2.28 | 63 | 51 | 213177391
COMFORTMAKER | N4H7T48*K*AAA* | EA*4X61L21A* | *80VTL1102122B* | 46000 | 47000 | 16.5 | 12.5 | 8.1 | 2.28 | 63 | 51 | 213177392
AIRQUEST | N4H7T48*K*AAA* | EA*4X61L21A* | *80VTL1102122B* | 46000 | 47000 | 16.5 | 12.5 | 8.1 | 2.28 | 63 | 51 | 213177390
HEIL | N4H7T48*K*AAA* | EA*4X61L21A* | *80VTL1102122B* | 46000 | 47000 | 16.5 | 12.5 | 8.1 | 2.28 | 63 | 51 | 213177389
BROCK | PH7TAN448**AA* | CAP**6121AL* | PG80VTLB66110C** | 46000 | 47000 | 16.5 | 12.5 | 8.1 | 2.28 | 63 | 51 | 213177387
WEATHERMAKER | PH7TAN448**AA* | CAP**6121AL* | PG80VTLB66110C** | 46000 | 47000 | 16.5 | 12.5 | 8.1 | 2.28 | 63 | 51 | 213177388
PAYNE HEATING AND COOLING | PH7TAN448**AA* | CAP**6121AL* | PG80VTLB66110C** | 46000 | 47000 | 16.5 | 12.5 | 8.1 | 2.28 | 63 | 51 | 213177386
BRYANT HEATING AND COOLING SYSTEMS | PH7TAN448**AA* | CAP**6121AL* | 82*TB66110V21*** | 46000 | 47000 | 16.5 | 12.5 | 8.1 | 2.28 | 63 | 51 | 213177385
BRYANT HEATING AND COOLING SYSTEMS | GH7TAN448**AA* | CAP**6121AL* | 82*TB66110V21*** | 46000 | 47000 | 16.5 | 12.5 | 8.1 | 2.28 | 63 | 51 | 213177384
CARRIER | GH7TAN448**AA* | CAP**6121AL* | 58TP*B110V21**22 | 46000 | 47000 | 16.5 | 12.5 | 8.1 | 2.28 | 63 | 51 | 213177382
CARRIER | 25TPA748A**30* | CAP**6121AL* | 58TP*B110V21**22 | 46000 | 47000 | 16.5 | 12.5 | 8.1 | 2.28 | 63 | 51 | 213177381
TEMPSTAR | N4H7T48*K*AAA* | EA*4X61L21A* | *96VTN1002122B* | 45500 | 46500 | 16.5 | 12.5 | 8.1 | 2.28 | 63 | 50 | 213177539
KEEPRITE | N4H7T48*K*AAA* | EA*4X61L21A* | *96VTN1002122B* | 45500 | 46500 | 16.5 | 12.5 | 8.1 | 2.28 | 63 | 50 | 213177537
KENMORE | N4H7T48*K*AAA* | EA*4X61L21A* | *96VTN1002122B* | 45500 | 46500 | 16.5 | 12.5 | 8.1 | 2.28 | 63 | 50 | 213177538
DAY & NIGHT | N4H7T48*K*AAA* | EA*4X61L21A* | *96VTN1002122B* | 45500 | 46500 | 16.5 | 12.5 | 8.1 | 2.28 | 63 | 50 | 213177536
ARCOAIRE | N4H7T48*K*AAA* | EA*4X61L21A* | *96VTN1002122B* | 45500 | 46500 | 16.5 | 12.5 | 8.1 | 2.28 | 63 | 50 | 213177534
COMFORTMAKER | N4H7T48*K*AAA* | EA*4X61L21A* | *96VTN1002122B* | 45500 | 46500 | 16.5 | 12.5 | 8.1 | 2.28 | 63 | 50 | 213177535
AIRQUEST | N4H7T48*K*AAA* | EA*4X61L21A* | *96VTN1002122B* | 45500 | 46500 | 16.5 | 12.5 | 8.1 | 2.28 | 63 | 50 | 213177533
HEIL | N4H7T48*K*AAA* | EA*4X61L21A* | *96VTN1002122B* | 45500 | 46500 | 16.5 | 12.5 | 8.1 | 2.28 | 63 | 50 | 213177532
BRYANT HEATING AND COOLING SYSTEMS | PH7TAN448**AA* | CAP**6121AL* | 926TC66100V21*** | 45500 | 46500 | 16.5 | 12.5 | 8.1 | 2.28 | 63 | 50 | 213177531
BRYANT HEATING AND COOLING SYSTEMS | GH7TAN448**AA* | CAP**6121AL* | 926TC66100V21*** | 45500 | 46500 | 16.5 | 12.5 | 8.1 | 2.28 | 63 | 50 | 213177530
CARRIER | GH7TAN448**AA* | CAP**6121AL* | 59TP6C100V21**22 | 45500 | 46500 | 16.5 | 12.5 | 8.1 | 2.28 | 63 | 50 | 213177528
TEMPSTAR | N4H7T36*K*AAA* | EA*4X43L21A* | *80VTL0902120B* | 34600 | 35200 | 16 | 12 | 8.1 | 2.24 | 62 | 51 | 213173568
DAY & NIGHT | N4H7T36*K*AAA* | EA*4X43L21A* | *80VTL0902120B* | 34600 | 35200 | 16 | 12 | 8.1 | 2.24 | 62 | 51 | 213173565
KEEPRITE | N4H7T36*K*AAA* | EA*4X43L21A* | *80VTL0902120B* | 34600 | 35200 | 16 | 12 | 8.1 | 2.24 | 62 | 51 | 213173566
KENMORE | N4H7T36*K*AAA* | EA*4X43L21A* | *80VTL0902120B* | 34600 | 35200 | 16 | 12 | 8.1 | 2.24 | 62 | 51 | 213173567
AIRQUEST | N4H7T36*K*AAA* | EA*4X43L21A* | *80VTL0902120B* | 34600 | 35200 | 16 | 12 | 8.1 | 2.24 | 62 | 51 | 213173562
BRYANT HEATING AND COOLING SYSTEMS | PH7TAN436**AA* | CAP**4321AL* | 82*TB60090V21*** | 34600 | 35200 | 16 | 12 | 8.1 | 2.24 | 62 | 51 | 213173557
BROCK | PH7TAN436**AA* | CAP**4321AL* | PG80VTLB60090C** | 34600 | 35200 | 16 | 12 | 8.1 | 2.24 | 62 | 51 | 213173559
PAYNE HEATING AND COOLING | PH7TAN436**AA* | CAP**4321AL* | PG80VTLB60090C** | 34600 | 35200 | 16 | 12 | 8.1 | 2.24 | 62 | 51 | 213173558
HEIL | N4H7T36*K*AAA* | EA*4X43L21A* | *80VTL0902120B* | 34600 | 35200 | 16 | 12 | 8.1 | 2.24 | 62 | 51 | 213173561
BRYANT HEATING AND COOLING SYSTEMS | GH7TAN436**AA* | CAP**4321AL* | 82*TB60090V21*** | 34600 | 35200 | 16 | 12 | 8.1 | 2.24 | 62 | 51 | 213173556
CARRIER | GH7TAN436**AA* | CAP**4321AL* | 58TP*B090V21**20 | 34600 | 35200 | 16 | 12 | 8.1 | 2.24 | 62 | 51 | 213173554
CARRIER | 25TPA736A**30* | CAP**4321AL* | 58TP*B090V21**20 | 34600 | 35200 | 16 | 12 | 8.1 | 2.24 | 62 | 51 | 213173553
CARRIER | 25TPA748A**30* | CAP**6121AL* | 59TP6C100V21**22 | 45500 | 46500 | 16.5 | 12.5 | 8.1 | 2.28 | 63 | 50 | 213177527
TEMPSTAR | N4H7T48*K*AAA* | EA*4X61L21A* | *80VSL1102122B* | 46000 | 47000 | 16.5 | 12.5 | 8.1 | 2.3 | 63 | 51 | 213177450
KENMORE | N4H7T48*K*AAA* | EA*4X61L21A* | *80VSL1102122B* | 46000 | 47000 | 16.5 | 12.5 | 8.1 | 2.3 | 63 | 51 | 213177449
KEEPRITE | N4H7T48*K*AAA* | EA*4X61L21A* | *80VSL1102122B* | 46000 | 47000 | 16.5 | 12.5 | 8.1 | 2.3 | 63 | 51 | 213177448
DAY & NIGHT | N4H7T48*K*AAA* | EA*4X61L21A* | *80VSL1102122B* | 46000 | 47000 | 16.5 | 12.5 | 8.1 | 2.3 | 63 | 51 | 213177447
COMFORTMAKER | N4H7T48*K*AAA* | EA*4X61L21A* | *80VSL1102122B* | 46000 | 47000 | 16.5 | 12.5 | 8.1 | 2.3 | 63 | 51 | 213177446
ARCOAIRE | N4H7T48*K*AAA* | EA*4X61L21A* | *80VSL1102122B* | 46000 | 47000 | 16.5 | 12.5 | 8.1 | 2.3 | 63 | 51 | 213177445
AIRQUEST | N4H7T48*K*AAA* | EA*4X61L21A* | *80VSL1102122B* | 46000 | 47000 | 16.5 | 12.5 | 8.1 | 2.3 | 63 | 51 | 213177444
HEIL | N4H7T48*K*AAA* | EA*4X61L21A* | *80VSL1102122B* | 46000 | 47000 | 16.5 | 12.5 | 8.1 | 2.3 | 63 | 51 | 213177443
BRYANT HEATING AND COOLING SYSTEMS | PH7TAN448**AA* | CAP**6121AL* | 82*SB66110V21*** | 46000 | 47000 | 16.5 | 12.5 | 8.1 | 2.3 | 63 | 51 | 213177442
BRYANT HEATING AND COOLING SYSTEMS | GH7TAN448**AA* | CAP**6121AL* | 82*SB66110V21*** | 46000 | 47000 | 16.5 | 12.5 | 8.1 | 2.3 | 63 | 51 | 213177441
CARRIER | GH7TAN448**AA* | CAP**6121AL* | 58SP*B110V21**22 | 46000 | 47000 | 16.5 | 12.5 | 8.1 | 2.3 | 63 | 51 | 213177439
CARRIER | 25TPA748A**30* | CAP**6121AL* | 58SP*B110V21**22 | 46000 | 47000 | 16.5 | 12.5 | 8.1 | 2.3 | 63 | 51 | 213177438
TEMPSTAR | N4H7T36*K*AAA* | EA*4X43L21A* | *96VTN0802120B* | 34400 | 35200 | 16 | 12 | 8.1 | 2.22 | 62 | 50 | 213173710
KEEPRITE | N4H7T36*K*AAA* | EA*4X43L21A* | *96VTN0802120B* | 34400 | 35200 | 16 | 12 | 8.1 | 2.22 | 62 | 50 | 213173708
KENMORE | N4H7T36*K*AAA* | EA*4X43L21A* | *96VTN0802120B* | 34400 | 35200 | 16 | 12 | 8.1 | 2.22 | 62 | 50 | 213173709
COMFORTMAKER | N4H7T36*K*AAA* | EA*4X43L21A* | *96VTN0802120B* | 34400 | 35200 | 16 | 12 | 8.1 | 2.22 | 62 | 50 | 213173706
DAY & NIGHT | N4H7T36*K*AAA* | EA*4X43L21A* | *96VTN0802120B* | 34400 | 35200 | 16 | 12 | 8.1 | 2.22 | 62 | 50 | 213173707
ARCOAIRE | N4H7T36*K*AAA* | EA*4X43L21A* | *96VTN0802120B* | 34400 | 35200 | 16 | 12 | 8.1 | 2.22 | 62 | 50 | 213173705
BROCK | PH7TAN436**AA* | CAP**4321AL* | PG96VTAB60080C** | 34400 | 35200 | 16 | 12 | 8.1 | 2.22 | 62 | 50 | 213173701
PAYNE HEATING AND COOLING | PH7TAN436**AA* | CAP**4321AL* | PG96VTAB60080C** | 34400 | 35200 | 16 | 12 | 8.1 | 2.22 | 62 | 50 | 213173700
AIRQUEST | N4H7T36*K*AAA* | EA*4X43L21A* | *96VTN0802120B* | 34400 | 35200 | 16 | 12 | 8.1 | 2.22 | 62 | 50 | 213173704
HEIL | N4H7T36*K*AAA* | EA*4X43L21A* | *96VTN0802120B* | 34400 | 35200 | 16 | 12 | 8.1 | 2.22 | 62 | 50 | 213173703
WEATHERMAKER | PH7TAN436**AA* | CAP**4321AL* | PG96VTAB60080C** | 34400 | 35200 | 16 | 12 | 8.1 | 2.22 | 62 | 50 | 213173702
BRYANT HEATING AND COOLING SYSTEMS | GH7TAN436**AA* | CAP**4321AL* | 926TC60080V21*** | 34400 | 35200 | 16 | 12 | 8.1 | 2.22 | 62 | 50 | 213173698
BRYANT HEATING AND COOLING SYSTEMS | PH7TAN436**AA* | CAP**4321AL* | 926TC60080V21*** | 34400 | 35200 | 16 | 12 | 8.1 | 2.22 | 62 | 50 | 213173699
CARRIER | 25TPA736A**30* | CAP**4321AL* | 59TP6C080V21**20 | 34400 | 35200 | 16 | 12 | 8.1 | 2.22 | 62 | 50 | 213173695
CARRIER | GH7TAN436**AA* | CAP**4321AL* | 59TP6C080V21**20 | 34400 | 35200 | 16 | 12 | 8.1 | 2.22 | 62 | 50 | 213173696
ECOTEMP | W4H7T36*K*AAA* | WLA*434CA* | WFST080B048A* | 34400 | 35200 | 15.5 | 11.7 | 8.1 | 2.22 | 62 | 51 | 213173694
TEMPSTAR | N4H7T36*K*AAA* | EA*4X43L21A* | *96VTN0801716B* | 34400 | 35200 | 15.5 | 11.7 | 8.1 | 2.22 | 62 | 51 | 213173692
GRANDAIRE | W4H7T36*K*AAA* | WLA*434CA* | WFST080B048A* | 34400 | 35200 | 15.5 | 11.7 | 8.1 | 2.22 | 62 | 51 | 213173693
KENMORE | N4H7T36*K*AAA* | EA*4X43L21A* | *96VTN0801716B* | 34400 | 35200 | 15.5 | 11.7 | 8.1 | 2.22 | 62 | 51 | 213173691
KEEPRITE | N4H7T36*K*AAA* | EA*4X43L21A* | *96VTN0801716B* | 34400 | 35200 | 15.5 | 11.7 | 8.1 | 2.22 | 62 | 51 | 213173690
DAY & NIGHT | N4H7T36*K*AAA* | EA*4X43L21A* | *96VTN0801716B* | 34400 | 35200 | 15.5 | 11.7 | 8.1 | 2.22 | 62 | 51 | 213173689
ARCOAIRE | N4H7T36*K*AAA* | EA*4X43L21A* | *96VTN0801716B* | 34400 | 35200 | 15.5 | 11.7 | 8.1 | 2.22 | 62 | 51 | 213173687
COMFORTMAKER | N4H7T36*K*AAA* | EA*4X43L21A* | *96VTN0801716B* | 34400 | 35200 | 15.5 | 11.7 | 8.1 | 2.22 | 62 | 51 | 213173688
AIRQUEST | N4H7T36*K*AAA* | EA*4X43L21A* | *96VTN0801716B* | 34400 | 35200 | 15.5 | 11.7 | 8.1 | 2.22 | 62 | 51 | 213173686
HEIL | N4H7T36*K*AAA* | EA*4X43L21A* | *96VTN0801716B* | 34400 | 35200 | 15.5 | 11.7 | 8.1 | 2.22 | 62 | 51 | 213173685
WEATHERMAKER | PH7TAN436**AA* | CAP**4321AL* | PG96VTAB48080B** | 34400 | 35200 | 15.5 | 11.7 | 8.1 | 2.22 | 62 | 51 | 213173684
BROCK | PH7TAN436**AA* | CAP**4321AL* | PG96VTAB48080B** | 34400 | 35200 | 15.5 | 11.7 | 8.1 | 2.22 | 62 | 51 | 213173683
PAYNE HEATING AND COOLING | PH7TAN436**AA* | CAP**4321AL* | PG96VTAB48080B** | 34400 | 35200 | 15.5 | 11.7 | 8.1 | 2.22 | 62 | 51 | 213173682
BRYANT HEATING AND COOLING SYSTEMS | PH7TAN436**AA* | CAP**4321AL* | 926TC48080V17*** | 34400 | 35200 | 15.5 | 11.7 | 8.1 | 2.22 | 62 | 51 | 213173681
CARRIER | GH7TAN436**AA* | CAP**4321AL* | GG96VTAB48080B** | 34400 | 35200 | 15.5 | 11.7 | 8.1 | 2.22 | 62 | 51 | 213173678
CARRIER | 25TPA736A**30* | CAP**4321AL* | 59TP6C080V17**16 | 34400 | 35200 | 15.5 | 11.7 | 8.1 | 2.22 | 62 | 51 | 213173675
BRYANT HEATING AND COOLING SYSTEMS | GH7TAN436**AA* | CAP**4321AL* | 926TC48080V17*** | 34400 | 35200 | 15.5 | 11.7 | 8.1 | 2.22 | 62 | 51 | 213173680
CARRIER | GH7TAN436**AA* | CAP**4321AL* | 59TP6C080V17**16 | 34400 | 35200 | 15.5 | 11.7 | 8.1 | 2.22 | 62 | 51 | 213173677
ECOTEMP | W4H7T36*K*AAA* | WLA*434CA* | WFST060B048A* | 34000 | 35000 | 15.5 | 11.7 | 8.1 | 2.2 | 62 | 51 | 213173674
GRANDAIRE | W4H7T36*K*AAA* | WLA*434CA* | WFST060B048A* | 34000 | 35000 | 15.5 | 11.7 | 8.1 | 2.2 | 62 | 51 | 213173673
TEMPSTAR | N4H7T36*K*AAA* | EA*4X43L21A* | *96VTN0601716B* | 34000 | 35000 | 15.5 | 11.7 | 8.1 | 2.2 | 62 | 51 | 213173672
KENMORE | N4H7T36*K*AAA* | EA*4X43L21A* | *96VTN0601716B* | 34000 | 35000 | 15.5 | 11.7 | 8.1 | 2.2 | 62 | 51 | 213173671
DAY & NIGHT | N4H7T36*K*AAA* | EA*4X43L21A* | *96VTN0601716B* | 34000 | 35000 | 15.5 | 11.7 | 8.1 | 2.2 | 62 | 51 | 213173669
COMFORTMAKER | N4H7T36*K*AAA* | EA*4X43L21A* | *96VTN0601716B* | 34000 | 35000 | 15.5 | 11.7 | 8.1 | 2.2 | 62 | 51 | 213173668
KEEPRITE | N4H7T36*K*AAA* | EA*4X43L21A* | *96VTN0601716B* | 34000 | 35000 | 15.5 | 11.7 | 8.1 | 2.2 | 62 | 51 | 213173670
ARCOAIRE | N4H7T36*K*AAA* | EA*4X43L21A* | *96VTN0601716B* | 34000 | 35000 | 15.5 | 11.7 | 8.1 | 2.2 | 62 | 51 | 213173667
HEIL | N4H7T36*K*AAA* | EA*4X43L21A* | *96VTN0601716B* | 34000 | 35000 | 15.5 | 11.7 | 8.1 | 2.2 | 62 | 51 | 213173665
AIRQUEST | N4H7T36*K*AAA* | EA*4X43L21A* | *96VTN0601716B* | 34000 | 35000 | 15.5 | 11.7 | 8.1 | 2.2 | 62 | 51 | 213173666
PAYNE HEATING AND COOLING | PH7TAN436**AA* | CAP**4321AL* | PG96VTAB48060B** | 34000 | 35000 | 15.5 | 11.7 | 8.1 | 2.2 | 62 | 51 | 213173662
BRYANT HEATING AND COOLING SYSTEMS | GH7TAN436**AA* | CAP**4321AL* | 926TC48060V17*** | 34000 | 35000 | 15.5 | 11.7 | 8.1 | 2.2 | 62 | 51 | 213173660
BROCK | PH7TAN436**AA* | CAP**4321AL* | PG96VTAB48060B** | 34000 | 35000 | 15.5 | 11.7 | 8.1 | 2.2 | 62 | 51 | 213173663
BRYANT HEATING AND COOLING SYSTEMS | PH7TAN436**AA* | CAP**4321AL* | 926TC48060V17*** | 34000 | 35000 | 15.5 | 11.7 | 8.1 | 2.2 | 62 | 51 | 213173661
WEATHERMAKER | PH7TAN436**AA* | CAP**4321AL* | PG96VTAB48060B** | 34000 | 35000 | 15.5 | 11.7 | 8.1 | 2.2 | 62 | 51 | 213173664
CARRIER | GH7TAN436**AA* | CAP**4321AL* | 59TP6C060V17**16 | 34000 | 35000 | 15.5 | 11.7 | 8.1 | 2.2 | 62 | 51 | 213173657
KENMORE | N4H7T36*K*AAA* | EA*4X43L21A* | *80VSL1102122B* | 34400 | 35000 | 16 | 12 | 8.1 | 2.24 | 62 | 50 | 213173637
COMFORTMAKER | N4H7T36*K*AAA* | EA*4X43L21A* | *80VSL1102122B* | 34400 | 35000 | 16 | 12 | 8.1 | 2.24 | 62 | 50 | 213173634
DAY & NIGHT | N4H7T36*K*AAA* | EA*4X43L21A* | *80VSL1102122B* | 34400 | 35000 | 16 | 12 | 8.1 | 2.24 | 62 | 50 | 213173635
KEEPRITE | N4H7T36*K*AAA* | EA*4X43L21A* | *80VSL1102122B* | 34400 | 35000 | 16 | 12 | 8.1 | 2.24 | 62 | 50 | 213173636
ARCOAIRE | N4H7T36*K*AAA* | EA*4X43L21A* | *80VSL1102122B* | 34400 | 35000 | 16 | 12 | 8.1 | 2.24 | 62 | 50 | 213173633
AIRQUEST | N4H7T36*K*AAA* | EA*4X43L21A* | *80VSL1102122B* | 34400 | 35000 | 16 | 12 | 8.1 | 2.24 | 62 | 50 | 213173632
HEIL | N4H7T36*K*AAA* | EA*4X43L21A* | *80VSL1102122B* | 34400 | 35000 | 16 | 12 | 8.1 | 2.24 | 62 | 50 | 213173631
BRYANT HEATING AND COOLING SYSTEMS | PH7TAN436**AA* | CAP**4321AL* | 82*SB66110V21*** | 34400 | 35000 | 16 | 12 | 8.1 | 2.24 | 62 | 50 | 213173630
CARRIER | GH7TAN436**AA* | CAP**4321AL* | 58SP*B110V21**22 | 34400 | 35000 | 16 | 12 | 8.1 | 2.24 | 62 | 50 | 213173627
BRYANT HEATING AND COOLING SYSTEMS | GH7TAN436**AA* | CAP**4321AL* | 82*SB66110V21*** | 34400 | 35000 | 16 | 12 | 8.1 | 2.24 | 62 | 50 | 213173629
CARRIER | 25TPA736A**30* | CAP**4321AL* | 58SP*B110V21**22 | 34400 | 35000 | 16 | 12 | 8.1 | 2.24 | 62 | 50 | 213173626
KENMORE | N4H7T36*K*AAA* | EA*4X43L21A* | *80VSL0902120B* | 34600 | 35200 | 16 | 12 | 8.1 | 2.24 | 62 | 51 | 213173624
KEEPRITE | N4H7T36*K*AAA* | EA*4X43L21A* | *80VSL0902120B* | 34600 | 35200 | 16 | 12 | 8.1 | 2.24 | 62 | 51 | 213173623
DAY & NIGHT | N4H7T36*K*AAA* | EA*4X43L21A* | *80VSL0902120B* | 34600 | 35200 | 16 | 12 | 8.1 | 2.24 | 62 | 51 | 213173622
ARCOAIRE | N4H7T36*K*AAA* | EA*4X43L21A* | *80VSL0902120B* | 34600 | 35200 | 16 | 12 | 8.1 | 2.24 | 62 | 51 | 213173620
AIRQUEST | N4H7T36*K*AAA* | EA*4X43L21A* | *80VSL0902120B* | 34600 | 35200 | 16 | 12 | 8.1 | 2.24 | 62 | 51 | 213173619
COMFORTMAKER | N4H7T36*K*AAA* | EA*4X43L21A* | *80VSL0902120B* | 34600 | 35200 | 16 | 12 | 8.1 | 2.24 | 62 | 51 | 213173621
HEIL | N4H7T36*K*AAA* | EA*4X43L21A* | *80VSL0902120B* | 34600 | 35200 | 16 | 12 | 8.1 | 2.24 | 62 | 51 | 213173618
BRYANT HEATING AND COOLING SYSTEMS | PH7TAN436**AA* | CAP**4321AL* | 82*SB60090V21*** | 34600 | 35200 | 16 | 12 | 8.1 | 2.24 | 62 | 51 | 213173617
CARRIER | GH7TAN436**AA* | CAP**4321AL* | 58SP*B090V21**20 | 34600 | 35200 | 16 | 12 | 8.1 | 2.24 | 62 | 51 | 213173614
CARRIER | 25TPA736A**30* | CAP**4321AL* | 58SP*B090V21**20 | 34600 | 35200 | 16 | 12 | 8.1 | 2.24 | 62 | 51 | 213173613
BRYANT HEATING AND COOLING SYSTEMS | GH7TAN436**AA* | CAP**4321AL* | 82*SB60090V21*** | 34600 | 35200 | 16 | 12 | 8.1 | 2.24 | 62 | 51 | 213173616
TEMPSTAR | N4H7T36*K*AAA* | EA*4X43L21A* | *96VTN1002122B* | 34600 | 35200 | 16 | 12 | 8.1 | 2.24 | 62 | 50 | 213173743
KENMORE | N4H7T36*K*AAA* | EA*4X43L21A* | *96VTN1002122B* | 34600 | 35200 | 16 | 12 | 8.1 | 2.24 | 62 | 50 | 213173742
KEEPRITE | N4H7T36*K*AAA* | EA*4X43L21A* | *96VTN1002122B* | 34600 | 35200 | 16 | 12 | 8.1 | 2.24 | 62 | 50 | 213173741
DAY & NIGHT | N4H7T36*K*AAA* | EA*4X43L21A* | *96VTN1002122B* | 34600 | 35200 | 16 | 12 | 8.1 | 2.24 | 62 | 50 | 213173740
COMFORTMAKER | N4H7T36*K*AAA* | EA*4X43L21A* | *96VTN1002122B* | 34600 | 35200 | 16 | 12 | 8.1 | 2.24 | 62 | 50 | 213173739
ARCOAIRE | N4H7T36*K*AAA* | EA*4X43L21A* | *96VTN1002122B* | 34600 | 35200 | 16 | 12 | 8.1 | 2.24 | 62 | 50 | 213173738
AIRQUEST | N4H7T36*K*AAA* | EA*4X43L21A* | *96VTN1002122B* | 34600 | 35200 | 16 | 12 | 8.1 | 2.24 | 62 | 50 | 213173737
HEIL | N4H7T36*K*AAA* | EA*4X43L21A* | *96VTN1002122B* | 34600 | 35200 | 16 | 12 | 8.1 | 2.24 | 62 | 50 | 213173736
BRYANT HEATING AND COOLING SYSTEMS | PH7TAN436**AA* | CAP**4321AL* | 926TC66100V21*** | 34600 | 35200 | 16 | 12 | 8.1 | 2.24 | 62 | 50 | 213173735
BRYANT HEATING AND COOLING SYSTEMS | GH7TAN436**AA* | CAP**4321AL* | 926TC66100V21*** | 34600 | 35200 | 16 | 12 | 8.1 | 2.24 | 62 | 50 | 213173734
CARRIER | GH7TAN436**AA* | CAP**4321AL* | 59TP6C100V21**22 | 34600 | 35200 | 16 | 12 | 8.1 | 2.24 | 62 | 50 | 213173732
CARRIER | 25TPA736A**30* | CAP**4321AL* | 59TP6C100V21**22 | 34600 | 35200 | 16 | 12 | 8.1 | 2.24 | 62 | 50 | 213173731
KENMORE | N4H7T48*K*AAA* | EA*4X61L24A* | *80VSL1352422B* | 46000 | 47000 | 16.5 | 12.5 | 8.1 | 2.3 | 63 | 51 | 213177671
KEEPRITE | N4H7T48*K*AAA* | EA*4X61L24A* | *80VSL1352422B* | 46000 | 47000 | 16.5 | 12.5 | 8.1 | 2.3 | 63 | 51 | 213177670
COMFORTMAKER | N4H7T48*K*AAA* | EA*4X61L24A* | *80VSL1352422B* | 46000 | 47000 | 16.5 | 12.5 | 8.1 | 2.3 | 63 | 51 | 213177668
DAY & NIGHT | N4H7T48*K*AAA* | EA*4X61L24A* | *80VSL1352422B* | 46000 | 47000 | 16.5 | 12.5 | 8.1 | 2.3 | 63 | 51 | 213177669
AIRQUEST | N4H7T48*K*AAA* | EA*4X61L24A* | *80VSL1352422B* | 46000 | 47000 | 16.5 | 12.5 | 8.1 | 2.3 | 63 | 51 | 213177666
ARCOAIRE | N4H7T48*K*AAA* | EA*4X61L24A* | *80VSL1352422B* | 46000 | 47000 | 16.5 | 12.5 | 8.1 | 2.3 | 63 | 51 | 213177667
HEIL | N4H7T48*K*AAA* | EA*4X61L24A* | *80VSL1352422B* | 46000 | 47000 | 16.5 | 12.5 | 8.1 | 2.3 | 63 | 51 | 213177665
BRYANT HEATING AND COOLING SYSTEMS | PH7TAN448**AA* | CAP**6124AL* | 82*SB66135V24*** | 46000 | 47000 | 16.5 | 12.5 | 8.1 | 2.3 | 63 | 51 | 213177664
BRYANT HEATING AND COOLING SYSTEMS | GH7TAN448**AA* | CAP**6124AL* | 82*SB66135V24*** | 46000 | 47000 | 16.5 | 12.5 | 8.1 | 2.3 | 63 | 51 | 213177663
CARRIER | GH7TAN448**AA* | CAP**6124AL* | 58SP*B135V24**22 | 46000 | 47000 | 16.5 | 12.5 | 8.1 | 2.3 | 63 | 51 | 213177661
CARRIER | 25TPA748A**30* | CAP**6124AL* | 58SP*B135V24**22 | 46000 | 47000 | 16.5 | 12.5 | 8.1 | 2.3 | 63 | 51 | 213177660
KENMORE | N4H7T48*K*AAA* | EA*4X61L24A* | *80VSL1102122B* | 46000 | 47000 | 16.5 | 12.5 | 8.1 | 2.3 | 63 | 51 | 213177658
KEEPRITE | N4H7T48*K*AAA* | EA*4X61L24A* | *80VSL1102122B* | 46000 | 47000 | 16.5 | 12.5 | 8.1 | 2.3 | 63 | 51 | 213177657
DAY & NIGHT | N4H7T48*K*AAA* | EA*4X61L24A* | *80VSL1102122B* | 46000 | 47000 | 16.5 | 12.5 | 8.1 | 2.3 | 63 | 51 | 213177656
COMFORTMAKER | N4H7T48*K*AAA* | EA*4X61L24A* | *80VSL1102122B* | 46000 | 47000 | 16.5 | 12.5 | 8.1 | 2.3 | 63 | 51 | 213177655
ARCOAIRE | N4H7T48*K*AAA* | EA*4X61L24A* | *80VSL1102122B* | 46000 | 47000 | 16.5 | 12.5 | 8.1 | 2.3 | 63 | 51 | 213177654
AIRQUEST | N4H7T48*K*AAA* | EA*4X61L24A* | *80VSL1102122B* | 46000 | 47000 | 16.5 | 12.5 | 8.1 | 2.3 | 63 | 51 | 213177653
HEIL | N4H7T48*K*AAA* | EA*4X61L24A* | *80VSL1102122B* | 46000 | 47000 | 16.5 | 12.5 | 8.1 | 2.3 | 63 | 51 | 213177652
BRYANT HEATING AND COOLING SYSTEMS | PH7TAN448**AA* | CAP**6124AL* | 82*SB66110V21*** | 46000 | 47000 | 16.5 | 12.5 | 8.1 | 2.3 | 63 | 51 | 213177651
BRYANT HEATING AND COOLING SYSTEMS | GH7TAN448**AA* | CAP**6124AL* | 82*SB66110V21*** | 46000 | 47000 | 16.5 | 12.5 | 8.1 | 2.3 | 63 | 51 | 213177650
CARRIER | GH7TAN448**AA* | CAP**6124AL* | 58SP*B110V21**22 | 46000 | 47000 | 16.5 | 12.5 | 8.1 | 2.3 | 63 | 51 | 213177648
CARRIER | 25TPA748A**30* | CAP**6124AL* | 58SP*B110V21**22 | 46000 | 47000 | 16.5 | 12.5 | 8.1 | 2.3 | 63 | 51 | 213177647
TEMPSTAR | N4H7T36*K*AAA* | EA*4X43L21A* | *96VSN0802120B* | 34400 | 35200 | 16 | 12 | 8.1 | 2.22 | 62 | 50 | 213173795
KENMORE | N4H7T36*K*AAA* | EA*4X43L21A* | *96VSN0802120B* | 34400 | 35200 | 16 | 12 | 8.1 | 2.22 | 62 | 50 | 213173794
KEEPRITE | N4H7T36*K*AAA* | EA*4X43L21A* | *96VSN0802120B* | 34400 | 35200 | 16 | 12 | 8.1 | 2.22 | 62 | 50 | 213173793
ARCOAIRE | N4H7T36*K*AAA* | EA*4X43L21A* | *96VSN0802120B* | 34400 | 35200 | 16 | 12 | 8.1 | 2.22 | 62 | 50 | 213173790
AIRQUEST | N4H7T36*K*AAA* | EA*4X43L21A* | *96VSN0802120B* | 34400 | 35200 | 16 | 12 | 8.1 | 2.22 | 62 | 50 | 213173789
DAY & NIGHT | N4H7T36*K*AAA* | EA*4X43L21A* | *96VSN0802120B* | 34400 | 35200 | 16 | 12 | 8.1 | 2.22 | 62 | 50 | 213173792
HEIL | N4H7T36*K*AAA* | EA*4X43L21A* | *96VSN0802120B* | 34400 | 35200 | 16 | 12 | 8.1 | 2.22 | 62 | 50 | 213173788
COMFORTMAKER | N4H7T36*K*AAA* | EA*4X43L21A* | *96VSN0802120B* | 34400 | 35200 | 16 | 12 | 8.1 | 2.22 | 62 | 50 | 213173791
BRYANT HEATING AND COOLING SYSTEMS | GH7TAN436**AA* | CAP**4321AL* | 926SB60080V21*** | 34400 | 35200 | 16 | 12 | 8.1 | 2.22 | 62 | 50 | 213173786
CARRIER | GH7TAN436**AA* | CAP**4321AL* | 59SP6B080V21**20 | 34400 | 35200 | 16 | 12 | 8.1 | 2.22 | 62 | 50 | 213173784
CARRIER | 25TPA736A**30* | CAP**4321AL* | 59SP6B080V21**20 | 34400 | 35200 | 16 | 12 | 8.1 | 2.22 | 62 | 50 | 213173783
BRYANT HEATING AND COOLING SYSTEMS | PH7TAN436**AA* | CAP**4321AL* | 926SB60080V21*** | 34400 | 35200 | 16 | 12 | 8.1 | 2.22 | 62 | 50 | 213173787
TEMPSTAR | N4H7T48*K*AAA* | EA*4X61L24A* | *80VSL1352422B* | 46000 | 47000 | 16.5 | 12.5 | 8.1 | 2.3 | 63 | 51 | 213177672
COMFORTMAKER | N4H7T60*K*AAA* | EA*4X61L21A* | *96VTN1002122B* | 54500 | 57500 | 15.5 | 12 | 8.1 | 2.26 | 64 | 51 | 213179389
KEEPRITE | N4H7T60*K*AAA* | EA*4X61L21A* | *96VTN1002122B* | 54500 | 57500 | 15.5 | 12 | 8.1 | 2.26 | 64 | 51 | 213179391
KENMORE | N4H7T60*K*AAA* | EA*4X61L21A* | *96VTN1002122B* | 54500 | 57500 | 15.5 | 12 | 8.1 | 2.26 | 64 | 51 | 213179392
DAY & NIGHT | N4H7T60*K*AAA* | EA*4X61L21A* | *96VTN1002122B* | 54500 | 57500 | 15.5 | 12 | 8.1 | 2.26 | 64 | 51 | 213179390
BRYANT HEATING AND COOLING SYSTEMS | PH7TAN460**AA* | CAP**6121AL* | 926TC66100V21*** | 54500 | 57500 | 15.5 | 12 | 8.1 | 2.26 | 64 | 51 | 213179385
HEIL | N4H7T60*K*AAA* | EA*4X61L21A* | *96VTN1002122B* | 54500 | 57500 | 15.5 | 12 | 8.1 | 2.26 | 64 | 51 | 213179386
AIRQUEST | N4H7T60*K*AAA* | EA*4X61L21A* | *96VTN1002122B* | 54500 | 57500 | 15.5 | 12 | 8.1 | 2.26 | 64 | 51 | 213179387
BRYANT HEATING AND COOLING SYSTEMS | GH7TAN460**AA* | CAP**6121AL* | 926TC66100V21*** | 54500 | 57500 | 15.5 | 12 | 8.1 | 2.26 | 64 | 51 | 213179384
CARRIER | GH7TAN460**AA* | CAP**6121AL* | 59TP6C100V21**22 | 54500 | 57500 | 15.5 | 12 | 8.1 | 2.26 | 64 | 51 | 213179382
CARRIER | 25TPA760A**30* | CAP**6121AL* | 59TP6C100V21**22 | 54500 | 57500 | 15.5 | 12 | 8.1 | 2.26 | 64 | 51 | 213179381
TEMPSTAR | N4H7T48*K*AAA* | FTMA4B48L0C* |  | 45500 | 47000 | 16.5 | 12.5 | 8.1 | 2.3 | 63 | 50 | 213280636
DAY & NIGHT | N4H7T48*K*AAA* | FTMA4B48L0C* |  | 45500 | 47000 | 16.5 | 12.5 | 8.1 | 2.3 | 63 | 50 | 213280632
MARATHERM | N4H7T48*K*AAA* | FTMA4B48L0C* |  | 45500 | 47000 | 16.5 | 12.5 | 8.1 | 2.3 | 63 | 50 | 213280635
KENMORE | N4H7T48*K*AAA* | FTMA4B48L0C* |  | 45500 | 47000 | 16.5 | 12.5 | 8.1 | 2.3 | 63 | 50 | 213280634
KEEPRITE | N4H7T48*K*AAA* | FTMA4B48L0C* |  | 45500 | 47000 | 16.5 | 12.5 | 8.1 | 2.3 | 63 | 50 | 213280633
COMFORTMAKER | N4H7T48*K*AAA* | FTMA4B48L0C* |  | 45500 | 47000 | 16.5 | 12.5 | 8.1 | 2.3 | 63 | 50 | 213280631
ARCOAIRE | N4H7T48*K*AAA* | FTMA4B48L0C* |  | 45500 | 47000 | 16.5 | 12.5 | 8.1 | 2.3 | 63 | 50 | 213280630
AIRQUEST | N4H7T48*K*AAA* | FTMA4B48L0C* |  | 45500 | 47000 | 16.5 | 12.5 | 8.1 | 2.3 | 63 | 50 | 213280629
HEIL | N4H7T48*K*AAA* | FTMA4B48L0C* |  | 45500 | 47000 | 16.5 | 12.5 | 8.1 | 2.3 | 63 | 50 | 213280628
WEATHERMAKER | PH7TAN448**AA* | PF4TNXC48L* |  | 45500 | 47000 | 16.5 | 12.5 | 8.1 | 2.3 | 63 | 50 | 213280627
BROCK | PH7TAN448**AA* | PF4TNXC48L* |  | 45500 | 47000 | 16.5 | 12.5 | 8.1 | 2.3 | 63 | 50 | 213280626
BRYANT HEATING AND COOLING SYSTEMS | PH7TAN448**AA* | FG4ANXC48L* |  | 45500 | 47000 | 16.5 | 12.5 | 8.1 | 2.3 | 63 | 50 | 213280624
PAYNE HEATING AND COOLING | PH7TAN448**AA* | PF4TNXC48L* |  | 45500 | 47000 | 16.5 | 12.5 | 8.1 | 2.3 | 63 | 50 | 213280625
BRYANT HEATING AND COOLING SYSTEMS | PH7TAN448**AA* | FT4BN(B,X)C48L* |  | 45500 | 47000 | 16.5 | 12.5 | 8.1 | 2.3 | 63 | 50 | 213280623
BRYANT HEATING AND COOLING SYSTEMS | GH7TAN448**AA* | FG4ANXC48L* |  | 45500 | 47000 | 16.5 | 12.5 | 8.1 | 2.3 | 63 | 50 | 213280622
BRYANT HEATING AND COOLING SYSTEMS | GH7TAN448**AA* | FT4BN(B,X)C48L* |  | 45500 | 47000 | 16.5 | 12.5 | 8.1 | 2.3 | 63 | 50 | 213280621
CARRIER | GH7TAN448**AA* | FG4ANXC48L* |  | 45500 | 47000 | 16.5 | 12.5 | 8.1 | 2.3 | 63 | 50 | 213280618
CARRIER | GH7TAN448**AA* | FT4BN(B,X)C48L* |  | 45500 | 47000 | 16.5 | 12.5 | 8.1 | 2.3 | 63 | 50 | 213280617
CARRIER | 25TPA748A**30* | FT4BN(B,X)C48L* |  | 45500 | 47000 | 16.5 | 12.5 | 8.1 | 2.3 | 63 | 50 | 213280616
TEMPSTAR | N4H7T36*K*AAA* | FTMA4B48L0C* |  | 35400 | 35600 | 16.5 | 12.5 | 8.1 | 2.26 | 62 | 50 | 213280613
MARATHERM | N4H7T36*K*AAA* | FTMA4B48L0C* |  | 35400 | 35600 | 16.5 | 12.5 | 8.1 | 2.26 | 62 | 50 | 213280612
KENMORE | N4H7T36*K*AAA* | FTMA4B48L0C* |  | 35400 | 35600 | 16.5 | 12.5 | 8.1 | 2.26 | 62 | 50 | 213280611
KEEPRITE | N4H7T36*K*AAA* | FTMA4B48L0C* |  | 35400 | 35600 | 16.5 | 12.5 | 8.1 | 2.26 | 62 | 50 | 213280610
DAY & NIGHT | N4H7T36*K*AAA* | FTMA4B48L0C* |  | 35400 | 35600 | 16.5 | 12.5 | 8.1 | 2.26 | 62 | 50 | 213280609
COMFORTMAKER | N4H7T36*K*AAA* | FTMA4B48L0C* |  | 35400 | 35600 | 16.5 | 12.5 | 8.1 | 2.26 | 62 | 50 | 213280608
ARCOAIRE | N4H7T36*K*AAA* | FTMA4B48L0C* |  | 35400 | 35600 | 16.5 | 12.5 | 8.1 | 2.26 | 62 | 50 | 213280607
AIRQUEST | N4H7T36*K*AAA* | FTMA4B48L0C* |  | 35400 | 35600 | 16.5 | 12.5 | 8.1 | 2.26 | 62 | 50 | 213280606
HEIL | N4H7T36*K*AAA* | FTMA4B48L0C* |  | 35400 | 35600 | 16.5 | 12.5 | 8.1 | 2.26 | 62 | 50 | 213280605
WEATHERMAKER | PH7TAN436**AA* | PF4TNXC48L* |  | 35400 | 35600 | 16.5 | 12.5 | 8.1 | 2.26 | 62 | 50 | 213280604
BROCK | PH7TAN436**AA* | PF4TNXC48L* |  | 35400 | 35600 | 16.5 | 12.5 | 8.1 | 2.26 | 62 | 50 | 213280603
PAYNE HEATING AND COOLING | PH7TAN436**AA* | PF4TNXC48L* |  | 35400 | 35600 | 16.5 | 12.5 | 8.1 | 2.26 | 62 | 50 | 213280602
BRYANT HEATING AND COOLING SYSTEMS | PH7TAN436**AA* | FG4ANXC48L* |  | 35400 | 35600 | 16.5 | 12.5 | 8.1 | 2.26 | 62 | 50 | 213280601
BRYANT HEATING AND COOLING SYSTEMS | PH7TAN436**AA* | FT4BN(B,X)C48L* |  | 35400 | 35600 | 16.5 | 12.5 | 8.1 | 2.26 | 62 | 50 | 213280600
BRYANT HEATING AND COOLING SYSTEMS | GH7TAN436**AA* | FG4ANXC48L* |  | 35400 | 35600 | 16.5 | 12.5 | 8.1 | 2.26 | 62 | 50 | 213280599
BRYANT HEATING AND COOLING SYSTEMS | GH7TAN436**AA* | FT4BN(B,X)C48L* |  | 35400 | 35600 | 16.5 | 12.5 | 8.1 | 2.26 | 62 | 50 | 213280598
CARRIER | GH7TAN436**AA* | FG4ANXC48L* |  | 35400 | 35600 | 16.5 | 12.5 | 8.1 | 2.26 | 62 | 50 | 213280595
CARRIER | GH7TAN436**AA* | FT4BN(B,X)C48L* |  | 35400 | 35600 | 16.5 | 12.5 | 8.1 | 2.26 | 62 | 50 | 213280594
CARRIER | 25TPA736A**30* | FT4BN(B,X)C48L* |  | 35400 | 35600 | 16.5 | 12.5 | 8.1 | 2.26 | 62 | 50 | 213280593
KENMORE | N4H7T24*K*AAA* | FTMA4X24L0B* |  | 23200 | 23400 | 16.5 | 12.5 | 8.1 | 2.36 | 63 | 47 | 213280565
KEEPRITE | N4H7T24*K*AAA* | FTMA4X24L0B* |  | 23200 | 23400 | 16.5 | 12.5 | 8.1 | 2.36 | 63 | 47 | 213280564
DAY & NIGHT | N4H7T24*K*AAA* | FTMA4X24L0B* |  | 23200 | 23400 | 16.5 | 12.5 | 8.1 | 2.36 | 63 | 47 | 213280563
COMFORTMAKER | N4H7T24*K*AAA* | FTMA4X24L0B* |  | 23200 | 23400 | 16.5 | 12.5 | 8.1 | 2.36 | 63 | 47 | 213280562
ARCOAIRE | N4H7T24*K*AAA* | FTMA4X24L0B* |  | 23200 | 23400 | 16.5 | 12.5 | 8.1 | 2.36 | 63 | 47 | 213280561
AIRQUEST | N4H7T24*K*AAA* | FTMA4X24L0B* |  | 23200 | 23400 | 16.5 | 12.5 | 8.1 | 2.36 | 63 | 47 | 213280560
HEIL | N4H7T24*K*AAA* | FTMA4X24L0B* |  | 23200 | 23400 | 16.5 | 12.5 | 8.1 | 2.36 | 63 | 47 | 213280559
WEATHERMAKER | PH7TAN424**AA* | PF4TNXB24L* |  | 23200 | 23400 | 16.5 | 12.5 | 8.1 | 2.36 | 63 | 47 | 213280558
BROCK | PH7TAN424**AA* | PF4TNXB24L* |  | 23200 | 23400 | 16.5 | 12.5 | 8.1 | 2.36 | 63 | 47 | 213280557
PAYNE HEATING AND COOLING | PH7TAN424**AA* | PF4TNXB24L* |  | 23200 | 23400 | 16.5 | 12.5 | 8.1 | 2.36 | 63 | 47 | 213280556
BRYANT HEATING AND COOLING SYSTEMS | PH7TAN424**AA* | FG4ANXB24L* |  | 23200 | 23400 | 16.5 | 12.5 | 8.1 | 2.36 | 63 | 47 | 213280555
BRYANT HEATING AND COOLING SYSTEMS | PH7TAN424**AA* | FT4BNXB24L* |  | 23200 | 23400 | 16.5 | 12.5 | 8.1 | 2.36 | 63 | 47 | 213280554
BRYANT HEATING AND COOLING SYSTEMS | GH7TAN424**AA* | FG4ANXB24L* |  | 23200 | 23400 | 16.5 | 12.5 | 8.1 | 2.36 | 63 | 47 | 213280553
BRYANT HEATING AND COOLING SYSTEMS | GH7TAN424**AA* | FT4BNXB24L* |  | 23200 | 23400 | 16.5 | 12.5 | 8.1 | 2.36 | 63 | 47 | 213280552
CARRIER | GH7TAN424**AA* | FG4ANXB24L* |  | 23200 | 23400 | 16.5 | 12.5 | 8.1 | 2.36 | 63 | 47 | 213280549
CARRIER | GH7TAN424**AA* | FT4BNXB24L* |  | 23200 | 23400 | 16.5 | 12.5 | 8.1 | 2.36 | 63 | 47 | 213280548
CARRIER | 25TPA724A**30* | FT4BNXB24L* |  | 23200 | 23400 | 16.5 | 12.5 | 8.1 | 2.36 | 63 | 47 | 213280547
ECOTEMP | W4H7T24*K*AAA* | WBGL244AB |  | 23200 | 23400 | 16.5 | 12.5 | 8.1 | 2.36 | 63 | 47 | 213280546
GRANDAIRE | W4H7T24*K*AAA* | WBGL244AB |  | 23200 | 23400 | 16.5 | 12.5 | 8.1 | 2.36 | 63 | 47 | 213280545
SMART COMFORT | R4H5S60*K*AAA* | FTMA4B60L0D* |  | 57000 | 56000 | 15.2 | 12.5 | 8.1 | 2.34 | 63 | 49 | 213280523
SMART COMFORT | N4H5S60*K*AAA* | FTMA4B60L0D* |  | 57000 | 56000 | 15.2 | 12.5 | 8.1 | 2.34 | 63 | 49 | 213280522
TEMPSTAR | R4H5S60*K*AAA* | FTMA4B60L0D* |  | 57000 | 56000 | 15.2 | 12.5 | 8.1 | 2.34 | 63 | 49 | 213280519
MARATHERM | N4H5S60*K*AAA* | FTMA4B60L0D* |  | 57000 | 56000 | 15.2 | 12.5 | 8.1 | 2.34 | 63 | 49 | 213280516
MARATHERM | R4H5S60*K*AAA* | FTMA4B60L0D* |  | 57000 | 56000 | 15.2 | 12.5 | 8.1 | 2.34 | 63 | 49 | 213280517
TEMPSTAR | N4H5S60*K*AAA* | FTMA4B60L0D* |  | 57000 | 56000 | 15.2 | 12.5 | 8.1 | 2.34 | 63 | 49 | 213280518
KENMORE | R4H5S60*K*AAA* | FTMA4B60L0D* |  | 57000 | 56000 | 15.2 | 12.5 | 8.1 | 2.34 | 63 | 49 | 213280515
KEEPRITE | R4H5S60*K*AAA* | FTMA4B60L0D* |  | 57000 | 56000 | 15.2 | 12.5 | 8.1 | 2.34 | 63 | 49 | 213280513
KENMORE | N4H5S60*K*AAA* | FTMA4B60L0D* |  | 57000 | 56000 | 15.2 | 12.5 | 8.1 | 2.34 | 63 | 49 | 213280514
KEEPRITE | N4H5S60*K*AAA* | FTMA4B60L0D* |  | 57000 | 56000 | 15.2 | 12.5 | 8.1 | 2.34 | 63 | 49 | 213280512
DAY & NIGHT | R4H5S60*K*AAA* | FTMA4B60L0D* |  | 57000 | 56000 | 15.2 | 12.5 | 8.1 | 2.34 | 63 | 49 | 213280511
CARRIER | GH5SAN460**AA* | FG4ANBD60L* |  | 57000 | 56000 | 15.2 | 12.5 | 8.1 | 2.34 | 63 | 49 | 213280490
BRYANT HEATING AND COOLING SYSTEMS | 215SAN060**AA* | FT4BNBD60L* |  | 57000 | 56000 | 15.2 | 12.5 | 8.1 | 2.34 | 63 | 49 | 213280491
CARRIER | 25SPA560A**30* | FG4ANBD60L* |  | 57000 | 56000 | 15.2 | 12.5 | 8.1 | 2.34 | 63 | 49 | 213280488
CARRIER | GH5SAN460**AA* | FT4BNBD60L* |  | 57000 | 56000 | 15.2 | 12.5 | 8.1 | 2.34 | 63 | 49 | 213280489
CARRIER | 25SCA560A**30* | FT4BNBD60L* |  | 57000 | 56000 | 15.2 | 12.5 | 8.1 | 2.34 | 63 | 49 | 213280486
TEMPSTAR | N4H7T24*K*AAA* | FTMA4X24L0B* |  | 23200 | 23400 | 16.5 | 12.5 | 8.1 | 2.36 | 63 | 47 | 213280567
MARATHERM | N4H7T24*K*AAA* | FTMA4X24L0B* |  | 23200 | 23400 | 16.5 | 12.5 | 8.1 | 2.36 | 63 | 47 | 213280566
TEMPSTAR | T4H7T48*K*AAA* | FTMA4B48L0C* |  | 45500 | 46500 | 16.5 | 12.5 | 8.1 | 2.3 | 63 | 51 | 213280669
KENMORE | (C,H,T)4H7T48*K*AAA* | FTMA4B48L0C* |  | 45500 | 46500 | 16.5 | 12.5 | 8.1 | 2.3 | 63 | 51 | 213280668
ARCOAIRE | H4H7T48*K*AAA* | FTMA4B48L0C* |  | 45500 | 46500 | 16.5 | 12.5 | 8.1 | 2.3 | 63 | 51 | 213280664
KEEPRITE | C4H7T48*K*AAA* | FTMA4B48L0C* |  | 45500 | 46500 | 16.5 | 12.5 | 8.1 | 2.3 | 63 | 51 | 213280667
DAY & NIGHT | C4H7T48*K*AAA* | FTMA4B48L0C* |  | 45500 | 46500 | 16.5 | 12.5 | 8.1 | 2.3 | 63 | 51 | 213280666
COMFORTMAKER | C4H7T48*K*AAA* | FTMA4B48L0C* |  | 45500 | 46500 | 16.5 | 12.5 | 8.1 | 2.3 | 63 | 51 | 213280665
ECOTEMP | W4H7T48*K*AAA* | WBGL484BC |  | 45500 | 47000 | 16.5 | 12.5 | 8.1 | 2.3 | 63 | 50 | 213280661
AIRQUEST | H4H7T48*K*AAA* | FTMA4B48L0C* |  | 45500 | 46500 | 16.5 | 12.5 | 8.1 | 2.3 | 63 | 51 | 213280663
HEIL | H4H7T48*K*AAA* | FTMA4B48L0C* |  | 45500 | 46500 | 16.5 | 12.5 | 8.1 | 2.3 | 63 | 51 | 213280662
GRANDAIRE | W4H7T48*K*AAA* | WBGL484BC |  | 45500 | 47000 | 16.5 | 12.5 | 8.1 | 2.3 | 63 | 50 | 213280660
BRYANT HEATING AND COOLING SYSTEMS | 225SAN060**AA* | FT4BNBD60L* |  | 57000 | 56000 | 15.2 | 12.5 | 8.1 | 2.34 | 63 | 49 | 213280493
BRYANT HEATING AND COOLING SYSTEMS | 215SAN060**AA* | FG4ANBD60L* |  | 57000 | 56000 | 15.2 | 12.5 | 8.1 | 2.34 | 63 | 49 | 213280492
DAY & NIGHT | C4H7T36*K*AAA* | FCMB4B48L0C*+WALLCON |  | 34400 | 34800 | 16 | 12 | 8.1 | 2.26 | 63 | 51 | 213301817
COMFORTMAKER | C4H7T36*K*AAA* | FCMB4B48L0C*+WALLCON |  | 34400 | 34800 | 16 | 12 | 8.1 | 2.26 | 63 | 51 | 213301816
ARCOAIRE | H4H7T36*K*AAA* | FCMB4B48L0C*+WALLCON |  | 34400 | 34800 | 16 | 12 | 8.1 | 2.26 | 63 | 51 | 213301815
AIRQUEST | H4H7T36*K*AAA* | FCMB4B48L0C*+WALLCON |  | 34400 | 34800 | 16 | 12 | 8.1 | 2.26 | 63 | 51 | 213301814
HEIL | H4H7T36*K*AAA* | FCMB4B48L0C*+WALLCON |  | 34400 | 34800 | 16 | 12 | 8.1 | 2.26 | 63 | 51 | 213301813
TEMPSTAR | T4H7T36*K*AAA* | FCMB4B36L0C*+WALLCON |  | 34200 | 34800 | 15.5 | 11.7 | 8.1 | 2.18 | 62 | 51 | 213301812
KENMORE | (C,H,T)4H7T36*K*AAA* | FCMB4B36L0C*+WALLCON |  | 34200 | 34800 | 15.5 | 11.7 | 8.1 | 2.18 | 62 | 51 | 213301811
DAY & NIGHT | C4H7T36*K*AAA* | FCMB4B36L0C*+WALLCON |  | 34200 | 34800 | 15.5 | 11.7 | 8.1 | 2.18 | 62 | 51 | 213301809
COMFORTMAKER | C4H7T36*K*AAA* | FCMB4B36L0C*+WALLCON |  | 34200 | 34800 | 15.5 | 11.7 | 8.1 | 2.18 | 62 | 51 | 213301808
ARCOAIRE | H4H7T36*K*AAA* | FCMB4B36L0C*+WALLCON |  | 34200 | 34800 | 15.5 | 11.7 | 8.1 | 2.18 | 62 | 51 | 213301807
AIRQUEST | H4H7T36*K*AAA* | FCMB4B36L0C*+WALLCON |  | 34200 | 34800 | 15.5 | 11.7 | 8.1 | 2.18 | 62 | 51 | 213301806
HEIL | H4H7T36*K*AAA* | FCMB4B36L0C*+WALLCON |  | 34200 | 34800 | 15.5 | 11.7 | 8.1 | 2.18 | 62 | 51 | 213301805
TEMPSTAR | T4H7T24*K*AAA* | FCMB4X24L0B*+WALLCON |  | 23000 | 24000 | 16.5 | 12.5 | 8.1 | 2.36 | 61 | 45 | 213301804
KENMORE | (C,H,T)4H7T24*K*AAA* | FCMB4X24L0B*+WALLCON |  | 23000 | 24000 | 16.5 | 12.5 | 8.1 | 2.36 | 61 | 45 | 213301803
KEEPRITE | C4H7T24*K*AAA* | FCMB4X24L0B*+WALLCON |  | 23000 | 24000 | 16.5 | 12.5 | 8.1 | 2.36 | 61 | 45 | 213301802
DAY & NIGHT | C4H7T24*K*AAA* | FCMB4X24L0B*+WALLCON |  | 23000 | 24000 | 16.5 | 12.5 | 8.1 | 2.36 | 61 | 45 | 213301801
COMFORTMAKER | C4H7T24*K*AAA* | FCMB4X24L0B*+WALLCON |  | 23000 | 24000 | 16.5 | 12.5 | 8.1 | 2.36 | 61 | 45 | 213301800
ARCOAIRE | H4H7T24*K*AAA* | FCMB4X24L0B*+WALLCON |  | 23000 | 24000 | 16.5 | 12.5 | 8.1 | 2.36 | 61 | 45 | 213301799
AIRQUEST | H4H7T24*K*AAA* | FCMB4X24L0B*+WALLCON |  | 23000 | 24000 | 16.5 | 12.5 | 8.1 | 2.36 | 61 | 45 | 213301798
HEIL | H4H7T24*K*AAA* | FCMB4X24L0B*+WALLCON |  | 23000 | 24000 | 16.5 | 12.5 | 8.1 | 2.36 | 61 | 45 | 213301797
TEMPSTAR | T4H7T24*K*AAA* | FCMB4B36L0C*+WALLCON |  | 23200 | 24000 | 17 | 12.5 | 8.1 | 2.32 | 60 | 45 | 213301796
KENMORE | (C,H,T)4H7T24*K*AAA* | FCMB4B36L0C*+WALLCON |  | 23200 | 24000 | 17 | 12.5 | 8.1 | 2.32 | 60 | 45 | 213301795
KEEPRITE | C4H7T24*K*AAA* | FCMB4B36L0C*+WALLCON |  | 23200 | 24000 | 17 | 12.5 | 8.1 | 2.32 | 60 | 45 | 213301794
DAY & NIGHT | C4H7T24*K*AAA* | FCMB4B36L0C*+WALLCON |  | 23200 | 24000 | 17 | 12.5 | 8.1 | 2.32 | 60 | 45 | 213301793
COMFORTMAKER | C4H7T24*K*AAA* | FCMB4B36L0C*+WALLCON |  | 23200 | 24000 | 17 | 12.5 | 8.1 | 2.32 | 60 | 45 | 213301792
ARCOAIRE | H4H7T24*K*AAA* | FCMB4B36L0C*+WALLCON |  | 23200 | 24000 | 17 | 12.5 | 8.1 | 2.32 | 60 | 45 | 213301791
AIRQUEST | H4H7T24*K*AAA* | FCMB4B36L0C*+WALLCON |  | 23200 | 24000 | 17 | 12.5 | 8.1 | 2.32 | 60 | 45 | 213301790
HEIL | H4H7T24*K*AAA* | FCMB4B36L0C*+WALLCON |  | 23200 | 24000 | 17 | 12.5 | 8.1 | 2.32 | 60 | 45 | 213301789
KENMORE | (C,H,T)4H5S42*K*AAA* | FCMB4B60L0D*+WALLCON |  | 41000 | 41500 | 15.5 | 12.5 | 8.1 | 2.3 | 62 | 49 | 213301771
DAY & NIGHT | C4H5S42*K*AAA* | FCMB4B60L0D*+WALLCON |  | 41000 | 41500 | 15.5 | 12.5 | 8.1 | 2.3 | 62 | 49 | 213301769
COMFORTMAKER | C4H5S42*K*AAA* | FCMB4B60L0D*+WALLCON |  | 41000 | 41500 | 15.5 | 12.5 | 8.1 | 2.3 | 62 | 49 | 213301768
AIRQUEST | H4H5S42*K*AAA* | FCMB4B60L0D*+WALLCON |  | 41000 | 41500 | 15.5 | 12.5 | 8.1 | 2.3 | 62 | 49 | 213301766
HEIL | H4H5S42*K*AAA* | FCMB4B60L0D*+WALLCON |  | 41000 | 41500 | 15.5 | 12.5 | 8.1 | 2.3 | 62 | 49 | 213301765
BRYANT HEATING AND COOLING SYSTEMS | PH5SAN460**AA* | FT4BNBD60L* |  | 57000 | 56000 | 15.2 | 12.5 | 8.1 | 2.34 | 63 | 49 | 213280497
BRYANT HEATING AND COOLING SYSTEMS | GH5SAN460**AA* | FT4BNBD60L* |  | 57000 | 56000 | 15.2 | 12.5 | 8.1 | 2.34 | 63 | 49 | 213280495
BRYANT HEATING AND COOLING SYSTEMS | 225SAN060**AA* | FG4ANBD60L* |  | 57000 | 56000 | 15.2 | 12.5 | 8.1 | 2.34 | 63 | 49 | 213280494
BRYANT HEATING AND COOLING SYSTEMS | PH5SAN442**AA* | FT4BNBD60L* |  | 41000 | 42000 | 15.5 | 12.5 | 8.1 | 2.3 | 61 | 49 | 213280413
ARCOAIRE | R4H5S60*K*AAA* | FTMA4B60L0D* |  | 57000 | 56000 | 15.2 | 12.5 | 8.1 | 2.34 | 63 | 49 | 213280507
BRYANT HEATING AND COOLING SYSTEMS | GH5SAN442**AA* | FG4ANBD60L* |  | 41000 | 42000 | 15.5 | 12.5 | 8.1 | 2.3 | 61 | 49 | 213280412
BRYANT HEATING AND COOLING SYSTEMS | GH5SAN442**AA* | FT4BNBD60L* |  | 41000 | 42000 | 15.5 | 12.5 | 8.1 | 2.3 | 61 | 49 | 213280411
BRYANT HEATING AND COOLING SYSTEMS | 225SAN042**AA* | FG4ANBD60L* |  | 41000 | 42000 | 15.5 | 12.5 | 8.1 | 2.3 | 61 | 49 | 213280410
CARRIER | GH5SAN442**AA* | FG4ANBD60L* |  | 41000 | 42000 | 15.5 | 12.5 | 8.1 | 2.3 | 61 | 49 | 213280406
CARRIER | 25SPA542A**30* | FG4ANBD60L* |  | 41000 | 42000 | 15.5 | 12.5 | 8.1 | 2.3 | 61 | 49 | 213280404
BRYANT HEATING AND COOLING SYSTEMS | 215SAN042**AA* | FG4ANBD60L* |  | 41000 | 42000 | 15.5 | 12.5 | 8.1 | 2.3 | 61 | 49 | 213280408
BRYANT HEATING AND COOLING SYSTEMS | 215SAN042**AA* | FT4BNBD60L* |  | 41000 | 42000 | 15.5 | 12.5 | 8.1 | 2.3 | 61 | 49 | 213280407
CARRIER | GH5SAN442**AA* | FT4BNBD60L* |  | 41000 | 42000 | 15.5 | 12.5 | 8.1 | 2.3 | 61 | 49 | 213280405
CARRIER | 25SPA542A**30* | FT4BNBD60L* |  | 41000 | 42000 | 15.5 | 12.5 | 8.1 | 2.3 | 61 | 49 | 213280403
CARRIER | 25SCA542A**30* | FT4BNBD60L* |  | 41000 | 42000 | 15.5 | 12.5 | 8.1 | 2.3 | 61 | 49 | 213280402
ARCOAIRE | N4H5S60*K*AAA* | FTMA4B60L0D* |  | 57000 | 56000 | 15.2 | 12.5 | 8.1 | 2.34 | 63 | 49 | 213280506
AIRQUEST | R4H5S60*K*AAA* | FTMA4B60L0D* |  | 57000 | 56000 | 15.2 | 12.5 | 8.1 | 2.34 | 63 | 49 | 213280505
AIRQUEST | N4H5S60*K*AAA* | FTMA4B60L0D* |  | 57000 | 56000 | 15.2 | 12.5 | 8.1 | 2.34 | 63 | 49 | 213280504
HEIL | R4H5S60*K*AAA* | FTMA4B60L0D* |  | 57000 | 56000 | 15.2 | 12.5 | 8.1 | 2.34 | 63 | 49 | 213280503
HEIL | N4H5S60*K*AAA* | FTMA4B60L0D* |  | 57000 | 56000 | 15.2 | 12.5 | 8.1 | 2.34 | 63 | 49 | 213280502
WEATHERMAKER | PH5SAN460**AA* | PF4TNBD60L* |  | 57000 | 56000 | 15.2 | 12.5 | 8.1 | 2.34 | 63 | 49 | 213280501
BROCK | PH5SAN460**AA* | PF4TNBD60L* |  | 57000 | 56000 | 15.2 | 12.5 | 8.1 | 2.34 | 63 | 49 | 213280500
PAYNE HEATING AND COOLING | PH5SAN460**AA* | PF4TNBD60L* |  | 57000 | 56000 | 15.2 | 12.5 | 8.1 | 2.34 | 63 | 49 | 213280499
BRYANT HEATING AND COOLING SYSTEMS | PH5SAN460**AA* | FG4ANBD60L* |  | 57000 | 56000 | 15.2 | 12.5 | 8.1 | 2.34 | 63 | 49 | 213280498
CARRIER | 25SPA560A**30* | FT4BNBD60L* |  | 57000 | 56000 | 15.2 | 12.5 | 8.1 | 2.34 | 63 | 49 | 213280487
DAY & NIGHT | N4H5S60*K*AAA* | FTMA4B60L0D* |  | 57000 | 56000 | 15.2 | 12.5 | 8.1 | 2.34 | 63 | 49 | 213280510
COMFORTMAKER | R4H5S60*K*AAA* | FTMA4B60L0D* |  | 57000 | 56000 | 15.2 | 12.5 | 8.1 | 2.34 | 63 | 49 | 213280509
BRYANT HEATING AND COOLING SYSTEMS | 225SAN042**AA* | FT4BNBD60L* |  | 41000 | 42000 | 15.5 | 12.5 | 8.1 | 2.3 | 61 | 49 | 213280409
SMART COMFORT | N4H5S42*K*AAA* | FTMA4B60L0D* |  | 41000 | 42000 | 15.5 | 12.5 | 8.1 | 2.3 | 61 | 49 | 213280438
SMART COMFORT | R4H5S42*K*AAA* | FTMA4B60L0D* |  | 41000 | 42000 | 15.5 | 12.5 | 8.1 | 2.3 | 61 | 49 | 213280439
COMFORTMAKER | N4H5S60*K*AAA* | FTMA4B60L0D* |  | 57000 | 56000 | 15.2 | 12.5 | 8.1 | 2.34 | 63 | 49 | 213280508
TEMPSTAR | N4H5S42*K*AAA* | FTMA4B60L0D* |  | 41000 | 42000 | 15.5 | 12.5 | 8.1 | 2.3 | 61 | 49 | 213280434
MARATHERM | R4H5S42*K*AAA* | FTMA4B60L0D* |  | 41000 | 42000 | 15.5 | 12.5 | 8.1 | 2.3 | 61 | 49 | 213280433
KENMORE | R4H5S42*K*AAA* | FTMA4B60L0D* |  | 41000 | 42000 | 15.5 | 12.5 | 8.1 | 2.3 | 61 | 49 | 213280431
TEMPSTAR | R4H5S42*K*AAA* | FTMA4B60L0D* |  | 41000 | 42000 | 15.5 | 12.5 | 8.1 | 2.3 | 61 | 49 | 213280435
MARATHERM | N4H5S42*K*AAA* | FTMA4B60L0D* |  | 41000 | 42000 | 15.5 | 12.5 | 8.1 | 2.3 | 61 | 49 | 213280432
DAY & NIGHT | R4H5S42*K*AAA* | FTMA4B60L0D* |  | 41000 | 42000 | 15.5 | 12.5 | 8.1 | 2.3 | 61 | 49 | 213280427
KEEPRITE | N4H5S42*K*AAA* | FTMA4B60L0D* |  | 41000 | 42000 | 15.5 | 12.5 | 8.1 | 2.3 | 61 | 49 | 213280428
KENMORE | N4H5S42*K*AAA* | FTMA4B60L0D* |  | 41000 | 42000 | 15.5 | 12.5 | 8.1 | 2.3 | 61 | 49 | 213280430
COMFORTMAKER | R4H5S42*K*AAA* | FTMA4B60L0D* |  | 41000 | 42000 | 15.5 | 12.5 | 8.1 | 2.3 | 61 | 49 | 213280425
DAY & NIGHT | N4H5S42*K*AAA* | FTMA4B60L0D* |  | 41000 | 42000 | 15.5 | 12.5 | 8.1 | 2.3 | 61 | 49 | 213280426
COMFORTMAKER | N4H5S42*K*AAA* | FTMA4B60L0D* |  | 41000 | 42000 | 15.5 | 12.5 | 8.1 | 2.3 | 61 | 49 | 213280424
AIRQUEST | R4H5S42*K*AAA* | FTMA4B60L0D* |  | 41000 | 42000 | 15.5 | 12.5 | 8.1 | 2.3 | 61 | 49 | 213280421
HEIL | R4H5S42*K*AAA* | FTMA4B60L0D* |  | 41000 | 42000 | 15.5 | 12.5 | 8.1 | 2.3 | 61 | 49 | 213280419
AIRQUEST | N4H5S42*K*AAA* | FTMA4B60L0D* |  | 41000 | 42000 | 15.5 | 12.5 | 8.1 | 2.3 | 61 | 49 | 213280420
ARCOAIRE | R4H5S42*K*AAA* | FTMA4B60L0D* |  | 41000 | 42000 | 15.5 | 12.5 | 8.1 | 2.3 | 61 | 49 | 213280423
ARCOAIRE | N4H5S42*K*AAA* | FTMA4B60L0D* |  | 41000 | 42000 | 15.5 | 12.5 | 8.1 | 2.3 | 61 | 49 | 213280422
HEIL | N4H5S42*K*AAA* | FTMA4B60L0D* |  | 41000 | 42000 | 15.5 | 12.5 | 8.1 | 2.3 | 61 | 49 | 213280418
PAYNE HEATING AND COOLING | PH5SAN442**AA* | PF4TNBD60L* |  | 41000 | 42000 | 15.5 | 12.5 | 8.1 | 2.3 | 61 | 49 | 213280415
BROCK | PH5SAN442**AA* | PF4TNBD60L* |  | 41000 | 42000 | 15.5 | 12.5 | 8.1 | 2.3 | 61 | 49 | 213280416
WEATHERMAKER | PH5SAN442**AA* | PF4TNBD60L* |  | 41000 | 42000 | 15.5 | 12.5 | 8.1 | 2.3 | 61 | 49 | 213280417
BRYANT HEATING AND COOLING SYSTEMS | PH5SAN442**AA* | FG4ANBD60L* |  | 41000 | 42000 | 15.5 | 12.5 | 8.1 | 2.3 | 61 | 49 | 213280414
ACIQ | H4H7T36*K*AAA* | FVM4X60***L |  | 35600 | 35200 | 17 | 12.5 | 8.1 | 2.22 | 61 | 48 | 213068353
ACIQ | H4H7T36*K*AAA* | FVM4X48***L |  | 35200 | 35000 | 16.5 | 12.5 | 8.1 | 2.18 | 61 | 48 | 213068352
ACIQ | N4H7T24*K*AAA* | EA*4X25L17A* | OMV098J12* | 23800 | 24400 | 16 | 12.5 | 8.1 | 2.22 | 58 | 43 | 213063548
ACIQ | N4H7T24*K*AAA* | EA*4X25L17A* | *96VTN0801716A* | 23600 | 24000 | 16.5 | 12.5 | 8.1 | 2.22 | 58 | 43 | 213063546
ACIQ | N4H7T24*K*AAA* | EA*4X25L17A* | *96VTN0601714A* | 23800 | 24400 | 16.5 | 12.5 | 8.1 | 2.22 | 58 | 43 | 213063545
ACIQ | N4H7T24*K*AAA* | EA*4X25L17A* | *96VTN0601412A* | 23800 | 24400 | 16.5 | 12 | 8.1 | 2.2 | 59 | 43 | 213063544
ACIQ | N4H7T24*K*AAA* | EA*4X25L17A* | *96VTN0401410A* | 23800 | 24800 | 16.5 | 12 | 8.1 | 2.18 | 58 | 43 | 213063543
ACIQ | N4H7T24*K*AAA* | FVM4X36***L |  | 23800 | 23800 | 16 | 12 | 8.1 | 2.18 | 59 | 43 | 213063507
ACIQ | HVH837GKA2*+TSTAT | EA*4X37L21A* | *96VTN1002122A* | 32200 | 47500 | 17.5 | 11.7 | 8.5 | 1.98 | 65 | 51 | 213066815
ACIQ | N4H7T24*K*AAA* | EA*4X37L21A* | *80CSU0802120A* | 24000 | 24400 | 16 | 12.5 | 8.1 | 2.26 | 58 | 42 | 213063622
ACIQ | N4H7T24*K*AAA* | EA*4X37L17A* | *96VTN0601714A* | 23600 | 24200 | 16.5 | 12.5 | 8.1 | 2.2 | 58 | 43 | 213063616
ACIQ | N4H7T24*K*AAA* | EA*4X37L17A* | *96VTN0601412A* | 23600 | 24400 | 16.5 | 12.5 | 8.1 | 2.18 | 58 | 43 | 213063615
ACIQ | N4H7T24*K*AAA* | EA*4X36L21A* | *96CTN1002122A* | 23600 | 24200 | 16 | 12 | 8.1 | 2.2 | 58 | 43 | 213063594
ACIQ | HVH837GKA2*+TSTAT | EA*4X61L24A* | *96VTN1002122A* | 32800 | 46500 | 18 | 11.7 | 8.1 | 1.98 | 65 | 52 | 213066897
ACIQ | HVH837GKA2*+TSTAT | EA*4X61L24A* | *96VSN1002120A* | 32600 | 46500 | 18 | 11.7 | 8.1 | 1.96 | 65 | 52 | 213066895
ACIQ | HVH837GKA2*+TSTAT | EA*4X61L21A* | *96VTN1002120A* | 32600 | 46500 | 17.5 | 11.7 | 8.1 | 1.96 | 66 | 52 | 213066889
ACIQ | HVH837GKA2*+TSTAT | EA*4X61L21A* | *80VTL0701716A* | 32800 | 46500 | 17.5 | 11.7 | 8.1 | 1.96 | 66 | 52 | 213066887
ACIQ | HVH837GKA2*+TSTAT | EA*4X61L21A* | *80VTL0902120A* | 33000 | 47000 | 18 | 11.7 | 8.1 | 1.98 | 65 | 52 | 213066886
ACIQ | HVH837GKA2*+TSTAT | EA*4X61L21A* | *80VSL0902120A* | 33000 | 47000 | 18 | 11.7 | 8.1 | 1.98 | 65 | 52 | 213066885
ACIQ | HVH837GKA2*+TSTAT | EA*4X61L21A* | *80VSL0702120A* | 32800 | 47000 | 17 | 11.7 | 8.1 | 1.96 | 65 | 52 | 213066884
ACIQ | HVH837GKA2*+TSTAT | EA*4X61L21A* | *96VTN1002122A* | 32800 | 46500 | 18 | 11.7 | 8.1 | 1.96 | 65 | 52 | 213066883
ACIQ | HVH837GKA2*+TSTAT | EA*4X61L21A* | *96VSN1002120A* | 32400 | 46000 | 17.5 | 11.7 | 8.1 | 1.96 | 66 | 53 | 213066882
ACIQ | HVH837GKA2*+TSTAT | EA*4X61L21A* | *96VSN0802120A* | 32600 | 46500 | 17.5 | 11.7 | 8.1 | 1.96 | 65 | 52 | 213066881
ACIQ | HVH837GKA2*+TSTAT | EA*4X60L24A* | *80VTL0902120A* | 32200 | 46000 | 17.5 | 11.7 | 8.1 | 1.94 | 66 | 52 | 213066877
ACIQ | HVH837GKA2*+TSTAT | EA*4X60L24A* | *80VSL0902420A* | 32200 | 46000 | 17.5 | 11.7 | 8.1 | 1.96 | 66 | 52 | 213066875
ACIQ | HVH837GKA2*+TSTAT | EA*4X60L24A* | *80VSL0902120A* | 32200 | 46000 | 17.5 | 11.7 | 8.1 | 1.94 | 66 | 52 | 213066874
ACIQ | HVH837GKA2*+TSTAT | EA*4X60L24A* | *96VTN1002122A* | 32400 | 46000 | 18 | 11.7 | 8.1 | 1.96 | 66 | 53 | 213066873
ACIQ | HVH837GKA2*+TSTAT | EA*4X60L24A* | *96VSN1202422A* | 32600 | 46500 | 17.5 | 11.7 | 8.1 | 1.96 | 65 | 52 | 213066872
ACIQ | HVH837GKA2*+TSTAT | EA*4X60L24A* | *96VSN1002120A* | 32200 | 46000 | 17.5 | 11.7 | 8.1 | 1.96 | 66 | 52 | 213066871
ACIQ | HVH837GKA2*+TSTAT | EA*4X43L21A* | *96VTN1002122A* | 32200 | 47500 | 17.5 | 11.7 | 8.5 | 1.98 | 65 | 51 | 213066846
ACIQ | N4H7T24*K*AAA* | EA*4X37L21A* | OMV112K14A | 23600 | 24200 | 16 | 12 | 8.1 | 2.22 | 59 | 43 | 213063648
ACIQ | N4H7T24*K*AAA* | EA*4X37L21A* | OMV098J12* | 23800 | 24400 | 16 | 12.5 | 8.1 | 2.22 | 59 | 43 | 213063647
ACIQ | N4H7T24*K*AAA* | EA*4X37L21A* | OLV098A12* | 23800 | 24400 | 16 | 12.5 | 8.1 | 2.22 | 59 | 43 | 213063646
ACIQ | N4H7T24*K*AAA* | EA*4X37L21A* | *96VTN0601714A* | 23800 | 24400 | 16.5 | 12.5 | 8.1 | 2.22 | 59 | 43 | 213063642
ACIQ | N4H7T24*K*AAA* | EA*4X37L21A* | *96VSN0802120A* | 23800 | 24200 | 17 | 12.5 | 8.1 | 2.26 | 58 | 43 | 213063638
ACIQ | N4H7T24*K*AAA* | EA*4X37L21A* | *97CMN0801714A* | 24000 | 24600 | 17 | 12.5 | 8.1 | 2.24 | 59 | 43 | 213063634
ACIQ | N4H7T24*K*AAA* | EA*4X37L21A* | *95CSU1002122A* | 24000 | 24400 | 17 | 12.5 | 8.1 | 2.26 | 59 | 43 | 213063632
ACIQ | N4H7T24*K*AAA* | EA*4X37L21A* | *95CSU0802120A* | 23600 | 24000 | 17 | 12.5 | 8.1 | 2.24 | 58 | 43 | 213063631
ACIQ | N4H7T24*K*AAA* | EA*4X37L21A* | *80CTL0902120A* | 23800 | 24200 | 16 | 12.5 | 8.1 | 2.24 | 58 | 43 | 213063629
ACIQ | N4H7T24*K*AAA* | EA*4X37L21A* | *80CTL0701716A* | 23600 | 24000 | 16 | 12.5 | 8.1 | 2.24 | 58 | 43 | 213063628
ACIQ | H4H7T36*K*AAA* | EA*4X43L21A* | *96CTN0802120A* | 35400 | 36000 | 16 | 11.7 | 8.1 | 2.14 | 62 | 49 | 213068470
ACIQ | H4H7T36*K*AAA* | EA*4X43L21A* | *97CMN0802120A* | 35400 | 36000 | 16 | 11.7 | 8.1 | 2.14 | 62 | 49 | 213068467
ACIQ | H4H7T36*K*AAA* | EA*4X37L21A* | *97CMN0802120A* | 35400 | 36000 | 16 | 11.7 | 8.1 | 2.14 | 62 | 49 | 213068423
ACIQ | H4H7T48*K*AAA* | FVM4X60***L |  | 46500 | 47000 | 16 | 12 | 8.1 | 2.3 | 62 | 49 | 213067761
ACIQ | N4H7T36*K*AAA* | EA*4X37L21A* | *96VTN0801716A* | 34800 | 35400 | 15.5 | 12 | 8.1 | 2.12 | 61 | 49 | 213063731
ACIQ | N4H7T36*K*AAA* | EA*4X37L21A* | *80CSU0802120A* | 35600 | 36000 | 16 | 12 | 8.1 | 2.16 | 62 | 49 | 213063705
ACIQ | HVH837GKA2*+TSTAT | EN(A,D,W)4X60L24** | *96VTN1002120A* | 32400 | 47500 | 17.5 | 12 | 8.1 | 1.96 | 65 | 51 | 213066996
ACIQ | HVH837GKA2*+TSTAT | EN(A,D,W)4X60L24** | *96VTN0802120A* | 32400 | 47500 | 17.5 | 11.7 | 8.1 | 1.96 | 65 | 51 | 213066995
ACIQ | HVH837GKA2*+TSTAT | EN(A,D,W)4X60L24** | *96VTN1202422A* | 32200 | 47000 | 17.5 | 12 | 8.1 | 1.94 | 65 | 51 | 213066994
ACIQ | HVH837GKA2*+TSTAT | EN(A,D,W)4X60L24** | *80VTL0902120A* | 32200 | 47000 | 17.5 | 12 | 8.1 | 1.94 | 65 | 51 | 213066993
ACIQ | HVH837GKA2*+TSTAT | EN(A,D,W)4X60L24** | *80VSL1102422A* | 32400 | 47000 | 17.5 | 12 | 8.1 | 1.96 | 65 | 51 | 213066992
ACIQ | HVH837GKA2*+TSTAT | EN(A,D,W)4X60L24** | *80VSL0902420A* | 32200 | 47000 | 18 | 12 | 8.1 | 1.96 | 65 | 51 | 213066991
ACIQ | HVH837GKA2*+TSTAT | EN(A,D,W)4X60L24** | *80VSL0902120A* | 32200 | 47000 | 17.5 | 12 | 8.1 | 1.94 | 65 | 51 | 213066990
ACIQ | HVH837GKA2*+TSTAT | EN(A,D,W)4X60L24** | *80VSL0702120A* | 32200 | 47000 | 17 | 12 | 8.1 | 1.94 | 65 | 51 | 213066989
ACIQ | HVH837GKA2*+TSTAT | EN(A,D,W)4X60L24** | *96VTN1002122A* | 32200 | 47000 | 18 | 12 | 8.1 | 1.94 | 65 | 51 | 213066988
ACIQ | HVH837GKA2*+TSTAT | EN(A,D,W)4X60L24** | *96VSN1202422A* | 32200 | 47000 | 17.5 | 12 | 8.1 | 1.94 | 65 | 51 | 213066987
ACIQ | HVH837GKA2*+TSTAT | EN(A,D,W)4X60L24** | *96VSN1002120A* | 32200 | 47000 | 17.5 | 12 | 8.1 | 1.94 | 65 | 51 | 213066986
ACIQ | HVH837GKA2*+TSTAT | EN(A,D,W)4X60L24** | *96VSN0802120A* | 32200 | 47000 | 17.5 | 12 | 8.1 | 1.94 | 65 | 51 | 213066985
ACIQ | HVH837GKA2*+TSTAT | EN(A,D)4X48L24** | *96VTN1002120A* | 32000 | 48000 | 17.5 | 11.7 | 8.1 | 1.94 | 65 | 51 | 213066982
ACIQ | HVH837GKA2*+TSTAT | EN(A,D)4X48L24** | *96VTN0802120A* | 32000 | 48000 | 17.5 | 11.7 | 8.1 | 1.94 | 65 | 51 | 213066981
ACIQ | HVH837GKA2*+TSTAT | EN(A,D)4X48L24** | *96VTN1202422A* | 31800 | 47500 | 17.5 | 11.7 | 8.1 | 1.94 | 65 | 51 | 213066980
ACIQ | HVH837GKA2*+TSTAT | EN(A,D)4X48L24** | *80VTL0902120A* | 31600 | 47500 | 17.5 | 11.7 | 8.1 | 1.94 | 64 | 51 | 213066979
ACIQ | HVH837GKA2*+TSTAT | EN(A,D)4X48L24** | *80VSL1102422A* | 31800 | 47500 | 17.5 | 12 | 8.1 | 1.94 | 64 | 51 | 213066978
ACIQ | HVH837GKA2*+TSTAT | EN(A,D)4X48L24** | *80VSL0902420A* | 31800 | 47500 | 17 | 11.7 | 8.1 | 1.94 | 65 | 51 | 213066977
ACIQ | HVH837GKA2*+TSTAT | EN(A,D)4X48L24** | *80VSL0902120A* | 31600 | 47500 | 17.5 | 11.7 | 8.1 | 1.94 | 64 | 51 | 213066976
ACIQ | HVH837GKA2*+TSTAT | EN(A,D)4X48L24** | *80VSL0702120A* | 31600 | 47500 | 17 | 11.7 | 8.1 | 1.94 | 64 | 51 | 213066975
ACIQ | HVH837GKA2*+TSTAT | EN(A,D)4X48L24** | *96VSN1202422A* | 32000 | 48000 | 17.5 | 11.7 | 8.1 | 1.96 | 65 | 51 | 213066973
ACIQ | HVH837GKA2*+TSTAT | EN(A,D)4X48L24** | *96VSN1002120A* | 31800 | 47500 | 17.5 | 11.7 | 8.1 | 1.94 | 64 | 51 | 213066972
ACIQ | HVH837GKA2*+TSTAT | EN(A,D)4X48L24** | *96VSN0802120A* | 31800 | 47500 | 17.5 | 11.7 | 8.1 | 1.94 | 65 | 51 | 213066971
ACIQ | HVH837GKA2*+TSTAT | EN(A,D,W)4X48L21** | *96VTN1002120A* | 32000 | 48000 | 17.5 | 11.7 | 8.1 | 1.94 | 65 | 51 | 213066966
ACIQ | HVH837GKA2*+TSTAT | EN(A,D,W)4X48L21** | *96VTN0802120A* | 32000 | 48000 | 17.5 | 11.7 | 8.1 | 1.94 | 65 | 51 | 213066965
ACIQ | HVH837GKA2*+TSTAT | EN(A,D,W)4X48L21** | *80VTL0701716A* | 32000 | 48000 | 17.5 | 11.7 | 8.1 | 1.94 | 65 | 51 | 213066964
ACIQ | HVH837GKA2*+TSTAT | EN(A,D,W)4X48L21** | *80VTL0902120A* | 31600 | 47500 | 17.5 | 11.7 | 8.1 | 1.94 | 64 | 51 | 213066963
ACIQ | HVH837GKA2*+TSTAT | EN(A,D,W)4X48L21** | *80VSL0902120A* | 31600 | 47500 | 17.5 | 11.7 | 8.1 | 1.94 | 64 | 51 | 213066962
ACIQ | HVH837GKA2*+TSTAT | EN(A,D,W)4X48L21** | *80VSL0702120A* | 31600 | 47500 | 17 | 11.7 | 8.1 | 1.94 | 64 | 51 | 213066961
ACIQ | HVH837GKA2*+TSTAT | EN(A,D,W)4X48L21** | *80VSL0701716A* | 31800 | 48000 | 17 | 11.7 | 8.1 | 1.94 | 64 | 51 | 213066960
ACIQ | HVH837GKA2*+TSTAT | EN(A,D,W)4X48L21** | *96VTN1002122A* | 32000 | 47500 | 17.5 | 12 | 8.1 | 1.96 | 65 | 51 | 213066959
ACIQ | HVH837GKA2*+TSTAT | EN(A,D,W)4X48L21** | *96VSN1002120A* | 31800 | 47500 | 17.5 | 11.7 | 8.1 | 1.94 | 64 | 51 | 213066958
ACIQ | HVH837GKA2*+TSTAT | EN(A,D,W)4X48L21** | *96VSN0802120A* | 31800 | 47500 | 17.5 | 11.7 | 8.1 | 1.94 | 65 | 51 | 213066957
ACIQ | HVH837GKA2*+TSTAT | EA*4X61L24A* | *96VTN1002120A* | 32800 | 46500 | 18 | 11.7 | 8.1 | 1.96 | 66 | 52 | 213066905
ACIQ | HVH837GKA2*+TSTAT | EA*4X61L24A* | *96VTN0802120A* | 32800 | 47000 | 18 | 11.7 | 8.1 | 1.98 | 65 | 52 | 213066904
ACIQ | HVH837GKA2*+TSTAT | EA*4X61L24A* | *96VTN1202422A* | 32600 | 46500 | 18 | 11.7 | 8.1 | 1.96 | 65 | 52 | 213066903
ACIQ | HVH837GKA2*+TSTAT | EA*4X61L24A* | *80VTL0902120A* | 33000 | 47000 | 18 | 11.7 | 8.1 | 1.98 | 65 | 52 | 213066902
ACIQ | HVH837GKA2*+TSTAT | EA*4X61L24A* | *80VSL0902420A* | 32600 | 46500 | 17.5 | 11.7 | 8.1 | 1.96 | 65 | 52 | 213066900
ACIQ | HVH837GKA2*+TSTAT | EA*4X61L24A* | *80VSL0902120A* | 33000 | 47000 | 18 | 11.7 | 8.1 | 1.98 | 65 | 52 | 213066899
ACIQ | HVH837GKA2*+TSTAT | EA*4X61L24A* | *80VSL0702120A* | 32800 | 47000 | 17 | 11.7 | 8.5 | 1.96 | 65 | 52 | 213066898
ACIQ | H4H7T48*K*AAA* | FVM4X48***L |  | 46000 | 47000 | 16.5 | 12.5 | 8.1 | 2.24 | 62 | 49 | 213068732
ACIQ | N4H7T36*K*AAA* | EA*4X43L21A* | *96VTN0801716A* | 35000 | 35400 | 15.5 | 12 | 8.1 | 2.12 | 61 | 49 | 213063791
ACIQ | N4H7T36*K*AAA* | EA*4X43L21A* | *96VTN0601714A* | 35000 | 36000 | 15.5 | 11.7 | 8.1 | 2.1 | 62 | 49 | 213063790
ACIQ | HVH837GKA2*+TSTAT | EHD4X60AAL | *80VSL1102422A* | 32400 | 46500 | 17 | 11.7 | 8.1 | 1.98 | 65 | 52 | 213067074
ACIQ | HVH837GKA2*+TSTAT | EHD4X60AAL | *96VTN1002122A* | 32600 | 47000 | 17 | 11.7 | 8.1 | 1.98 | 65 | 51 | 213067070
ACIQ | H4H7T24*K*AAA* | EA*4X25L17A* | OMV098J12* | 23800 | 24400 | 16 | 12.5 | 8.1 | 2.22 | 58 | 43 | 213067913
ACIQ | H4H7T24*K*AAA* | EA*4X25L17A* | *96VTN0601412A* | 23800 | 24400 | 16.5 | 12 | 8.1 | 2.2 | 59 | 43 | 213067911
ACIQ | H4H7T24*K*AAA* | EA*4X25L17A* | *96VTN0401410A* | 23800 | 24800 | 16.5 | 12 | 8.1 | 2.18 | 58 | 43 | 213067910
ACIQ | N4H7T36*K*AAA* | FVM4X48***L |  | 35200 | 35000 | 16.5 | 12.5 | 8.1 | 2.18 | 61 | 48 | 213063886
ACIQ | N4H7T36*K*AAA* | EA*4X48L24A* | *96CTN0802120A* | 34800 | 35600 | 16 | 11.7 | 8.1 | 2.14 | 61 | 49 | 213063848
ACIQ | N4H7T36*K*AAA* | EA*4X48L24A* | *97CMN0802120A* | 34800 | 35600 | 16 | 11.7 | 8.1 | 2.14 | 61 | 49 | 213063843
ACIQ | R4H5S30*K*AAA* | EA*4X37L21A* | *80ESU0802120A | 28800 | 28600 | 15.2 | 12.5 | 8.1 | 2.14 | 61 | 47 | 213065589
ACIQ | N4H5S30*K*AAA* | EA*4X37L21A* | *80ESU0802120A | 28800 | 28600 | 15.2 | 12.5 | 8.1 | 2.14 | 61 | 47 | 213065588
ACIQ | H4H5S30*K*AAA* | EA*4X37L21A* | *80ESU0802120A | 28800 | 28600 | 15.2 | 12.5 | 8.1 | 2.14 | 61 | 47 | 213065587
ACIQ | H4H7T24*K*AAA* | EA*4X37L21A* | *80CSU0802120A* | 24000 | 24400 | 16 | 12.5 | 8.1 | 2.26 | 58 | 42 | 213067986
ACIQ | H4H7T24*K*AAA* | EA*4X37L17A* | *96VTN0601714A* | 23600 | 24200 | 16.5 | 12.5 | 8.1 | 2.2 | 58 | 43 | 213067980
ACIQ | H4H7T24*K*AAA* | EA*4X37L17A* | *96VTN0601412A* | 23600 | 24400 | 16.5 | 12.5 | 8.1 | 2.18 | 58 | 43 | 213067979
ACIQ | H4H7T24*K*AAA* | EA*4X36L21A* | *96CTN1002122A* | 23600 | 24200 | 16 | 12 | 8.1 | 2.2 | 58 | 43 | 213067958
ACIQ | N4H7T60*K*AAA* | EA*4X61L21A* | *96VTN1002122A* | 55500 | 59000 | 15.5 | 11.7 | 8.1 | 2.18 | 63 | 51 | 213063981
ACIQ | N4H7T48*K*AAA* | FVM4X48***L |  | 46000 | 47000 | 16.5 | 12.5 | 8.1 | 2.24 | 62 | 49 | 213063953
MORTEX | YH2F42TB21 | 98-887+TXV+TDR+E30B5D |  | 39500 | 36400 | 15.2 | 12 | 8.1 | 2.36 | 70 | 58 | 214660571
SUMMIT | 4HP17L18P-**A | C/SEHX-19-**-ED-1C80+CF019SCF2B+TXV+TDR |  | 17400 | 15800 | 16 | 13 | 8.1 | 2.3 | 67 | 51 | 212924860
SUMMIT | 4HP17L36P-**A | C/SEHX-37-**-ED-1C81+CF037SEF2B+TXV+TDR |  | 33800 | 30800 | 16 | 13 | 8.5 | 2.6 | 73 | 58 | 212924841
SUMMIT | 4HP17L30P-**A | AHW*-XX-9CLI+TXV+TDR |  | 28600 | 25600 | 15.8 | 13 | 8.5 | 2.62 | 70 | 55 | 212924840
SUMMIT | 4HP17L36P-**A | AHW*-XX-9CLI+TXV+TDR |  | 33800 | 30800 | 16 | 13 | 8.5 | 2.48 | 73 | 58 | 212924839
SUMMIT | 4HP17L24P-**A | C/SEHX-25-**-ED-1C81+CF025SDF2B+TXV+TDR |  | 23000 | 20000 | 15.6 | 13 | 8.1 | 2.38 | 68 | 52 | 213355338
SUMMIT | 4HP17L30P-**A | C/SEHX-35-**-ED-1C81+CF035SGF2B+TXV+TDR |  | 28000 | 25600 | 15.8 | 12.5 | 8.3 | 2.38 | 65 | 49 | 213239341
MORTEX | HRG1536S1R-**A | 97-985+TXV+TDR+E30B4D |  | 35000 | 30800 | 15.8 | 13 | 8.1 | 2.26 | 72 | 56 | 213213723
SUMMIT | 4HP17L18P-**A | AHW*-XX-1CLM+TDR |  | 17400 | 15000 | 16 | 13 | 8.1 | 2.32 | 71 | 53 | 214392114
SUMMIT | 4HP17L18P-**A | C/SEHX-18-**-ED-1C80+CF018SCF2B+TXV+TDR |  | 17000 | 15000 | 16 | 13 | 8.1 | 2.2 | 72 | 55 | 214320262
SUMMIT | 4HP17L24P-**A | C/SEHX-24-**-ED-1C80+CF024SCF2B+TXV+TDR |  | 22200 | 20000 | 16 | 13 | 8.1 | 2.26 | 66 | 50 | 214320261
SUMMIT | 4HP17L30P-**A | C/SEHX-31-**-ED-1C81+CF031SDF2B+TXV+TDR |  | 28000 | 25600 | 15.8 | 13 | 8.5 | 2.58 | 70 | 55 | 214320260
GOODMAN | GSZC702410A* | CHPTA2426*4A* | G*VS960603BUA* | 23600 | 23200 | 17.2 | 12.5 | 8.1 | 1.9 | 60 |  | 211641738
GOODMAN | GSZC702410A* | CAPTA3626*4A* | G*VS960805CUA* | 23600 | 23200 | 17.2 | 12.5 | 8.2 | 2 | 60 |  | 211641737
GOODMAN | GSZC702410A* | CHPTA2426*4A* | G*VS960805CUA* | 23600 | 23200 | 17.2 | 12.5 | 8.1 | 1.9 | 60 |  | 211641736
DAIKIN | DZ7TCA3610A* | CAPTA4230*4A* | D*80SC0805CUA* | 34800 | 34000 | 17.2 | 12.5 | 8.1 | 2 | 62 |  | 211641961
DAIKIN | DZ7TCA2410A* | CAPTA3626*4A*+MBVC1200**-1A* |  | 24000 | 23200 | 17.2 | 12.5 | 8.2 | 2 | 60 |  | 211641735
DAIKIN | DZ7TCA2410A* | CHPTA2426*4A*+MBVC1200**-1A* |  | 23600 | 23200 | 17.2 | 12.5 | 8.1 | 1.9 | 60 |  | 211641734
GOODMAN | GSZC702410A* | CAPTA3626*4A*+MBVC1201**-1A* |  | 24000 | 23200 | 17.2 | 12.5 | 8.2 | 2 | 60 |  | 211641733
GOODMAN | GSZC702410A* | CHPTA2426*4A*+MBVC1201**-1A* |  | 23600 | 23200 | 17.2 | 12.5 | 8.1 | 1.9 | 60 |  | 211641732
GOODMAN | GSZC702410A* | CHPTA2426*4A*+MBVC1601**-1A* |  | 23600 | 23000 | 17.2 | 12.5 | 8.1 | 1.9 | 61 |  | 211641728
GOODMAN | GSZC702410A* | CAPTA3626*4A*+MBVC1601**-1A* |  | 24000 | 23200 | 17.2 | 12.5 | 8.2 | 2 | 60 |  | 211641729
DAIKIN | DZ7TCA2410A* | CAPTA3626*4A*+MBVC1600**-1A* |  | 24000 | 23200 | 17.2 | 12.5 | 8.2 | 2 | 60 |  | 211641731
DAIKIN | DZ7TCA2410A* | CHPTA2426*4A*+MBVC1600**-1A* |  | 23600 | 23000 | 17.2 | 12.5 | 8.1 | 1.9 | 61 |  | 211641730
AMANA | ASZC706010A* | AMVT60DP1400A* |  | 56000 | 57000 | 16.2 | 11.7 | 8.2 | 1.9 | 67 |  | 211641727
AMANA | ASZC704810A* | AMVT60DP1400A* |  | 46500 | 48500 | 17.2 | 12 | 8.2 | 2 | 64 |  | 211641726
AMANA | ASZC703610A* | AMVT42CP1400A* |  | 34800 | 34000 | 17.2 | 12.5 | 8.1 | 2 | 62 |  | 211641725
AMANA | ASZC702410A* | AMVT30BP1400A* |  | 23800 | 23200 | 17.2 | 12.5 | 8.2 | 2 | 60 |  | 211641724
GOODMAN | GSZC706010A* | AMVT60DP1400A* |  | 56000 | 57000 | 16.2 | 11.7 | 8.2 | 1.9 | 67 |  | 211641723
GOODMAN | GSZC704810A* | AMVT60DP1400A* |  | 46500 | 48500 | 17.2 | 12 | 8.2 | 2 | 64 |  | 211641721
DAIKIN | DZ7TCA6010A* | DMVT60DP1400A* |  | 56000 | 57000 | 16.2 | 11.7 | 8.2 | 1.9 | 67 |  | 211641722
DAIKIN | DZ7TCA3610A* | DMVT42CP1400A* |  | 34800 | 34000 | 17.2 | 12.5 | 8.1 | 2 | 62 |  | 211641718
DAIKIN | DZ7TCA4810A* | DMVT60DP1400A* |  | 46500 | 48500 | 17.2 | 12 | 8.2 | 2 | 64 |  | 211641720
GOODMAN | GSZC703610A* | AMVT42CP1400A* |  | 34800 | 34000 | 17.2 | 12.5 | 8.1 | 2 | 62 |  | 211641719
GOODMAN | GSZC702410A* | AMVT30BP1400A* |  | 23800 | 23200 | 17.2 | 12.5 | 8.2 | 2 | 60 |  | 211641717
DAIKIN | DZ7TCA2410A* | DMVT30BP1400A* |  | 23800 | 23200 | 17.2 | 12.5 | 8.2 | 2 | 60 |  | 211641716
DAIKIN | DZ7TCA3610A* | CHPTA3630*4A* | D*80SC0805CUA* | 34600 | 33800 | 17.2 | 12.5 | 8.1 | 1.9 | 62 |  | 211641960
DAIKIN | DZ7TCA3610A* | CAPTA4230*4A* | D*96SC0603BUA* | 34800 | 34000 | 17.2 | 12.5 | 8.1 | 2 | 62 |  | 211641959
AMANA | ASZC706010A* | CAPT4961*4A* | A*VC800805C*A* | 55000 | 57000 | 15.2 | 11.7 | 8.1 | 1.9 | 67 |  | 211642094
AMANA | ASZC706010A* | CAPT4961*4A* | A*VC800805D*A* | 55000 | 57000 | 15.2 | 11.7 | 8.2 | 1.9 | 67 |  | 211642092
AMANA | ASZC706010A* | CAPT4961*4A* | A*VC801005C*A* | 55000 | 57000 | 15.2 | 11.7 | 8.1 | 1.9 | 67 |  | 211642090
AMANA | ASZC706010A* | CAPT4961*4A* | A*VS800805CUA* | 55000 | 57000 | 15.2 | 11.7 | 8.1 | 1.9 | 67 |  | 211642081
DAIKIN | DZ7TCA3610A* | CHPTA3630*4A* | D*96SC0603BUA* | 34400 | 33800 | 17.2 | 12.5 | 8.1 | 1.9 | 62 |  | 211641958
AMANA | ASZC706010A* | CAPT4961*4A*+MBVC2001**-1A* |  | 56000 | 57000 | 16.2 | 11.7 | 8.2 | 1.9 | 67 |  | 211642077
AMANA | ASZC706010A* | CHPT4860D4A*+MBVC2001**-1A* |  | 54500 | 57000 | 15.2 | 11.7 | 8.1 | 1.8 | 67 |  | 211642076
AMANA | ASZC704810A* | CAPT4961*4A* | A*VC800804C*A* | 46500 | 47500 | 17.2 | 12 | 8.2 | 2 | 65 |  | 211642075
AMANA | ASZC704810A* | CAPT4961*4A* | A*VC800805C*A* | 46500 | 47500 | 17.2 | 12 | 8.2 | 2 | 65 |  | 211642073
AMANA | ASZC704810A* | CHPT4860D4A* | A*VC800804C*A* | 46000 | 47000 | 16.5 | 12 | 8.1 | 1.8 | 66 |  | 211642074
AMANA | ASZC704810A* | CHPT4860D4A* | A*VC800805C*A* | 46000 | 47000 | 16.5 | 12 | 8.1 | 1.8 | 66 |  | 211642072
AMANA | ASZC704810A* | CAPT4961*4A* | A*VC800805D*A* | 46500 | 47500 | 17.2 | 12 | 8.2 | 2 | 65 |  | 211642071
AMANA | ASZC704810A* | CHPT4860D4A* | A*VC800805D*A* | 46000 | 47000 | 16.5 | 12 | 8.2 | 1.8 | 66 |  | 211642070
AMANA | ASZC704810A* | CHPT4860D4A* | A*VC960804CNB* | 46000 | 47000 | 16.5 | 12 | 8.1 | 1.8 | 66 |  | 211642066
AMANA | ASZC704810A* | CAPT4961*4A* | A*VC801005C*A* | 46500 | 47500 | 17.2 | 12 | 8.2 | 2 | 65 |  | 211642069
AMANA | ASZC704810A* | CHPT4860D4A* | A*VC801005C*A* | 46000 | 47000 | 16.5 | 12 | 8.1 | 1.8 | 66 |  | 211642068
AMANA | ASZC704810A* | CAPT4961*4A* | A*VC960804CNB* | 46500 | 47500 | 16.5 | 12 | 8.2 | 2 | 65 |  | 211642067
AMANA | ASZC704810A* | CAPT4961*4A* | A*VC961005CNB* | 46500 | 47500 | 16.5 | 12 | 8.2 | 2 | 65 |  | 211642065
AMANA | ASZC704810A* | CHPT4860D4A* | A*VC961005CNB* | 46000 | 47000 | 16.5 | 12 | 8.1 | 1.8 | 66 |  | 211642064
AMANA | ASZC704810A* | CAPT4961*4A* | A*VC961205DNB* | 46500 | 48000 | 17.2 | 12 | 8.2 | 2 | 65 |  | 211642063
AMANA | ASZC704810A* | CHPT4860D4A* | A*VC961205DNB* | 46000 | 47500 | 16.5 | 12 | 8.2 | 1.8 | 65 |  | 211642062
AMANA | ASZC704810A* | CAPT4961*4A* | A*VM970804CNB* | 46500 | 47500 | 16.5 | 12 | 8.2 | 2 | 65 |  | 211642061
AMANA | ASZC704810A* | CHPT4860D4A* | A*VM970804CNB* | 46000 | 47000 | 16.5 | 12 | 8.1 | 1.8 | 66 |  | 211642060
AMANA | ASZC704810A* | CHPT4860D4A* | A*VM971005CNB* | 46000 | 47000 | 16.5 | 12 | 8.1 | 1.8 | 66 |  | 211642058
AMANA | ASZC704810A* | CAPT4961*4A* | A*VM971005CNB* | 46500 | 47500 | 16.5 | 12 | 8.2 | 2 | 65 |  | 211642059
AMANA | ASZC704810A* | CAPT4961*4A* | A*VM971205DNB* | 46500 | 48000 | 17.2 | 12 | 8.2 | 2 | 65 |  | 211642057
AMANA | ASZC704810A* | CHPT4860D4A* | A*VM971205DNB* | 46000 | 47500 | 16.5 | 12 | 8.1 | 1.8 | 65 |  | 211642056
AMANA | ASZC704810A* | CAPT4961*4A* | A*VS800805CUA* | 46500 | 47500 | 17.2 | 12 | 8.2 | 2 | 65 |  | 211642055
AMANA | ASZC704810A* | CHPT4860D4A* | A*VS800805CUA* | 46000 | 47000 | 16.5 | 12 | 8.1 | 1.8 | 66 |  | 211642054
AMANA | ASZC704810A* | CAPT4961*4A* | A*VS960805CUA* | 46500 | 47500 | 16.5 | 12 | 8.2 | 2 | 65 |  | 211642053
AMANA | ASZC704810A* | CAPT4961*4A*+MBVC1601**-1A* |  | 47000 | 48000 | 17.2 | 12 | 8.2 | 2 | 65 |  | 211642051
AMANA | ASZC704810A* | CHPT4860D4A*+MBVC1601**-1A* |  | 46500 | 48000 | 17.2 | 12 | 8.1 | 1.8 | 65 |  | 211642050
AMANA | ASZC704810A* | CHPT4860D4A* | A*VS960805CUA* | 46000 | 47000 | 16.5 | 12 | 8.1 | 1.8 | 66 |  | 211642052
AMANA | ASZC704810A* | CAPT4961*4A*+MBVC2001**-1A* |  | 47000 | 48000 | 17.2 | 12.5 | 8.2 | 2 | 65 |  | 211642049
AMANA | ASZC704810A* | CHPT4860D4A*+MBVC2001**-1A* |  | 46500 | 48000 | 17.2 | 12 | 8.2 | 1.8 | 65 |  | 211642048
AMANA | ASZC703610A* | CAPTA4230*4A* | A*VC800603B*A* | 34600 | 34000 | 17.2 | 12.5 | 8.1 | 2 | 62 |  | 211642047
AMANA | ASZC703610A* | CHPTA3630*4A* | A*VC800603B*A* | 34600 | 33800 | 17.2 | 12.5 | 8.1 | 1.9 | 62 |  | 211642046
AMANA | ASZC703610A* | CAPTA4230*4A* | A*VC800604B*A* | 34600 | 34000 | 17.2 | 12.5 | 8.1 | 2 | 62 |  | 211642045
AMANA | ASZC703610A* | CAPTA4230*4A* | A*VC800803B*A* | 34600 | 34000 | 17.2 | 12.5 | 8.1 | 2 | 62 |  | 211642043
AMANA | ASZC703610A* | CHPTA3630*4A* | A*VC800604B*A* | 34600 | 33800 | 17.2 | 12.5 | 8.1 | 1.9 | 62 |  | 211642044
AMANA | ASZC703610A* | CAPTA4230*4A* | A*VC800804C*A* | 34800 | 34000 | 17.2 | 12.5 | 8.1 | 2 | 62 |  | 211642041
AMANA | ASZC703610A* | CHPTA3630*4A* | A*VC800803B*A* | 34600 | 33800 | 17.2 | 12.5 | 8.1 | 1.9 | 62 |  | 211642042
AMANA | ASZC703610A* | CAPTA4230*4A* | A*VC800805C*A* | 34800 | 34000 | 17.2 | 12.5 | 8.1 | 2 | 62 |  | 211642039
AMANA | ASZC703610A* | CHPTA3630*4A* | A*VC800804C*A* | 34600 | 33800 | 17.2 | 12.5 | 8.1 | 1.9 | 62 |  | 211642040
AMANA | ASZC703610A* | CAPTA4230*4A* | A*VC800805D*A* | 34800 | 34000 | 17.2 | 12.5 | 8.1 | 2 | 62 |  | 211642037
AMANA | ASZC703610A* | CHPTA3630*4A* | A*VC800805C*A* | 34600 | 33800 | 17.2 | 12.5 | 8.1 | 1.9 | 62 |  | 211642038
AMANA | ASZC703610A* | CAPTA4230*4A* | A*VC801005C*A* | 34800 | 34000 | 17.2 | 12.5 | 8.1 | 2 | 62 |  | 211642036
AMANA | ASZC703610A* | CAPTA4230*4A* | A*VC960403BNB* | 34800 | 34000 | 17.2 | 12.5 | 8.1 | 2 | 62 |  | 211642034
AMANA | ASZC703610A* | CHPTA3630*4A* | A*VC801005C*A* | 34600 | 33800 | 17.2 | 12.5 | 8.1 | 1.9 | 62 |  | 211642035
AMANA | ASZC703610A* | CHPTA3630*4A* | A*VC960403BNB* | 34400 | 33800 | 17.2 | 12.5 | 8.1 | 1.9 | 62 |  | 211642033
AMANA | ASZC703610A* | CAPTA4230*4A* | A*VC960603BNB* | 34800 | 34000 | 17.2 | 12.5 | 8.1 | 2 | 62 |  | 211642032
AMANA | ASZC703610A* | CHPTA3630*4A* | A*VC960603BNB* | 34400 | 33800 | 17.2 | 12.5 | 8.1 | 1.9 | 62 |  | 211642031
AMANA | ASZC703610A* | CAPTA4230*4A* | A*VC960803BNB* | 34800 | 34000 | 17.2 | 12.5 | 8.1 | 2 | 62 |  | 211642030
AMANA | ASZC703610A* | CHPTA3630*4A* | A*VC960803BNB* | 34400 | 33800 | 17.2 | 12.5 | 8.1 | 1.9 | 62 |  | 211642029
AMANA | ASZC703610A* | CAPTA4230*4A* | A*VC960804CNB* | 34800 | 34000 | 17.2 | 12.5 | 8.1 | 2 | 62 |  | 211642028
AMANA | ASZC703610A* | CAPTA4230*4A* | A*VC961005CNB* | 34800 | 34000 | 17.2 | 12.5 | 8.1 | 2 | 62 |  | 211642026
AMANA | ASZC703610A* | CHPTA3630*4A* | A*VC960804CNB* | 34600 | 33800 | 17.2 | 12.5 | 8.1 | 1.9 | 62 |  | 211642027
AMANA | ASZC703610A* | CHPTA3630*4A* | A*VC961005CNB* | 34600 | 33800 | 17.2 | 12.5 | 8.1 | 1.9 | 62 |  | 211642025
AMANA | ASZC703610A* | CAPTA4230*4A* | A*VM970603BNB* | 34800 | 34000 | 17.2 | 12.5 | 8.1 | 2 | 62 |  | 211642024
AMANA | ASZC703610A* | CHPTA3630*4A* | A*VM970603BNB* | 34400 | 33800 | 17.2 | 12.5 | 8.1 | 1.9 | 62 |  | 211642023
AMANA | ASZC703610A* | CHPTA3630*4A* | A*VM970803BNB* | 34400 | 33800 | 17.2 | 12.5 | 8.1 | 1.9 | 62 |  | 211642021
AMANA | ASZC703610A* | CAPTA4230*4A* | A*VM970803BNB* | 34800 | 34000 | 17.2 | 12.5 | 8.1 | 2 | 62 |  | 211642022
AMANA | ASZC703610A* | CAPTA4230*4A* | A*VM970804CNB* | 34800 | 34000 | 17.2 | 12.5 | 8.1 | 2 | 62 |  | 211642020
AMANA | ASZC703610A* | CAPTA4230*4A* | A*VM971005CNB* | 34800 | 34000 | 17.2 | 12.5 | 8.1 | 2 | 62 |  | 211642018
AMANA | ASZC703610A* | CHPTA3630*4A* | A*VM970804CNB* | 34600 | 33800 | 17.2 | 12.5 | 8.1 | 1.9 | 62 |  | 211642019
AMANA | ASZC703610A* | CHPTA3630*4A* | A*VM971005CNB* | 34600 | 33800 | 17.2 | 12.5 | 8.1 | 1.9 | 62 |  | 211642017
AMANA | ASZC703610A* | CAPTA4230*4A* | A*VS800805CUA* | 34800 | 34000 | 17.2 | 12.5 | 8.1 | 2 | 62 |  | 211642014
AMANA | ASZC703610A* | CHPTA3630*4A* | A*VS800604BUA* | 34600 | 33800 | 17.2 | 12.5 | 8.1 | 1.9 | 62 |  | 211642015
AMANA | ASZC703610A* | CAPTA4230*4A* | A*VS800604BUA* | 34600 | 34000 | 17.2 | 12.5 | 8.1 | 2 | 62 |  | 211642016
AMANA | ASZC703610A* | CHPTA3630*4A* | A*VS960603BUA* | 34400 | 33800 | 17.2 | 12.5 | 8.1 | 1.9 | 62 |  | 211642011
AMANA | ASZC703610A* | CHPTA3630*4A* | A*VS800805CUA* | 34600 | 33800 | 17.2 | 12.5 | 8.1 | 1.9 | 62 |  | 211642013
AMANA | ASZC703610A* | CAPTA4230*4A* | A*VS960603BUA* | 34800 | 34000 | 17.2 | 12.5 | 8.1 | 2 | 62 |  | 211642012
AMANA | ASZC703610A* | CAPTA4230*4A* | A*VS960805CUA* | 34800 | 34000 | 17.2 | 12.5 | 8.1 | 2 | 62 |  | 211642010
AMANA | ASZC703610A* | CHPTA3630*4A* | A*VS960805CUA* | 34600 | 33800 | 17.2 | 12.5 | 8.1 | 1.9 | 62 |  | 211642009
AMANA | ASZC703610A* | CHPTA3630*4A*+MBVC1601**-1A* |  | 34800 | 33800 | 17.2 | 12.5 | 8.2 | 1.9 | 62 |  | 211642007
AMANA | ASZC703610A* | CAPTA4230*4A*+MBVC1601**-1A* |  | 34800 | 34000 | 17.2 | 12.5 | 8.2 | 2 | 62 |  | 211642008
AMANA | ASZC702410A* | CAPTA3626*4A* | A*VC800603B*A* | 23600 | 23200 | 17.2 | 12.5 | 8.2 | 2 | 60 |  | 211642005
AMANA | ASZC703610A* | CAPTA4230*4A*+MBVC2001**-1A* |  | 34800 | 34000 | 17.2 | 12.5 | 8.2 | 2 | 62 |  | 211642006
AMANA | ASZC702410A* | CHPTA2426*4A* | A*VC800603B*A* | 23600 | 23200 | 17.2 | 12.5 | 8.1 | 1.9 | 60 |  | 211642004
AMANA | ASZC702410A* | CAPTA3626*4A* | A*VC800604B*A* | 23600 | 23200 | 17.2 | 12.5 | 8.2 | 2 | 60 |  | 211642003
AMANA | ASZC702410A* | CHPTA2426*4A* | A*VC800604B*A* | 23600 | 23200 | 17.2 | 12.5 | 8.1 | 1.9 | 60 |  | 211642002
AMANA | ASZC702410A* | CAPTA3626*4A* | A*VC800803B*A* | 23600 | 23200 | 17.2 | 12.5 | 8.2 | 2 | 60 |  | 211642001
AMANA | ASZC702410A* | CHPTA2426*4A* | A*VC800803B*A* | 23600 | 23200 | 17.2 | 12.5 | 8.1 | 1.9 | 60 |  | 211642000
AMANA | ASZC702410A* | CAPTA3626*4A* | A*VC800804C*A* | 23600 | 23200 | 17.2 | 12.5 | 8.2 | 2 | 60 |  | 211641999
AMANA | ASZC702410A* | CHPTA2426*4A* | A*VC800804C*A* | 23600 | 23200 | 17.2 | 12.5 | 8.1 | 1.9 | 60 |  | 211641998
AMANA | ASZC702410A* | CAPTA3626*4A* | A*VC960403BNB* | 23600 | 23200 | 17.2 | 12.5 | 8.2 | 2 | 60 |  | 211641997
AMANA | ASZC702410A* | CHPTA2426*4A* | A*VC960403BNB* | 23600 | 23200 | 17.2 | 12.5 | 8.1 | 1.9 | 60 |  | 211641996
AMANA | ASZC702410A* | CAPTA3626*4A* | A*VC960603BNB* | 23600 | 23200 | 17.2 | 12.5 | 8.2 | 2 | 60 |  | 211641995
AMANA | ASZC702410A* | CHPTA2426*4A* | A*VC960603BNB* | 23600 | 23200 | 17.2 | 12.5 | 8.1 | 1.9 | 60 |  | 211641994
AMANA | ASZC702410A* | CAPTA3626*4A* | A*VC960803BNB* | 23600 | 23200 | 17.2 | 12.5 | 8.2 | 2 | 60 |  | 211641993
AMANA | ASZC702410A* | CHPTA2426*4A* | A*VC960803BNB* | 23600 | 23200 | 17.2 | 12.5 | 8.1 | 1.9 | 60 |  | 211641992
GOODMAN | GSZC703610A* | CAPTA4230*4A* | G*VM971005CNB* | 34800 | 34000 | 17.2 | 12.5 | 8.1 | 2 | 62 |  | 211641803
GOODMAN | GSZC703610A* | CHPTA3630*4A* | G*VS960603BUA* | 34400 | 33800 | 17.2 | 12.5 | 8.1 | 1.9 | 62 |  | 211641796
GOODMAN | GSZC703610A* | CAPTA4230*4A* | G*VS960603BUA* | 34800 | 34000 | 17.2 | 12.5 | 8.1 | 2 | 62 |  | 211641797
GOODMAN | GSZC703610A* | CHPTA3630*4A* | G*VS960805CUA* | 34600 | 33800 | 17.2 | 12.5 | 8.1 | 1.9 | 62 |  | 211641794
GOODMAN | GSZC703610A* | CHPTA3630*4A* | G*VS800604BUA* | 34600 | 33800 | 17.2 | 12.5 | 8.1 | 1.9 | 62 |  | 211641800
GOODMAN | GSZC703610A* | CHPTA3630*4A* | G*VS800805CUA* | 34600 | 33800 | 17.2 | 12.5 | 8.1 | 1.9 | 62 |  | 211641798
GOODMAN | GSZC703610A* | CAPTA4230*4A* | G*VS800805CUA* | 34800 | 34000 | 17.2 | 12.5 | 8.1 | 2 | 62 |  | 211641799
GOODMAN | GSZC703610A* | CAPTA4230*4A*+MBVC1601**-1A* |  | 34800 | 34000 | 17.2 | 12.5 | 8.2 | 2 | 62 |  | 211641791
GOODMAN | GSZC703610A* | CAPTA4230*4A* | G*VS960805CUA* | 34800 | 34000 | 17.2 | 12.5 | 8.1 | 2 | 62 |  | 211641795
DAIKIN | DZ7TCA3610A* | CAPTA4230*4A*+MBVC1600**-1A* |  | 34800 | 34000 | 17.2 | 12.5 | 8.2 | 2 | 62 |  | 211641793
DAIKIN | DZ7TCA3610A* | CHPTA3630*4A*+MBVC1600**-1A* |  | 34800 | 33800 | 17.2 | 12.5 | 8.2 | 1.9 | 62 |  | 211641792
GOODMAN | GSZC703610A* | CHPTA3630*4A*+MBVC1601**-1A* |  | 34800 | 33800 | 17.2 | 12.5 | 8.2 | 1.9 | 62 |  | 211641790
DAIKIN | DZ7TCA2410A* | CHPTA2426*4A* | D*97MC0603BNA* | 23600 | 23200 | 17.2 | 12.5 | 8.1 | 1.9 | 60 |  | 211641786
GOODMAN | GSZC703610A* | CAPTA4230*4A*+MBVC2001**-1A* |  | 34800 | 34000 | 17.2 | 12.5 | 8.2 | 2 | 62 |  | 211641788
DAIKIN | DZ7TCA3610A* | CAPTA4230*4A*+MBVC2000**-1A* |  | 34800 | 34000 | 17.2 | 12.5 | 8.2 | 2 | 62 |  | 211641789
DAIKIN | DZ7TCA3610A* | CAPTA4230*4A* | D*80SC0604BUA* | 34600 | 34000 | 17.2 | 12.5 | 8.1 | 2 | 62 |  | 211641963
DAIKIN | DZ7TCA2410A* | CAPTA3626*4A* | D*97MC0603BNA* | 23600 | 23200 | 17.2 | 12.5 | 8.2 | 2 | 60 |  | 211641787
DAIKIN | DZ7TCA2410A* | CAPTA3626*4A* | D*97MC0803BNA* | 23600 | 23200 | 17.2 | 12.5 | 8.2 | 2 | 60 |  | 211641785
DAIKIN | DZ7TCA2410A* | CHPTA2426*4A* | D*97MC0804CNA* | 23600 | 23200 | 17.2 | 12.5 | 8.1 | 1.9 | 60 |  | 211641782
DAIKIN | DZ7TCA2410A* | CHPTA2426*4A* | D*97MC0803BNA* | 23600 | 23200 | 17.2 | 12.5 | 8.1 | 1.9 | 60 |  | 211641784
DAIKIN | DZ7TCA2410A* | CAPTA3626*4A* | D*97MC0804CNA* | 23600 | 23200 | 17.2 | 12.5 | 8.2 | 2 | 60 |  | 211641783
GOODMAN | GSZC702410A* | CAPTA3626*4A* | G*VC800603B*A* | 23600 | 23200 | 17.2 | 12.5 | 8.2 | 2 | 60 |  | 211641781
GOODMAN | GSZC702410A* | CHPTA2426*4A* | G*VC800603B*A* | 23600 | 23200 | 17.2 | 12.5 | 8.1 | 1.9 | 60 |  | 211641780
GOODMAN | GSZC702410A* | CAPTA3626*4A* | G*VC800803B*A* | 23600 | 23200 | 17.2 | 12.5 | 8.2 | 2 | 60 |  | 211641777
GOODMAN | GSZC702410A* | CAPTA3626*4A* | G*VC800604B*A* | 23600 | 23200 | 17.2 | 12.5 | 8.2 | 2 | 60 |  | 211641779
GOODMAN | GSZC702410A* | CHPTA2426*4A* | G*VC800803B*A* | 23600 | 23200 | 17.2 | 12.5 | 8.1 | 1.9 | 60 |  | 211641776
GOODMAN | GSZC702410A* | CHPTA2426*4A* | G*VC800604B*A* | 23600 | 23200 | 17.2 | 12.5 | 8.1 | 1.9 | 60 |  | 211641778
DAIKIN | DZ7TCA2410A* | CAPTA3626*4A* | D*80VC0603B*A* | 23600 | 23200 | 17.2 | 12.5 | 8.2 | 2 | 60 |  | 211641773
DAIKIN | DZ7TCA2410A* | CHPTA2426*4A* | D*80VC0603B*A* | 23600 | 23200 | 17.2 | 12.5 | 8.1 | 1.9 | 60 |  | 211641772
GOODMAN | GSZC702410A* | CAPTA3626*4A* | G*VC800804C*A* | 23600 | 23200 | 17.2 | 12.5 | 8.2 | 2 | 60 |  | 211641775
GOODMAN | GSZC702410A* | CHPTA2426*4A* | G*VC800804C*A* | 23600 | 23200 | 17.2 | 12.5 | 8.1 | 1.9 | 60 |  | 211641774
DAIKIN | DZ7TCA2410A* | CHPTA2426*4A* | D*80VC0604B*A* | 23600 | 23200 | 17.2 | 12.5 | 8.1 | 1.9 | 60 |  | 211641770
DAIKIN | DZ7TCA2410A* | CAPTA3626*4A* | D*80VC0604B*A* | 23600 | 23200 | 17.2 | 12.5 | 8.2 | 2 | 60 |  | 211641771
DAIKIN | DZ7TCA2410A* | CAPTA3626*4A* | D*80VC0803B*A* | 23600 | 23200 | 17.2 | 12.5 | 8.2 | 2 | 60 |  | 211641769
DAIKIN | DZ7TCA2410A* | CHPTA2426*4A* | D*80VC0803B*A* | 23600 | 23200 | 17.2 | 12.5 | 8.1 | 1.9 | 60 |  | 211641768
DAIKIN | DZ7TCA2410A* | CAPTA3626*4A* | D*80VC0804C*A* | 23600 | 23200 | 17.2 | 12.5 | 8.2 | 2 | 60 |  | 211641767
DAIKIN | DZ7TCA2410A* | CHPTA2426*4A* | D*80VC0804C*A* | 23600 | 23200 | 17.2 | 12.5 | 8.1 | 1.9 | 60 |  | 211641766
DAIKIN | DZ7TCA2410A* | CAPTA3626*4A* | D*96VC0403BNA* | 23600 | 23200 | 17.2 | 12.5 | 8.2 | 2 | 60 |  | 211641765
GOODMAN | GSZC702410A* | CAPTA3626*4A* | G*VC960403BNB* | 23600 | 23200 | 17.2 | 12.5 | 8.2 | 2 | 60 |  | 211641763
DAIKIN | DZ7TCA2410A* | CHPTA2426*4A* | D*96VC0403BNA* | 23600 | 23200 | 17.2 | 12.5 | 8.1 | 1.9 | 60 |  | 211641764
GOODMAN | GSZC702410A* | CHPTA2426*4A* | G*VC960403BNB* | 23600 | 23200 | 17.2 | 12.5 | 8.1 | 1.9 | 60 |  | 211641762
DAIKIN | DZ7TCA2410A* | CHPTA2426*4A* | D*96VC0603BNA* | 23600 | 23200 | 17.2 | 12.5 | 8.1 | 1.9 | 60 |  | 211641760
GOODMAN | GSZC702410A* | CAPTA3626*4A* | G*VC960603BNB* | 23600 | 23200 | 17.2 | 12.5 | 8.2 | 2 | 60 |  | 211641759
DAIKIN | DZ7TCA2410A* | CAPTA3626*4A* | D*96VC0603BNA* | 23600 | 23200 | 17.2 | 12.5 | 8.2 | 2 | 60 |  | 211641761
GOODMAN | GSZC702410A* | CHPTA2426*4A* | G*VC960603BNB* | 23600 | 23200 | 17.2 | 12.5 | 8.1 | 1.9 | 60 |  | 211641758
DAIKIN | DZ7TCA2410A* | CAPTA3626*4A* | D*96VC0803BNA* | 23600 | 23200 | 17.2 | 12.5 | 8.2 | 2 | 60 |  | 211641757
GOODMAN | GSZC702410A* | CHPTA2426*4A* | G*VC960803BNB* | 23600 | 23200 | 17.2 | 12.5 | 8.1 | 1.9 | 60 |  | 211641754
GOODMAN | GSZC702410A* | CAPTA3626*4A* | G*VC960803BNB* | 23600 | 23200 | 17.2 | 12.5 | 8.2 | 2 | 60 |  | 211641755
DAIKIN | DZ7TCA2410A* | CHPTA2426*4A* | D*96VC0803BNA* | 23600 | 23200 | 17.2 | 12.5 | 8.1 | 1.9 | 60 |  | 211641756
DAIKIN | DZ7TCA2410A* | CAPTA3626*4A* | D*96VC0804CNA* | 23600 | 23200 | 17.2 | 12.5 | 8.2 | 2 | 60 |  | 211641753
GOODMAN | GSZC702410A* | CAPTA3626*4A* | G*VC960804CNB* | 23600 | 23200 | 17.2 | 12.5 | 8.2 | 2 | 60 |  | 211641751
DAIKIN | DZ7TCA2410A* | CHPTA2426*4A* | D*96VC0804CNA* | 23600 | 23200 | 17.2 | 12.5 | 8.1 | 1.9 | 60 |  | 211641752
GOODMAN | GSZC702410A* | CHPTA2426*4A* | G*VC960804CNB* | 23600 | 23200 | 17.2 | 12.5 | 8.1 | 1.9 | 60 |  | 211641750
GOODMAN | GSZC702410A* | CHPTA2426*4A* | G*VM970803BNB* | 23600 | 23200 | 17.2 | 12.5 | 8.1 | 1.9 | 60 |  | 211641746
GOODMAN | GSZC702410A* | CAPTA3626*4A* | G*VM970803BNB* | 23600 | 23200 | 17.2 | 12.5 | 8.2 | 2 | 60 |  | 211641747
GOODMAN | GSZC702410A* | CAPTA3626*4A* | G*VM970603BNB* | 23600 | 23200 | 17.2 | 12.5 | 8.2 | 2 | 60 |  | 211641749
GOODMAN | GSZC702410A* | CHPTA2426*4A* | G*VM970603BNB* | 23600 | 23200 | 17.2 | 12.5 | 8.1 | 1.9 | 60 |  | 211641748
GOODMAN | GSZC702410A* | CAPTA3626*4A* | G*VM970804CNB* | 23600 | 23200 | 17.2 | 12.5 | 8.2 | 2 | 60 |  | 211641745
GOODMAN | GSZC702410A* | CAPTA3626*4A* | G*VS800805CUA* | 23600 | 23200 | 17.2 | 12.5 | 8.2 | 2 | 60 |  | 211641741
GOODMAN | GSZC702410A* | CHPTA2426*4A* | G*VM970804CNB* | 23600 | 23200 | 17.2 | 12.5 | 8.1 | 1.9 | 60 |  | 211641744
GOODMAN | GSZC702410A* | CHPTA2426*4A* | G*VS800604BUA* | 23600 | 23200 | 17.2 | 12.5 | 8.1 | 1.9 | 60 |  | 211641742
GOODMAN | GSZC702410A* | CAPTA3626*4A* | G*VS800604BUA* | 23600 | 23200 | 17.2 | 12.5 | 8.2 | 2 | 60 |  | 211641743
GOODMAN | GSZC702410A* | CHPTA2426*4A* | G*VS800805CUA* | 23600 | 23200 | 17.2 | 12.5 | 8.1 | 1.9 | 60 |  | 211641740
DAIKIN | DZ7TCA3610A* | CHPTA3630*4A* | D*80SC0604BUA* | 34600 | 33800 | 17.2 | 12.5 | 8.1 | 1.9 | 62 |  | 211641962
GOODMAN | GSZC702410A* | CAPTA3626*4A* | G*VS960603BUA* | 23600 | 23200 | 17.2 | 12.5 | 8.2 | 2 | 60 |  | 211641739
Liberty Heating & Air Conditioning | ASZV903610A* | CA*F3137*6A*+TXV | G*VC800604B*A* | 33600 | 34000 | 18.5 | 12 | 8.2 | 1.8 | 64 | 72 | 210693314
Liberty Heating & Air Conditioning | ASZV903610A* | CA*F3137*6A*+MBVC1201**-1A*+TXV |  | 34000 | 34000 | 18.5 | 12 | 8.2 | 1.8 | 64 | 72 | 210693312
Liberty Heating & Air Conditioning | ASZV902410A* | CA*F3743*6D*+TXV | G*VC800604B*A* | 23000 | 23000 | 21.5 | 12 | 8.2 | 2.2 | 63 | 57 | 210693282
Liberty Heating & Air Conditioning | ASZV902410A* | CA*F3743*6D*+TXV | G*VM970803BNB* | 23000 | 23000 | 21.5 | 12 | 8.2 | 2.2 | 63 | 57 | 210693289
Liberty Heating & Air Conditioning | ASZV902410A* | CA*F3743*6D*+TXV | G*VC960803BNB* | 23000 | 23000 | 21 | 12 | 8.2 | 2.2 | 63 | 57 | 210693286
Liberty Heating & Air Conditioning | ASZV902410A* | CA*F3743*6D*+TXV | G*VS800604BUA* | 23000 | 23000 | 21 | 12 | 8.2 | 2.2 | 63 | 57 | 210693281
Liberty Heating & Air Conditioning | ASZV902410A* | CA*F3743*6D*+MBVC1201**-1A*+TXV |  | 23000 | 23000 | 21.5 | 12 | 8.2 | 2.2 | 63 | 57 | 210693280
ABCOOLAIR | GSZC702410A* | AMVT30BP1400A* |  | 23800 | 23200 | 17.2 | 12.5 | 8.2 | 2 | 60 |  | 211899445
ABCOOLAIR | GSZC702410A* | CHPTA2426*4A*+MBVC1601**-1A* |  | 23600 | 23000 | 17.2 | 12.5 | 8.1 | 1.9 | 61 |  | 211899446
ABCOOLAIR | GSZC702410A* | CAPTA3626*4A*+MBVC1601**-1A* |  | 24000 | 23200 | 17.2 | 12.5 | 8.2 | 2 | 60 |  | 211899447
ABCOOLAIR | GSZC702410A* | CAPTA3626*4A* | G*VS800805CUA* | 23600 | 23200 | 17.2 | 12.5 | 8.2 | 2 | 60 |  | 211899455
ABCOOLAIR | GSZC702410A* | CAPTA3626*4A* | G*VS800604BUA* | 23600 | 23200 | 17.2 | 12.5 | 8.2 | 2 | 60 |  | 211899457
ABCOOLAIR | GSZC702410A* | CHPTA2426*4A* | G*VS800604BUA* | 23600 | 23200 | 17.2 | 12.5 | 8.1 | 1.9 | 60 |  | 211899456
ABCOOLAIR | GSZC702410A* | CAPTA3626*4A*+MBVC1201**-1A* |  | 24000 | 23200 | 17.2 | 12.5 | 8.2 | 2 | 60 |  | 211899449
ABCOOLAIR | GSZC702410A* | CAPTA3626*4A* | G*VS960603BUA* | 23600 | 23200 | 17.2 | 12.5 | 8.2 | 2 | 60 |  | 211899453
ABCOOLAIR | GSZC702410A* | CAPTA3626*4A* | G*VS960805CUA* | 23600 | 23200 | 17.2 | 12.5 | 8.2 | 2 | 60 |  | 211899451
ABCOOLAIR | GSZC702410A* | CHPTA2426*4A* | G*VS960805CUA* | 23600 | 23200 | 17.2 | 12.5 | 8.1 | 1.9 | 60 |  | 211899450
ABCOOLAIR | GSZC702410A* | CHPTA2426*4A*+MBVC1201**-1A* |  | 23600 | 23200 | 17.2 | 12.5 | 8.1 | 1.9 | 60 |  | 211899448
ABCOOLAIR | GSZC702410A* | CHPTA2426*4A* | G*VS800805CUA* | 23600 | 23200 | 17.2 | 12.5 | 8.1 | 1.9 | 60 |  | 211899454
GOODMAN | GSZV902410A* | CA*F3743*6D*+MBVC1201**-1A*+TXV |  | 23000 | 23000 | 21.5 | 12 | 8.2 | 2.2 | 63 | 57 | 210692668
ABCOOLAIR | GSZC703610A* | CHPTA3630*4A* | G*VC800805C*A* | 34600 | 33800 | 17.2 | 12.5 | 8.1 | 1.9 | 62 |  | 211899503
ABCOOLAIR | GSZC703610A* | CAPTA4230*4A* | G*VC800804C*A* | 34800 | 34000 | 17.2 | 12.5 | 8.1 | 2 | 62 |  | 211899506
ABCOOLAIR | GSZC703610A* | CHPTA3630*4A* | G*VC800804C*A* | 34600 | 33800 | 17.2 | 12.5 | 8.1 | 1.9 | 62 |  | 211899505
ABCOOLAIR | GSZC703610A* | CAPTA4230*4A* | G*VC800805C*A* | 34800 | 34000 | 17.2 | 12.5 | 8.1 | 2 | 62 |  | 211899504
ABCOOLAIR | GSZC703610A* | CHPTA3630*4A* | G*VC801005C*A* | 34600 | 33800 | 17.2 | 12.5 | 8.1 | 1.9 | 62 |  | 211899500
ABCOOLAIR | GSZC703610A* | CAPTA4230*4A* | G*VC800805D*A* | 34800 | 34000 | 17.2 | 12.5 | 8.1 | 2 | 62 |  | 211899502
ABCOOLAIR | GSZC703610A* | CAPTA4230*4A* | G*VC960403BNB* | 34800 | 34000 | 17.2 | 12.5 | 8.1 | 2 | 62 |  | 211899499
ABCOOLAIR | GSZC703610A* | CAPTA4230*4A* | G*VC801005C*A* | 34800 | 34000 | 17.2 | 12.5 | 8.1 | 2 | 62 |  | 211899501
ABCOOLAIR | GSZC703610A* | CAPTA4230*4A* | G*VM970603BNB* | 34800 | 34000 | 17.2 | 12.5 | 8.1 | 2 | 62 |  | 211899491
ABCOOLAIR | GSZC703610A* | CHPTA3630*4A* | G*VC960603BNB* | 34400 | 33800 | 17.2 | 12.5 | 8.1 | 1.9 | 62 |  | 211899496
ABCOOLAIR | GSZC703610A* | CAPTA4230*4A* | G*VC960603BNB* | 34800 | 34000 | 17.2 | 12.5 | 8.1 | 2 | 62 |  | 211899497
ABCOOLAIR | GSZC703610A* | CHPTA3630*4A* | G*VC960403BNB* | 34400 | 33800 | 17.2 | 12.5 | 8.1 | 1.9 | 62 |  | 211899498
ABCOOLAIR | GSZC703610A* | CHPTA3630*4A* | G*VC960804CNB* | 34600 | 33800 | 17.2 | 12.5 | 8.1 | 1.9 | 62 |  | 211899494
ABCOOLAIR | GSZC703610A* | CAPTA4230*4A* | G*VS800604BUA* | 34600 | 34000 | 17.2 | 12.5 | 8.1 | 2 | 62 |  | 211899485
ABCOOLAIR | GSZC703610A* | CAPTA4230*4A* | G*VC960804CNB* | 34800 | 34000 | 17.2 | 12.5 | 8.1 | 2 | 62 |  | 211899495
ABCOOLAIR | GSZC703610A* | CAPTA4230*4A* | G*VC961005CNB* | 34800 | 34000 | 17.2 | 12.5 | 8.1 | 2 | 62 |  | 211899493
ABCOOLAIR | GSZC703610A* | CHPTA3630*4A* | G*VM970603BNB* | 34400 | 33800 | 17.2 | 12.5 | 8.1 | 1.9 | 62 |  | 211899490
ABCOOLAIR | GSZC703610A* | CHPTA3630*4A* | G*VC961005CNB* | 34600 | 33800 | 17.2 | 12.5 | 8.1 | 1.9 | 62 |  | 211899492
ABCOOLAIR | GSZC703610A* | CHPTA3630*4A* | G*VM970804CNB* | 34600 | 33800 | 17.2 | 12.5 | 8.1 | 1.9 | 62 |  | 211899488
ABCOOLAIR | GSZC703610A* | CAPTA4230*4A* | G*VM970804CNB* | 34800 | 34000 | 17.2 | 12.5 | 8.1 | 2 | 62 |  | 211899489
ABCOOLAIR | GSZC703610A* | CAPTA4230*4A* | G*VM971005CNB* | 34800 | 34000 | 17.2 | 12.5 | 8.1 | 2 | 62 |  | 211899487
ABCOOLAIR | GSZC703610A* | CHPTA3630*4A* | G*VM971005CNB* | 34600 | 33800 | 17.2 | 12.5 | 8.1 | 1.9 | 62 |  | 211899486
ABCOOLAIR | GSZC703610A* | CHPTA3630*4A* | G*VS800604BUA* | 34600 | 33800 | 17.2 | 12.5 | 8.1 | 1.9 | 62 |  | 211899484
ABCOOLAIR | GSZC703610A* | CAPTA4230*4A* | G*VS800805CUA* | 34800 | 34000 | 17.2 | 12.5 | 8.1 | 2 | 62 |  | 211899483
ABCOOLAIR | GSZC703610A* | CHPTA3630*4A* | G*VS800805CUA* | 34600 | 33800 | 17.2 | 12.5 | 8.1 | 1.9 | 62 |  | 211899482
ABCOOLAIR | GSZC703610A* | CAPTA4230*4A* | G*VS960805CUA* | 34800 | 34000 | 17.2 | 12.5 | 8.1 | 2 | 62 |  | 211899479
ABCOOLAIR | GSZC703610A* | CHPTA3630*4A* | G*VS960603BUA* | 34400 | 33800 | 17.2 | 12.5 | 8.1 | 1.9 | 62 |  | 211899480
ABCOOLAIR | GSZC703610A* | CAPTA4230*4A* | G*VS960603BUA* | 34800 | 34000 | 17.2 | 12.5 | 8.1 | 2 | 62 |  | 211899481
ABCOOLAIR | GSZC703610A* | CAPTA4230*4A*+MBVC1601**-1A* |  | 34800 | 34000 | 17.2 | 12.5 | 8.2 | 2 | 62 |  | 211899477
ABCOOLAIR | GSZC703610A* | CHPTA3630*4A* | G*VS960805CUA* | 34600 | 33800 | 17.2 | 12.5 | 8.1 | 1.9 | 62 |  | 211899478
ABCOOLAIR | GSZC702410A* | CHPTA2426*4A* | G*VC800604B*A* | 23600 | 23200 | 17.2 | 12.5 | 8.1 | 1.9 | 60 |  | 211899470
ABCOOLAIR | GSZC703610A* | CHPTA3630*4A*+MBVC1601**-1A* |  | 34800 | 33800 | 17.2 | 12.5 | 8.2 | 1.9 | 62 |  | 211899476
ABCOOLAIR | GSZC703610A* | CAPTA4230*4A*+MBVC2001**-1A* |  | 34800 | 34000 | 17.2 | 12.5 | 8.2 | 2 | 62 |  | 211899475
ABCOOLAIR | GSZC703610A* | AMVT42CP1400A* |  | 34800 | 34000 | 17.2 | 12.5 | 8.1 | 2 | 62 |  | 211899474
ABCOOLAIR | GSZC702410A* | CAPTA3626*4A* | G*VC800603B*A* | 23600 | 23200 | 17.2 | 12.5 | 8.2 | 2 | 60 |  | 211899473
ABCOOLAIR | GSZC702410A* | CHPTA2426*4A* | G*VC800603B*A* | 23600 | 23200 | 17.2 | 12.5 | 8.1 | 1.9 | 60 |  | 211899472
ABCOOLAIR | GSZC702410A* | CAPTA3626*4A* | G*VC960403BNB* | 23600 | 23200 | 17.2 | 12.5 | 8.2 | 2 | 60 |  | 211899467
ABCOOLAIR | GSZC702410A* | CAPTA3626*4A* | G*VC800604B*A* | 23600 | 23200 | 17.2 | 12.5 | 8.2 | 2 | 60 |  | 211899471
ABCOOLAIR | GSZC702410A* | CAPTA3626*4A* | G*VC800804C*A* | 23600 | 23200 | 17.2 | 12.5 | 8.2 | 2 | 60 |  | 211899469
ABCOOLAIR | GSZC702410A* | CHPTA2426*4A* | G*VC800804C*A* | 23600 | 23200 | 17.2 | 12.5 | 8.1 | 1.9 | 60 |  | 211899468
ABCOOLAIR | GSZC702410A* | CHPTA2426*4A* | G*VC960804CNB* | 23600 | 23200 | 17.2 | 12.5 | 8.1 | 1.9 | 60 |  | 211899462
ABCOOLAIR | GSZC702410A* | CHPTA2426*4A* | G*VC960403BNB* | 23600 | 23200 | 17.2 | 12.5 | 8.1 | 1.9 | 60 |  | 211899466
ABCOOLAIR | GSZC702410A* | CAPTA3626*4A* | G*VC960603BNB* | 23600 | 23200 | 17.2 | 12.5 | 8.2 | 2 | 60 |  | 211899465
ABCOOLAIR | GSZC702410A* | CHPTA2426*4A* | G*VC960603BNB* | 23600 | 23200 | 17.2 | 12.5 | 8.1 | 1.9 | 60 |  | 211899464
ABCOOLAIR | GSZC702410A* | CAPTA3626*4A* | G*VC960804CNB* | 23600 | 23200 | 17.2 | 12.5 | 8.2 | 2 | 60 |  | 211899463
ABCOOLAIR | GSZC702410A* | CAPTA3626*4A* | G*VM970603BNB* | 23600 | 23200 | 17.2 | 12.5 | 8.2 | 2 | 60 |  | 211899461
ABCOOLAIR | GSZC702410A* | CHPTA2426*4A* | G*VM970603BNB* | 23600 | 23200 | 17.2 | 12.5 | 8.1 | 1.9 | 60 |  | 211899460
ABCOOLAIR | GSZC702410A* | CAPTA3626*4A* | G*VM970804CNB* | 23600 | 23200 | 17.2 | 12.5 | 8.2 | 2 | 60 |  | 211899459
ABCOOLAIR | GSZC702410A* | CHPTA2426*4A* | G*VS960603BUA* | 23600 | 23200 | 17.2 | 12.5 | 8.1 | 1.9 | 60 |  | 211899452
ABCOOLAIR | GSZC702410A* | CHPTA2426*4A* | G*VM970804CNB* | 23600 | 23200 | 17.2 | 12.5 | 8.1 | 1.9 | 60 |  | 211899458
GOODMAN | GSZV903610A* | CA*F3743*6D*+TXV | G*VC960804CNB* | 33600 | 34000 | 19 | 12 | 8.2 | 1.8 | 64 | 72 | 210692720
GOODMAN | GSZV903610A* | CA*F3743*6D*+TXV | G*VS960805CUA* | 33600 | 34000 | 18.5 | 12 | 8.2 | 1.8 | 64 | 72 | 210692721
GOODMAN | GSZV903610A* | CA*F3743*6D*+TXV | G*VC800805C*A* | 33600 | 34000 | 19 | 12 | 8.2 | 1.8 | 64 | 72 | 210692714
GOODMAN | GSZV903610A* | CA*F3743*6D*+TXV | G*VS800805CUA* | 33600 | 34000 | 19 | 12 | 8.2 | 1.8 | 64 | 72 | 210692713
GOODMAN | GSZV903610A* | CA*F3743*6D*+TXV | G*VC801005C*A* | 33600 | 34000 | 19 | 12 | 8.2 | 1.8 | 64 | 72 | 210692715
GOODMAN | GSZV903610A* | CA*F3743*6D*+TXV | G*VS800604BUA* | 33600 | 34000 | 18.5 | 12 | 8.2 | 1.8 | 64 | 72 | 210692710
GOODMAN | GSZV903610A* | CA*F3743*6D*+TXV | G*VC800604B*A* | 33600 | 34000 | 19 | 12 | 8.2 | 1.8 | 64 | 72 | 210692711
GOODMAN | GSZV903610A* | CA*F3743*6D*+TXV | G*VC800804C*A* | 33600 | 34000 | 19 | 12 | 8.2 | 1.8 | 64 | 72 | 210692712
GOODMAN | GSZV903610A* | CA*F3743*6D*+MBVC1201**-1A*+TXV |  | 34000 | 34000 | 19 | 12 | 8.2 | 1.8 | 64 | 72 | 210692709
GOODMAN | GSZV903610A* | CA*F3137*6A*+TXV | G*VS800604BUA* | 33600 | 34000 | 18.5 | 12 | 8.2 | 1.8 | 64 | 72 | 210692701
GOODMAN | GSZV903610A* | CA*F3137*6A*+TXV | G*VC800604B*A* | 33600 | 34000 | 18.5 | 12 | 8.2 | 1.8 | 64 | 72 | 210692702
GOODMAN | GSZV903610A* | CA*F3137*6A*+MBVC1201**-1A*+TXV |  | 34000 | 34000 | 18.5 | 12 | 8.2 | 1.8 | 64 | 72 | 210692700
GOODMAN | GSZV902410A* | CA*F3743*6D*+TXV | G*VM970803BNB* | 23000 | 23000 | 21.5 | 12 | 8.2 | 2.2 | 63 | 57 | 210692677
GOODMAN | GSZV902410A* | CA*F3743*6D*+TXV | G*VC960803BNB* | 23000 | 23000 | 21 | 12 | 8.2 | 2.2 | 63 | 57 | 210692674
GOODMAN | GSZV902410A* | CA*F3743*6D*+TXV | G*VC800604B*A* | 23000 | 23000 | 21.5 | 12 | 8.2 | 2.2 | 63 | 57 | 210692670
GOODMAN | GSZV902410A* | CA*F3743*6D*+TXV | G*VS800604BUA* | 23000 | 23000 | 21 | 12 | 8.2 | 2.2 | 63 | 57 | 210692669
ABCOOLAIR | GSZC706010A* | CAPT4961*4A* | G*VC800805C*A* | 55000 | 57000 | 15.2 | 11.7 | 8.1 | 1.9 | 67 |  | 211899559
ABCOOLAIR | GSZC706010A* | CAPT4961*4A* | G*VC800805D*A* | 55000 | 57000 | 15.2 | 11.7 | 8.2 | 1.9 | 67 |  | 211899557
ABCOOLAIR | GSZC706010A* | CAPT4961*4A* | G*VC801005C*A* | 55000 | 57000 | 15.2 | 11.7 | 8.1 | 1.9 | 67 |  | 211899555
ABCOOLAIR | GSZC706010A* | CAPT4961*4A* | G*VS800805CUA* | 55000 | 57000 | 15.2 | 11.7 | 8.1 | 1.9 | 67 |  | 211899546
ABCOOLAIR | GSZC706010A* | CAPT4961*4A*+MBVC2001**-1A* |  | 56000 | 57000 | 16.2 | 11.7 | 8.2 | 1.9 | 67 |  | 211899542
ABCOOLAIR | GSZC704810A* | CHPT4860D4A* | G*VC800804C*A* | 46000 | 47000 | 16.5 | 12 | 8.1 | 1.8 | 66 |  | 211899538
ABCOOLAIR | GSZC706010A* | CHPT4860D4A*+MBVC2001**-1A* |  | 54500 | 57000 | 15.2 | 11.7 | 8.1 | 1.8 | 67 |  | 211899541
ABCOOLAIR | GSZC706010A* | AMVT60DP1400A* |  | 56000 | 57000 | 16.2 | 11.7 | 8.2 | 1.9 | 67 |  | 211899540
ABCOOLAIR | GSZC704810A* | CAPT4961*4A* | G*VC800804C*A* | 46500 | 47500 | 17.2 | 12 | 8.2 | 2 | 65 |  | 211899539
ABCOOLAIR | GSZC704810A* | CHPT4860D4A* | G*VC800805C*A* | 46000 | 47000 | 16.5 | 12 | 8.1 | 1.8 | 66 |  | 211899536
ABCOOLAIR | GSZC704810A* | CAPT4961*4A* | G*VC800805C*A* | 46500 | 47500 | 17.2 | 12 | 8.2 | 2 | 65 |  | 211899537
ABCOOLAIR | GSZC704810A* | CHPT4860D4A* | G*VC800805D*A* | 46000 | 47000 | 16.5 | 12 | 8.2 | 1.8 | 66 |  | 211899534
ABCOOLAIR | GSZC704810A* | CAPT4961*4A* | G*VC800805D*A* | 46500 | 47500 | 17.2 | 12 | 8.2 | 2 | 65 |  | 211899535
ABCOOLAIR | GSZC704810A* | CAPT4961*4A* | G*VC960804CNB* | 46500 | 47500 | 16.5 | 12 | 8.2 | 2 | 65 |  | 211899531
ABCOOLAIR | GSZC704810A* | CHPT4860D4A* | G*VC801005C*A* | 46000 | 47000 | 16.5 | 12 | 8.1 | 1.8 | 66 |  | 211899532
ABCOOLAIR | GSZC704810A* | CAPT4961*4A* | G*VC801005C*A* | 46500 | 47500 | 17.2 | 12 | 8.2 | 2 | 65 |  | 211899533
ABCOOLAIR | GSZC704810A* | CHPT4860D4A* | G*VC960804CNB* | 46000 | 47000 | 16.5 | 12 | 8.1 | 1.8 | 66 |  | 211899530
ABCOOLAIR | GSZC704810A* | CAPT4961*4A* | G*VC961005CNB* | 46500 | 47500 | 16.5 | 12 | 8.2 | 2 | 65 |  | 211899529
ABCOOLAIR | GSZC704810A* | CAPT4961*4A* | G*VC961205DNB* | 46500 | 48000 | 17.2 | 12 | 8.2 | 2 | 65 |  | 211899527
ABCOOLAIR | GSZC704810A* | CAPT4961*4A* | G*VM970804CNB* | 46500 | 47500 | 16.5 | 12 | 8.2 | 2 | 65 |  | 211899525
ABCOOLAIR | GSZC704810A* | CHPT4860D4A* | G*VC961005CNB* | 46000 | 47000 | 16.5 | 12 | 8.1 | 1.8 | 66 |  | 211899528
ABCOOLAIR | GSZC704810A* | CHPT4860D4A* | G*VC961205DNB* | 46000 | 47500 | 16.5 | 12 | 8.2 | 1.8 | 65 |  | 211899526
ABCOOLAIR | GSZC704810A* | CAPT4961*4A* | G*VM971005CNB* | 46500 | 47500 | 16.5 | 12 | 8.2 | 2 | 65 |  | 211899523
ABCOOLAIR | GSZC704810A* | CHPT4860D4A* | G*VM970804CNB* | 46000 | 47000 | 16.5 | 12 | 8.1 | 1.8 | 66 |  | 211899524
ABCOOLAIR | GSZC704810A* | CAPT4961*4A* | G*VS800805CUA* | 46500 | 47500 | 17.2 | 12 | 8.2 | 2 | 65 |  | 211899519
ABCOOLAIR | GSZC704810A* | CHPT4860D4A* | G*VM971205DNB* | 46000 | 47500 | 16.5 | 12 | 8.1 | 1.8 | 65 |  | 211899520
ABCOOLAIR | GSZC704810A* | CHPT4860D4A* | G*VM971005CNB* | 46000 | 47000 | 16.5 | 12 | 8.1 | 1.8 | 66 |  | 211899522
ABCOOLAIR | GSZC704810A* | CAPT4961*4A* | G*VM971205DNB* | 46500 | 48000 | 17.2 | 12 | 8.2 | 2 | 65 |  | 211899521
ABCOOLAIR | GSZC704810A* | CHPT4860D4A* | G*VS960805CUA* | 46000 | 47000 | 16.5 | 12 | 8.1 | 1.8 | 66 |  | 211899516
ABCOOLAIR | GSZC704810A* | CAPT4961*4A* | G*VS960805CUA* | 46500 | 47500 | 16.5 | 12 | 8.2 | 2 | 65 |  | 211899517
ABCOOLAIR | GSZC704810A* | CHPT4860D4A* | G*VS800805CUA* | 46000 | 47000 | 16.5 | 12 | 8.1 | 1.8 | 66 |  | 211899518
ABCOOLAIR | GSZC704810A* | CAPT4961*4A*+MBVC1601**-1A* |  | 47000 | 48000 | 17.2 | 12 | 8.2 | 2 | 65 |  | 211899515
ABCOOLAIR | GSZC704810A* | AMVT60DP1400A* |  | 46500 | 48500 | 17.2 | 12 | 8.2 | 2 | 64 |  | 211899511
ABCOOLAIR | GSZC704810A* | CHPT4860D4A*+MBVC1601**-1A* |  | 46500 | 48000 | 17.2 | 12 | 8.1 | 1.8 | 65 |  | 211899514
ABCOOLAIR | GSZC704810A* | CAPT4961*4A*+MBVC2001**-1A* |  | 47000 | 48000 | 17.2 | 12.5 | 8.2 | 2 | 65 |  | 211899513
ABCOOLAIR | GSZC703610A* | CAPTA4230*4A* | G*VC800604B*A* | 34600 | 34000 | 17.2 | 12.5 | 8.1 | 2 | 62 |  | 211899508
ABCOOLAIR | GSZC704810A* | CHPT4860D4A*+MBVC2001**-1A* |  | 46500 | 48000 | 17.2 | 12 | 8.2 | 1.8 | 65 |  | 211899512
ABCOOLAIR | GSZC703610A* | CAPTA4230*4A* | G*VC800603B*A* | 34600 | 34000 | 17.2 | 12.5 | 8.1 | 2 | 62 |  | 211899510
ABCOOLAIR | GSZC703610A* | CHPTA3630*4A* | G*VC800603B*A* | 34600 | 33800 | 17.2 | 12.5 | 8.1 | 1.9 | 62 |  | 211899509
ABCOOLAIR | GSZC703610A* | CHPTA3630*4A* | G*VC800604B*A* | 34600 | 33800 | 17.2 | 12.5 | 8.1 | 1.9 | 62 |  | 211899507
Liberty Heating & Air Conditioning | ASZV903610A* | CA*F3743*6D*+TXV | G*VM971005CNB* | 33600 | 34000 | 19 | 12 | 8.2 | 1.8 | 64 | 72 | 210693339
Liberty Heating & Air Conditioning | ASZV903610A* | CA*F3743*6D*+TXV | G*VS960805CUA* | 33600 | 34000 | 18.5 | 12 | 8.2 | 1.8 | 64 | 72 | 210693333
Liberty Heating & Air Conditioning | ASZV903610A* | CA*F3743*6D*+TXV | G*VM971205DNB* | 33600 | 34000 | 19 | 12 | 8.2 | 1.8 | 64 | 72 | 210693340
Liberty Heating & Air Conditioning | ASZV903610A* | CA*F3743*6D*+TXV | G*VM970804CNB* | 33600 | 34000 | 19 | 12 | 8.2 | 1.8 | 64 | 72 | 210693338
Liberty Heating & Air Conditioning | ASZV903610A* | CA*F3743*6D*+TXV | G*VM970803BNB* | 33600 | 34000 | 18.5 | 12 | 8.2 | 1.8 | 64 | 72 | 210693337
Liberty Heating & Air Conditioning | ASZV903610A* | CA*F3743*6D*+TXV | G*VM970603BNB* | 33600 | 34000 | 18.5 | 12 | 8.2 | 1.8 | 64 | 72 | 210693336
Liberty Heating & Air Conditioning | ASZV903610A* | CA*F3743*6D*+TXV | G*VC961205DNB* | 33600 | 34000 | 19 | 12 | 8.2 | 1.8 | 64 | 72 | 210693335
Liberty Heating & Air Conditioning | ASZV903610A* | CA*F3743*6D*+TXV | G*VC961005CNB* | 33600 | 34000 | 19 | 12 | 8.2 | 1.8 | 64 | 72 | 210693334
Liberty Heating & Air Conditioning | ASZV903610A* | CA*F3743*6D*+TXV | G*VC800804C*A* | 33600 | 34000 | 19 | 12 | 8.2 | 1.8 | 64 | 72 | 210693324
Liberty Heating & Air Conditioning | ASZV903610A* | CA*F3743*6D*+TXV | G*VC960804CNB* | 33600 | 34000 | 19 | 12 | 8.2 | 1.8 | 64 | 72 | 210693332
Liberty Heating & Air Conditioning | ASZV903610A* | CA*F3743*6D*+TXV | G*VC801005C*A* | 33600 | 34000 | 19 | 12 | 8.2 | 1.8 | 64 | 72 | 210693327
Liberty Heating & Air Conditioning | ASZV903610A* | CA*F3743*6D*+TXV | G*VC800805C*A* | 33600 | 34000 | 19 | 12 | 8.2 | 1.8 | 64 | 72 | 210693326
Liberty Heating & Air Conditioning | ASZV903610A* | CA*F3743*6D*+TXV | G*VS800805CUA* | 33600 | 34000 | 19 | 12 | 8.2 | 1.8 | 64 | 72 | 210693325
Liberty Heating & Air Conditioning | ASZV903610A* | CA*F3743*6D*+TXV | G*VC800604B*A* | 33600 | 34000 | 19 | 12 | 8.2 | 1.8 | 64 | 72 | 210693323
Liberty Heating & Air Conditioning | ASZV903610A* | CA*F3743*6D*+TXV | G*VS800604BUA* | 33600 | 34000 | 18.5 | 12 | 8.2 | 1.8 | 64 | 72 | 210693322
Liberty Heating & Air Conditioning | ASZV903610A* | CA*F3137*6A*+TXV | G*VS800604BUA* | 33600 | 34000 | 18.5 | 12 | 8.2 | 1.8 | 64 | 72 | 210693313
Liberty Heating & Air Conditioning | ASZV903610A* | CA*F3743*6D*+MBVC1201**-1A*+TXV |  | 34000 | 34000 | 19 | 12 | 8.2 | 1.8 | 64 | 72 | 210693321
GOODMAN | GSZV903610A* | CA*F3743*6D*+TXV | G*VM971005CNB* | 33200 | 33600 | 19 | 12 | 8.2 | 1.8 | 64 | 73 | 210692727
GOODMAN | GSZV903610A* | CA*F3743*6D*+TXV | G*VC961005CNB* | 33600 | 34000 | 19 | 12 | 8.2 | 1.8 | 64 | 72 | 210692722
GOODMAN | GSZV903610A* | CA*F3743*6D*+TXV | G*VM970803BNB* | 33600 | 34000 | 18.5 | 12 | 8.2 | 1.8 | 64 | 72 | 210692725
GOODMAN | GSZV903610A* | CA*F3743*6D*+TXV | G*VM971205DNB* | 33200 | 33600 | 19 | 12 | 8.2 | 1.8 | 64 | 73 | 210692728
GOODMAN | GSZV903610A* | CA*F3743*6D*+TXV | G*VM970804CNB* | 33200 | 33600 | 19 | 12 | 8.2 | 1.8 | 64 | 73 | 210692726
GOODMAN | GSZV903610A* | CA*F3743*6D*+TXV | G*VC961205DNB* | 33600 | 34000 | 19 | 12 | 8.2 | 1.8 | 64 | 72 | 210692723
GOODMAN | GSZV903610A* | CA*F3743*6D*+TXV | G*VM970603BNB* | 33600 | 34000 | 18.5 | 12 | 8.2 | 1.8 | 64 | 72 | 210692724
GOODMAN | GSZC704810A* | CHPT4860D4A*+MBVC2001**-1A* |  | 46500 | 48000 | 17.2 | 12 | 8.2 | 1.8 | 65 |  | 211641864
GOODMAN | GSZC703610A* | CAPTA4230*4A* | G*VC800603B*A* | 34600 | 34000 | 17.2 | 12.5 | 8.1 | 2 | 62 |  | 211641857
DAIKIN | DZ7TCA3610A* | CHPTA3630*4A* | D*97MC0804CNA* | 34600 | 33800 | 17.2 | 12.5 | 8.1 | 1.9 | 62 |  | 211641858
DAIKIN | DZ7TCA3610A* | CAPTA4230*4A* | D*97MC0603BNA* | 34800 | 34000 | 17.2 | 12.5 | 8.1 | 2 | 62 |  | 211641863
DAIKIN | DZ7TCA3610A* | CAPTA4230*4A* | D*97MC0804CNA* | 34800 | 34000 | 17.2 | 12.5 | 8.1 | 2 | 62 |  | 211641859
GOODMAN | GSZC703610A* | CHPTA3630*4A* | G*VC800803B*A* | 34600 | 33800 | 17.2 | 12.5 | 8.1 | 1.9 | 62 |  | 211641852
GOODMAN | GSZC703610A* | CHPTA3630*4A* | G*VC800603B*A* | 34600 | 33800 | 17.2 | 12.5 | 8.1 | 1.9 | 62 |  | 211641856
GOODMAN | GSZC703610A* | CAPTA4230*4A* | G*VC800604B*A* | 34600 | 34000 | 17.2 | 12.5 | 8.1 | 2 | 62 |  | 211641855
GOODMAN | GSZC703610A* | CAPTA4230*4A* | G*VC800803B*A* | 34600 | 34000 | 17.2 | 12.5 | 8.1 | 2 | 62 |  | 211641853
DAIKIN | DZ7TCA3610A* | CHPTA3630*4A* | D*80VC0603B*A* | 34600 | 33800 | 17.2 | 12.5 | 8.1 | 1.9 | 62 |  | 211641843
GOODMAN | GSZC703610A* | CAPTA4230*4A* | G*VC800804C*A* | 34800 | 34000 | 17.2 | 12.5 | 8.1 | 2 | 62 |  | 211641851
GOODMAN | GSZC703610A* | CAPTA4230*4A* | G*VC801005C*A* | 34800 | 34000 | 17.2 | 12.5 | 8.1 | 2 | 62 |  | 211641846
GOODMAN | GSZC703610A* | CHPTA3630*4A* | G*VC800604B*A* | 34600 | 33800 | 17.2 | 12.5 | 8.1 | 1.9 | 62 |  | 211641854
GOODMAN | GSZC703610A* | CHPTA3630*4A* | G*VC800804C*A* | 34600 | 33800 | 17.2 | 12.5 | 8.1 | 1.9 | 62 |  | 211641850
DAIKIN | DZ7TCA3610A* | CAPTA4230*4A* | D*80VC0604B*A* | 34600 | 34000 | 17.2 | 12.5 | 8.1 | 2 | 62 |  | 211641842
GOODMAN | GSZC703610A* | CHPTA3630*4A* | G*VC800805C*A* | 34600 | 33800 | 17.2 | 12.5 | 8.1 | 1.9 | 62 |  | 211641848
GOODMAN | GSZC703610A* | CAPTA4230*4A* | G*VC800805C*A* | 34800 | 34000 | 17.2 | 12.5 | 8.1 | 2 | 62 |  | 211641849
DAIKIN | DZ7TCA3610A* | CAPTA4230*4A* | D*80VC0603B*A* | 34600 | 34000 | 17.2 | 12.5 | 8.1 | 2 | 62 |  | 211641844
GOODMAN | GSZC703610A* | CAPTA4230*4A* | G*VC800805D*A* | 34800 | 34000 | 17.2 | 12.5 | 8.1 | 2 | 62 |  | 211641847
GOODMAN | GSZC703610A* | CHPTA3630*4A* | G*VC801005C*A* | 34600 | 33800 | 17.2 | 12.5 | 8.1 | 1.9 | 62 |  | 211641845
DAIKIN | DZ7TCA3610A* | CHPTA3630*4A* | D*80VC0604B*A* | 34600 | 33800 | 17.2 | 12.5 | 8.1 | 1.9 | 62 |  | 211641841
DAIKIN | DZ7TCA4810A* | CAPT4961*4A* | D*80SC0805CUA* | 46500 | 47500 | 17.2 | 12 | 8.2 | 2 | 65 |  | 211641967
DAIKIN | DZ7TCA3610A* | CAPTA4230*4A* | D*80VC0803B*A* | 34600 | 34000 | 17.2 | 12.5 | 8.1 | 2 | 62 |  | 211641840
DAIKIN | DZ7TCA3610A* | CHPTA3630*4A* | D*80VC0804C*A* | 34600 | 33800 | 17.2 | 12.5 | 8.1 | 1.9 | 62 |  | 211641837
DAIKIN | DZ7TCA3610A* | CHPTA3630*4A* | D*80VC0803B*A* | 34600 | 33800 | 17.2 | 12.5 | 8.1 | 1.9 | 62 |  | 211641839
DAIKIN | DZ7TCA3610A* | CHPTA3630*4A* | D*80VC1005C*A* | 34600 | 33800 | 17.2 | 12.5 | 8.1 | 1.9 | 62 |  | 211641832
DAIKIN | DZ7TCA3610A* | CAPTA4230*4A* | D*80VC0804C*A* | 34800 | 34000 | 17.2 | 12.5 | 8.1 | 2 | 62 |  | 211641838
DAIKIN | DZ7TCA3610A* | CAPTA4230*4A* | D*80VC0805C*A* | 34800 | 34000 | 17.2 | 12.5 | 8.1 | 2 | 62 |  | 211641836
DAIKIN | DZ7TCA3610A* | CHPTA3630*4A* | D*80VC0805C*A* | 34600 | 33800 | 17.2 | 12.5 | 8.1 | 1.9 | 62 |  | 211641835
DAIKIN | DZ7TCA3610A* | CHPTA3630*4A* | D*96VC0403BNA* | 34400 | 33800 | 17.2 | 12.5 | 8.1 | 1.9 | 62 |  | 211641830
DAIKIN | DZ7TCA3610A* | CAPTA4230*4A* | D*80VC0805D*A* | 34800 | 34000 | 17.2 | 12.5 | 8.1 | 2 | 62 |  | 211641834
DAIKIN | DZ7TCA3610A* | CAPTA4230*4A* | D*80VC1005C*A* | 34800 | 34000 | 17.2 | 12.5 | 8.1 | 2 | 62 |  | 211641833
DAIKIN | DZ7TCA3610A* | CAPTA4230*4A* | D*96VC0403BNA* | 34800 | 34000 | 17.2 | 12.5 | 8.1 | 2 | 62 |  | 211641831
DAIKIN | DZ7TCA4810A* | CHPT4860D4A* | D*80SC0805CUA* | 46000 | 47000 | 16.5 | 12 | 8.1 | 1.8 | 66 |  | 211641966
GOODMAN | GSZC703610A* | CHPTA3630*4A* | G*VC960403BNB* | 34400 | 33800 | 17.2 | 12.5 | 8.1 | 1.9 | 62 |  | 211641828
DAIKIN | DZ7TCA3610A* | CAPTA4230*4A* | D*96VC0603BNA* | 34800 | 34000 | 17.2 | 12.5 | 8.1 | 2 | 62 |  | 211641827
GOODMAN | GSZC703610A* | CAPTA4230*4A* | G*VC960403BNB* | 34800 | 34000 | 17.2 | 12.5 | 8.1 | 2 | 62 |  | 211641829
DAIKIN | DZ7TCA3610A* | CHPTA3630*4A* | D*96VC0603BNA* | 34400 | 33800 | 17.2 | 12.5 | 8.1 | 1.9 | 62 |  | 211641826
DAIKIN | DZ7TCA3610A* | CAPTA4230*4A* | D*96VC0803BNA* | 34800 | 34000 | 17.2 | 12.5 | 8.1 | 2 | 62 |  | 211641823
GOODMAN | GSZC703610A* | CAPTA4230*4A* | G*VC960803BNB* | 34800 | 34000 | 17.2 | 12.5 | 8.1 | 2 | 62 |  | 211641821
GOODMAN | GSZC703610A* | CHPTA3630*4A* | G*VC960803BNB* | 34400 | 33800 | 17.2 | 12.5 | 8.1 | 1.9 | 62 |  | 211641820
DAIKIN | DZ7TCA4810A* | CAPT4961*4A* | D*96SC0805CUA* | 46500 | 47500 | 16.5 | 12 | 8.2 | 2 | 65 |  | 211641965
GOODMAN | GSZC703610A* | CAPTA4230*4A* | G*VC960603BNB* | 34800 | 34000 | 17.2 | 12.5 | 8.1 | 2 | 62 |  | 211641825
GOODMAN | GSZC703610A* | CHPTA3630*4A* | G*VC960603BNB* | 34400 | 33800 | 17.2 | 12.5 | 8.1 | 1.9 | 62 |  | 211641824
DAIKIN | DZ7TCA3610A* | CHPTA3630*4A* | D*96VC0803BNA* | 34400 | 33800 | 17.2 | 12.5 | 8.1 | 1.9 | 62 |  | 211641822
DAIKIN | DZ7TCA3610A* | CAPTA4230*4A* | D*96VC0804CNA* | 34800 | 34000 | 17.2 | 12.5 | 8.1 | 2 | 62 |  | 211641819
GOODMAN | GSZC703610A* | CHPTA3630*4A* | G*VC960804CNB* | 34600 | 33800 | 17.2 | 12.5 | 8.1 | 1.9 | 62 |  | 211641816
DAIKIN | DZ7TCA3610A* | CAPTA4230*4A* | D*96VC1005CNA* | 34800 | 34000 | 17.2 | 12.5 | 8.1 | 2 | 62 |  | 211641815
DAIKIN | DZ7TCA4810A* | CHPT4860D4A* | D*96SC0805CUA* | 46000 | 47000 | 16.5 | 12 | 8.1 | 1.8 | 66 |  | 211641964
DAIKIN | DZ7TCA3610A* | CHPTA3630*4A* | D*96VC0804CNA* | 34600 | 33800 | 17.2 | 12.5 | 8.1 | 1.9 | 62 |  | 211641818
GOODMAN | GSZC703610A* | CAPTA4230*4A* | G*VC960804CNB* | 34800 | 34000 | 17.2 | 12.5 | 8.1 | 2 | 62 |  | 211641817
DAIKIN | DZ7TCA3610A* | CHPTA3630*4A* | D*96VC1005CNA* | 34600 | 33800 | 17.2 | 12.5 | 8.1 | 1.9 | 62 |  | 211641814
GOODMAN | GSZC703610A* | CAPTA4230*4A* | G*VC961005CNB* | 34800 | 34000 | 17.2 | 12.5 | 8.1 | 2 | 62 |  | 211641813
GOODMAN | GSZC703610A* | CAPTA4230*4A* | G*VM970804CNB* | 34800 | 34000 | 17.2 | 12.5 | 8.1 | 2 | 62 |  | 211641807
GOODMAN | GSZC703610A* | CHPTA3630*4A* | G*VM970603BNB* | 34400 | 33800 | 17.2 | 12.5 | 8.1 | 1.9 | 62 |  | 211641810
GOODMAN | GSZC703610A* | CAPTA4230*4A* | G*VM970603BNB* | 34800 | 34000 | 17.2 | 12.5 | 8.1 | 2 | 62 |  | 211641811
GOODMAN | GSZC703610A* | CHPTA3630*4A* | G*VM970804CNB* | 34600 | 33800 | 17.2 | 12.5 | 8.1 | 1.9 | 62 |  | 211641806
GOODMAN | GSZC703610A* | CAPTA4230*4A* | G*VM970803BNB* | 34800 | 34000 | 17.2 | 12.5 | 8.1 | 2 | 62 |  | 211641809
GOODMAN | GSZC703610A* | CHPTA3630*4A* | G*VC961005CNB* | 34600 | 33800 | 17.2 | 12.5 | 8.1 | 1.9 | 62 |  | 211641812
GOODMAN | GSZC703610A* | CHPTA3630*4A* | G*VM970803BNB* | 34400 | 33800 | 17.2 | 12.5 | 8.1 | 1.9 | 62 |  | 211641808
DAIKIN | DZ7TCA3610A* | CAPTA4230*4A* | D*97MC1005CNA* | 34800 | 34000 | 17.2 | 12.5 | 8.1 | 2 | 62 |  | 211641805
GOODMAN | GSZC703610A* | CAPTA4230*4A* | G*VS800604BUA* | 34600 | 34000 | 17.2 | 12.5 | 8.1 | 2 | 62 |  | 211641801
DAIKIN | DZ7TCA3610A* | CHPTA3630*4A* | D*97MC1005CNA* | 34600 | 33800 | 17.2 | 12.5 | 8.1 | 1.9 | 62 |  | 211641804
GOODMAN | GSZC703610A* | CHPTA3630*4A* | G*VM971005CNB* | 34600 | 33800 | 17.2 | 12.5 | 8.1 | 1.9 | 62 |  | 211641802
DAIKIN | DZ7TCA4810A* | CAPT4961*4A* | D*97MC0804CNA* | 46500 | 47500 | 16.5 | 12 | 8.2 | 2 | 65 |  | 211641915
DAIKIN | DZ7TCA4810A* | CHPT4860D4A* | D*97MC0804CNA* | 46000 | 47000 | 16.5 | 12 | 8.1 | 1.8 | 66 |  | 211641914
DAIKIN | DZ7TCA6010A* | CHPT4860D4A*+MBVC2000**-1A* |  | 54500 | 57000 | 15.2 | 11.7 | 8.1 | 1.8 | 67 |  | 211641918
GOODMAN | GSZC706010A* | CAPT4961*4A*+MBVC2001**-1A* |  | 56000 | 57000 | 16.2 | 11.7 | 8.2 | 1.9 | 67 |  | 211641917
DAIKIN | DZ7TCA6010A* | CAPT4961*4A* | D*80SC0805CUA* | 55000 | 57000 | 15.2 | 11.7 | 8.1 | 1.9 | 67 |  | 211641971
GOODMAN | GSZC706010A* | CHPT4860D4A*+MBVC2001**-1A* |  | 54500 | 57000 | 15.2 | 11.7 | 8.1 | 1.8 | 67 |  | 211641916
GOODMAN | GSZC704810A* | CHPT4860D4A* | G*VC800804C*A* | 46000 | 47000 | 16.5 | 12 | 8.1 | 1.8 | 66 |  | 211641912
GOODMAN | GSZC704810A* | CAPT4961*4A* | G*VC800805C*A* | 46500 | 47500 | 17.2 | 12 | 8.2 | 2 | 65 |  | 211641911
GOODMAN | GSZC704810A* | CAPT4961*4A* | G*VC800804C*A* | 46500 | 47500 | 17.2 | 12 | 8.2 | 2 | 65 |  | 211641913
GOODMAN | GSZC704810A* | CHPT4860D4A* | G*VC800805C*A* | 46000 | 47000 | 16.5 | 12 | 8.1 | 1.8 | 66 |  | 211641910
GOODMAN | GSZC704810A* | CHPT4860D4A* | G*VC801005C*A* | 46000 | 47000 | 16.5 | 12 | 8.1 | 1.8 | 66 |  | 211641906
GOODMAN | GSZC704810A* | CAPT4961*4A* | G*VC960804CNB* | 46500 | 47500 | 16.5 | 12 | 8.2 | 2 | 65 |  | 211641895
DAIKIN | DZ7TCA4810A* | CAPT4961*4A* | D*80VC0804C*A* | 46500 | 47500 | 17.2 | 12 | 8.2 | 2 | 65 |  | 211641905
GOODMAN | GSZC704810A* | CAPT4961*4A* | G*VC800805D*A* | 46500 | 47500 | 17.2 | 12 | 8.2 | 2 | 65 |  | 211641909
GOODMAN | GSZC704810A* | CHPT4860D4A* | G*VC800805D*A* | 46000 | 47000 | 16.5 | 12 | 8.2 | 1.8 | 66 |  | 211641908
DAIKIN | DZ7TCA4810A* | CHPT4860D4A* | D*80VC0804C*A* | 46000 | 47000 | 16.5 | 12 | 8.1 | 1.8 | 66 |  | 211641904
GOODMAN | GSZC704810A* | CAPT4961*4A* | G*VC801005C*A* | 46500 | 47500 | 17.2 | 12 | 8.2 | 2 | 65 |  | 211641907
DAIKIN | DZ7TCA4810A* | CAPT4961*4A* | D*80VC0805D*A* | 46500 | 47500 | 17.2 | 12 | 8.2 | 2 | 65 |  | 211641901
DAIKIN | DZ7TCA4810A* | CHPT4860D4A* | D*80VC0805C*A* | 46000 | 47000 | 16.5 | 12 | 8.1 | 1.8 | 66 |  | 211641902
DAIKIN | DZ7TCA4810A* | CAPT4961*4A* | D*80VC0805C*A* | 46500 | 47500 | 17.2 | 12 | 8.2 | 2 | 65 |  | 211641903
DAIKIN | DZ7TCA4810A* | CHPT4860D4A* | D*80VC0805D*A* | 46000 | 47000 | 16.5 | 12 | 8.2 | 1.8 | 66 |  | 211641900
DAIKIN | DZ7TCA4810A* | CAPT4961*4A* | D*96VC0804CNA* | 46500 | 47500 | 16.5 | 12 | 8.2 | 2 | 65 |  | 211641897
DAIKIN | DZ7TCA4810A* | CAPT4961*4A* | D*80VC1005C*A* | 46500 | 47500 | 17.2 | 12 | 8.2 | 2 | 65 |  | 211641899
DAIKIN | DZ7TCA4810A* | CHPT4860D4A* | D*80VC1005C*A* | 46000 | 47000 | 16.5 | 12 | 8.1 | 1.8 | 66 |  | 211641898
DAIKIN | DZ7TCA4810A* | CHPT4860D4A* | D*96VC0804CNA* | 46000 | 47000 | 16.5 | 12 | 8.1 | 1.8 | 66 |  | 211641896
GOODMAN | GSZC704810A* | CHPT4860D4A* | G*VC960804CNB* | 46000 | 47000 | 16.5 | 12 | 8.1 | 1.8 | 66 |  | 211641894
GOODMAN | GSZC704810A* | CAPT4961*4A* | G*VC961005CNB* | 46500 | 47500 | 16.5 | 12 | 8.2 | 2 | 65 |  | 211641891
GOODMAN | GSZC704810A* | CAPT4961*4A* | G*VM970804CNB* | 46500 | 47500 | 16.5 | 12 | 8.2 | 2 | 65 |  | 211641885
DAIKIN | DZ7TCA4810A* | CAPT4961*4A* | D*96VC1005CNA* | 46500 | 47500 | 16.5 | 12 | 8.2 | 2 | 65 |  | 211641893
GOODMAN | GSZC704810A* | CHPT4860D4A* | G*VC961005CNB* | 46000 | 47000 | 16.5 | 12 | 8.1 | 1.8 | 66 |  | 211641890
DAIKIN | DZ7TCA4810A* | CHPT4860D4A* | D*96VC1005CNA* | 46000 | 47000 | 16.5 | 12 | 8.1 | 1.8 | 66 |  | 211641892
DAIKIN | DZ7TCA4810A* | CHPT4860D4A* | D*96VC1205DNA* | 46000 | 47500 | 16.5 | 12 | 8.2 | 1.8 | 65 |  | 211641888
GOODMAN | GSZC704810A* | CHPT4860D4A* | G*VC961205DNB* | 46000 | 47500 | 16.5 | 12 | 8.2 | 1.8 | 65 |  | 211641886
DAIKIN | DZ7TCA4810A* | CAPT4961*4A* | D*96VC1205DNA* | 46500 | 48000 | 17.2 | 12 | 8.2 | 2 | 65 |  | 211641889
GOODMAN | GSZC704810A* | CHPT4860D4A* | G*VM971005CNB* | 46000 | 47000 | 16.5 | 12 | 8.1 | 1.8 | 66 |  | 211641880
GOODMAN | GSZC704810A* | CAPT4961*4A* | G*VM971005CNB* | 46500 | 47500 | 16.5 | 12 | 8.2 | 2 | 65 |  | 211641881
DAIKIN | DZ7TCA4810A* | CHPT4860D4A* | D*97MC1005CNA* | 46000 | 47000 | 16.5 | 12 | 8.1 | 1.8 | 66 |  | 211641882
GOODMAN | GSZC704810A* | CHPT4860D4A* | G*VM970804CNB* | 46000 | 47000 | 16.5 | 12 | 8.1 | 1.8 | 66 |  | 211641884
GOODMAN | GSZC704810A* | CAPT4961*4A* | G*VC961205DNB* | 46500 | 48000 | 17.2 | 12 | 8.2 | 2 | 65 |  | 211641887
DAIKIN | DZ7TCA4810A* | CAPT4961*4A* | D*97MC1005CNA* | 46500 | 47500 | 16.5 | 12 | 8.2 | 2 | 65 |  | 211641883
GOODMAN | GSZC704810A* | CAPT4961*4A* | G*VM971205DNB* | 46500 | 48000 | 17.2 | 12 | 8.2 | 2 | 65 |  | 211641877
DAIKIN | DZ7TCA4810A* | CAPT4961*4A* | D*97MC1205DNA* | 46500 | 48000 | 17.2 | 12 | 8.2 | 2 | 65 |  | 211641879
DAIKIN | DZ7TCA4810A* | CHPT4860D4A* | D*97MC1205DNA* | 46000 | 47500 | 16.5 | 12 | 8.1 | 1.8 | 65 |  | 211641878
GOODMAN | GSZC704810A* | CHPT4860D4A* | G*VM971205DNB* | 46000 | 47500 | 16.5 | 12 | 8.1 | 1.8 | 65 |  | 211641876
GOODMAN | GSZC704810A* | CHPT4860D4A* | G*VS960805CUA* | 46000 | 47000 | 16.5 | 12 | 8.1 | 1.8 | 66 |  | 211641872
GOODMAN | GSZC704810A* | CAPT4961*4A* | G*VS800805CUA* | 46500 | 47500 | 17.2 | 12 | 8.2 | 2 | 65 |  | 211641875
GOODMAN | GSZC704810A* | CHPT4860D4A*+MBVC1601**-1A* |  | 46500 | 48000 | 17.2 | 12 | 8.1 | 1.8 | 65 |  | 211641868
GOODMAN | GSZC704810A* | CHPT4860D4A* | G*VS800805CUA* | 46000 | 47000 | 16.5 | 12 | 8.1 | 1.8 | 66 |  | 211641874
GOODMAN | GSZC704810A* | CAPT4961*4A* | G*VS960805CUA* | 46500 | 47500 | 16.5 | 12 | 8.2 | 2 | 65 |  | 211641873
DAIKIN | DZ7TCA4810A* | CAPT4961*4A*+MBVC1600**-1A* |  | 47000 | 48000 | 17.2 | 12 | 8.2 | 2 | 65 |  | 211641871
DAIKIN | DZ7TCA4810A* | CAPT4961*4A*+MBVC2000**-1A* |  | 47000 | 48000 | 17.2 | 12.5 | 8.2 | 2 | 65 |  | 211641867
DAIKIN | DZ7TCA4810A* | CHPT4860D4A*+MBVC1600**-1A* |  | 46500 | 48000 | 17.2 | 12 | 8.1 | 1.8 | 65 |  | 211641870
DAIKIN | DZ7TCA4810A* | CHPT4860D4A*+MBVC2000**-1A* |  | 46500 | 48000 | 17.2 | 12 | 8.2 | 1.8 | 65 |  | 211641866
GOODMAN | GSZC704810A* | CAPT4961*4A*+MBVC2001**-1A* |  | 47000 | 48000 | 17.2 | 12.5 | 8.2 | 2 | 65 |  | 211641865
GOODMAN | GSZC704810A* | CAPT4961*4A*+MBVC1601**-1A* |  | 47000 | 48000 | 17.2 | 12 | 8.2 | 2 | 65 |  | 211641869
DAIKIN | DZ7TCA3610A* | CHPTA3630*4A* | D*97MC0803BNA* | 34400 | 33800 | 17.2 | 12.5 | 8.1 | 1.9 | 62 |  | 211641860
DAIKIN | DZ7TCA3610A* | CHPTA3630*4A* | D*97MC0603BNA* | 34400 | 33800 | 17.2 | 12.5 | 8.1 | 1.9 | 62 |  | 211641862
DAIKIN | DZ7TCA3610A* | CAPTA4230*4A* | D*97MC0803BNA* | 34800 | 34000 | 17.2 | 12.5 | 8.1 | 2 | 62 |  | 211641861
FRANKLIN | GSZV903610A* | CA*F3743*6D*+TXV | G*VM971205DNB* | 33600 | 34000 | 19 | 12 | 8.2 | 1.8 | 64 | 72 | 210692932
FRANKLIN | GSZV903610A* | CA*F3743*6D*+TXV | G*VM971005CNB* | 33600 | 34000 | 19 | 12 | 8.2 | 1.8 | 64 | 72 | 210692931
FRANKLIN | GSZV903610A* | CA*F3743*6D*+TXV | G*VM970603BNB* | 33600 | 34000 | 18.5 | 12 | 8.2 | 1.8 | 64 | 72 | 210692928
FRANKLIN | GSZV903610A* | CA*F3743*6D*+TXV | G*VC960804CNB* | 33600 | 34000 | 19 | 12 | 8.2 | 1.8 | 64 | 72 | 210692924
FRANKLIN | GSZV903610A* | CA*F3743*6D*+TXV | G*VM970804CNB* | 33600 | 34000 | 19 | 12 | 8.2 | 1.8 | 64 | 72 | 210692930
FRANKLIN | GSZV903610A* | CA*F3743*6D*+TXV | G*VM970803BNB* | 33600 | 34000 | 18.5 | 12 | 8.2 | 1.8 | 64 | 72 | 210692929
FRANKLIN | GSZV903610A* | CA*F3743*6D*+TXV | G*VC961205DNB* | 33600 | 34000 | 19 | 12 | 8.2 | 1.8 | 64 | 72 | 210692927
FRANKLIN | GSZV903610A* | CA*F3743*6D*+TXV | G*VC961005CNB* | 33600 | 34000 | 19 | 12 | 8.2 | 1.8 | 64 | 72 | 210692926
FRANKLIN | GSZV903610A* | CA*F3743*6D*+TXV | G*VS960805CUA* | 33600 | 34000 | 18.5 | 12 | 8.2 | 1.8 | 64 | 72 | 210692925
FRANKLIN | GSZV903610A* | CA*F3743*6D*+TXV | G*VS800604BUA* | 33600 | 34000 | 18.5 | 12 | 8.2 | 1.8 | 64 | 72 | 210692914
FRANKLIN | GSZV903610A* | CA*F3743*6D*+TXV | G*VC800805C*A* | 33600 | 34000 | 19 | 12 | 8.2 | 1.8 | 64 | 72 | 210692918
FRANKLIN | GSZV903610A* | CA*F3743*6D*+TXV | G*VC801005C*A* | 33600 | 34000 | 19 | 12 | 8.2 | 1.8 | 64 | 72 | 210692919
FRANKLIN | GSZV903610A* | CA*F3743*6D*+TXV | G*VC800804C*A* | 33600 | 34000 | 19 | 12 | 8.2 | 1.8 | 64 | 72 | 210692916
FRANKLIN | GSZV903610A* | CA*F3743*6D*+TXV | G*VC800604B*A* | 33600 | 34000 | 19 | 12 | 8.2 | 1.8 | 64 | 72 | 210692915
FRANKLIN | GSZV903610A* | CA*F3743*6D*+TXV | G*VS800805CUA* | 33600 | 34000 | 19 | 12 | 8.2 | 1.8 | 64 | 72 | 210692917
FRANKLIN | GSZV903610A* | CA*F3137*6A*+TXV | G*VS800604BUA* | 33600 | 34000 | 18.5 | 12 | 8.2 | 1.8 | 64 | 72 | 210692905
FRANKLIN | GSZV903610A* | CA*F3743*6D*+MBVC1201**-1A*+TXV |  | 34000 | 34000 | 19 | 12 | 8.2 | 1.8 | 64 | 72 | 210692913
FRANKLIN | GSZV903610A* | CA*F3137*6A*+TXV | G*VC800604B*A* | 33600 | 34000 | 18.5 | 12 | 8.2 | 1.8 | 64 | 72 | 210692906
FRANKLIN | GSZV903610A* | CA*F3137*6A*+MBVC1201**-1A*+TXV |  | 34000 | 34000 | 18.5 | 12 | 8.2 | 1.8 | 64 | 72 | 210692904
Liberty Heating & Air Conditioning | ASZV903610A* | AMVE48DP1400A* |  | 34000 | 34000 | 19 | 12 | 8.2 | 1.8 | 64 | 72 | 210609975
FRANKLIN | ASZV903610A* | AMVE48DP1400A* |  | 34000 | 34000 | 19 | 12 | 8.2 | 1.8 | 64 | 72 | 210609973
FRANKLIN | GSZV903610A* | AMVE48DP1400A* |  | 34000 | 34000 | 19 | 12 | 8.2 | 1.8 | 64 | 72 | 210609971
AMANA | ASZV903610A* | AMVE48DP1400A* |  | 33600 | 33600 | 19 | 12 | 8.2 | 1.8 | 64 | 73 | 210609969
GOODMAN | GSZV903610A* | AMVE48DP1400A* |  | 33600 | 33600 | 19 | 12 | 8.2 | 1.8 | 64 | 73 | 210609967
DAIKIN | DZ9VCA3610A* | DMVE48DP1400A* |  | 33600 | 33600 | 19 | 12 | 8.2 | 1.8 | 64 | 73 | 210609965
AMANA | ASZV904810A* | CA*F4961*6D*+MBVC2001**-1A*+TX |  | 45000 | 44500 | 19 | 12 | 8.2 | 1.82 | 61 | 57 | 210607580
DAIKIN | DZ9VCA4810A* | CA*F4961*6D*+MBVC2000**-1A*+TX |  | 45000 | 44500 | 19 | 12 | 8.2 | 1.82 | 61 | 57 | 210607579
AMANA | ASZV903610A* | CA*F3743*6D*+MBVC1601**-1A*+TX |  | 34200 | 34200 | 19 | 12 | 8.2 | 1.85 | 63 | 71 | 210607578
DAIKIN | DZ9VCA3610A* | CA*F3743*6D*+MBVC1600**-1A*+TX |  | 34200 | 34200 | 19 | 12 | 8.2 | 1.85 | 63 | 71 | 210607577
Liberty Heating & Air Conditioning | ASZV902410A* | CA*F3137*6A*+MBVC1201**-1A*+TX |  | 23200 | 23000 | 21 | 12 | 8.2 | 2.2 | 61 | 57 | 210607575
FRANKLIN | ASZV902410A* | CA*F3137*6A*+MBVC1201**-1A*+TX |  | 23200 | 23000 | 21 | 12 | 8.2 | 2.2 | 61 | 57 | 210607574
FRANKLIN | GSZV902410A* | CA*F3137*6A*+MBVC1201**-1A*+TX |  | 23200 | 23000 | 21 | 12 | 8.2 | 2.2 | 61 | 57 | 210607573
AMANA | ASZV902410A* | CA*F3137*6A*+MBVC1201**-1A*+TX |  | 23200 | 23000 | 21 | 12 | 8.2 | 2.2 | 61 | 57 | 210607572
DAIKIN | DZ9VCA2410A* | CA*F3137*6A*+MBVC1200**-1A*+TX |  | 23200 | 23000 | 21 | 12 | 8.2 | 2.2 | 61 | 57 | 210607570
GOODMAN | GSZV902410A* | CA*F3137*6A*+MBVC1201**-1A*+TX |  | 23200 | 23000 | 21 | 12 | 8.2 | 2.2 | 61 | 57 | 210607571
Liberty Heating & Air Conditioning | ASZV904810A* | CA*F4961*6D*+MBVC2001**-1A*+TX |  | 45000 | 44500 | 19 | 12 | 8.2 | 1.82 | 61 | 57 | 210607420
FRANKLIN | ASZV904810A* | CA*F4961*6D*+MBVC2001**-1A*+TX |  | 45000 | 44500 | 19 | 12 | 8.2 | 1.82 | 61 | 57 | 210607418
FRANKLIN | GSZV904810A* | CA*F4961*6D*+MBVC2001**-1A*+TX |  | 45000 | 44500 | 19 | 12 | 8.2 | 1.82 | 61 | 57 | 210607417
GOODMAN | GSZV904810A* | CA*F4961*6D*+MBVC2001**-1A*+TX |  | 45000 | 44500 | 19 | 12 | 8.2 | 1.82 | 61 | 57 | 210607416
FRANKLIN | GSZV902410A* | CA*F3743*6D*+TXV | G*VS800604BUA* | 23000 | 23000 | 21 | 12 | 8.2 | 2.2 | 63 | 57 | 210692873
FRANKLIN | GSZV902410A* | CA*F3743*6D*+TXV | G*VM970803BNB* | 23000 | 23000 | 21.5 | 12 | 8.2 | 2.2 | 63 | 57 | 210692881
FRANKLIN | GSZV902410A* | CA*F3743*6D*+TXV | G*VC960803BNB* | 23000 | 23000 | 21 | 12 | 8.2 | 2.2 | 63 | 57 | 210692878
FRANKLIN | GSZV902410A* | CA*F3743*6D*+TXV | G*VC800604B*A* | 23000 | 23000 | 21.5 | 12 | 8.2 | 2.2 | 63 | 57 | 210692874
FRANKLIN | GSZV902410A* | CA*F3743*6D*+MBVC1201**-1A*+TXV |  | 23000 | 23000 | 21.5 | 12 | 8.2 | 2.2 | 63 | 57 | 210692872
DAIKIN | DZ9VCA3610A* | CA*F3743*6D*+TXV | D*97MC1005CNA* | 33200 | 33600 | 19 | 12 | 8.2 | 1.8 | 64 | 73 | 210692319
DAIKIN | DZ9VCA3610A* | CA*F3743*6D*+TXV | D*97MC0803BNA* | 33600 | 34000 | 18.5 | 12 | 8.2 | 1.8 | 64 | 72 | 210692317
DAIKIN | DZ9VCA3610A* | CA*F3743*6D*+TXV | D*96SC0805CUA* | 33600 | 34000 | 18.5 | 12 | 8.2 | 1.8 | 64 | 72 | 210692313
DAIKIN | DZ9VCA3610A* | CA*F3743*6D*+TXV | D*96VC1205DNA* | 33600 | 34000 | 19 | 12 | 8.2 | 1.8 | 64 | 72 | 210692315
DAIKIN | DZ9VCA3610A* | CA*F3743*6D*+TXV | D*97MC1205DNA* | 33200 | 33600 | 19 | 12 | 8.2 | 1.8 | 64 | 73 | 210692320
DAIKIN | DZ9VCA3610A* | CA*F3743*6D*+TXV | D*97MC0804CNA* | 33200 | 33600 | 19 | 12 | 8.2 | 1.8 | 64 | 73 | 210692318
DAIKIN | DZ9VCA3610A* | CA*F3743*6D*+TXV | D*97MC0603BNA* | 33600 | 34000 | 18.5 | 12 | 8.2 | 1.8 | 64 | 72 | 210692316
DAIKIN | DZ9VCA3610A* | CA*F3743*6D*+TXV | D*96VC1005CNA* | 33600 | 34000 | 19 | 12 | 8.2 | 1.8 | 64 | 72 | 210692314
DAIKIN | DZ9VCA3610A* | CA*F3743*6D*+TXV | D*80VC1005C*A* | 33600 | 34000 | 19 | 12 | 8.2 | 1.8 | 64 | 72 | 210692307
DAIKIN | DZ9VCA3610A* | CA*F3743*6D*+TXV | D*96VC0804CNA* | 33600 | 34000 | 19 | 12 | 8.2 | 1.8 | 64 | 72 | 210692312
DAIKIN | DZ9VCA3610A* | CA*F3743*6D*+TXV | D*80VC0805C*A* | 33600 | 34000 | 19 | 12 | 8.2 | 1.8 | 64 | 72 | 210692306
DAIKIN | DZ9VCA2410A* | CA*F3743*6D*+MBVC1200**-1A*+TXV |  | 23000 | 23000 | 21.5 | 12 | 8.2 | 2.2 | 63 | 57 | 210692260
DAIKIN | DZ9VCA2410A* | CA*F3743*6D*+TXV | D*80VC0604B*A* | 23000 | 23000 | 21.5 | 12 | 8.2 | 2.2 | 63 | 57 | 210692262
DAIKIN | DZ9VCA2410A* | CA*F3743*6D*+TXV | D*80SC0604BUA* | 23000 | 23000 | 21 | 12 | 8.2 | 2.2 | 63 | 57 | 210692261
DAIKIN | DZ9VCA2410A* | CA*F3743*6D*+TXV | D*97MC0803BNA* | 23000 | 23000 | 21.5 | 12 | 8.2 | 2.2 | 63 | 57 | 210692269
DAIKIN | DZ9VCA2410A* | CA*F3743*6D*+TXV | D*96VC0803BNA* | 23000 | 23000 | 21 | 12 | 8.2 | 2.2 | 63 | 57 | 210692266
DAIKIN | DZ9VCA3610A* | CA*F3137*6A*+MBVC1200**-1A*+TXV |  | 34000 | 34000 | 18.5 | 12 | 8.2 | 1.8 | 64 | 72 | 210692292
DAIKIN | DZ9VCA3610A* | CA*F3137*6A*+TXV | D*80VC0604B*A* | 33600 | 34000 | 18.5 | 12 | 8.2 | 1.8 | 64 | 72 | 210692294
DAIKIN | DZ9VCA3610A* | CA*F3137*6A*+TXV | D*80SC0604BUA* | 33600 | 34000 | 18.5 | 12 | 8.2 | 1.8 | 64 | 72 | 210692293
DAIKIN | DZ9VCA3610A* | CA*F3743*6D*+MBVC1200**-1A*+TXV |  | 34000 | 34000 | 19 | 12 | 8.2 | 1.8 | 64 | 72 | 210692301
DAIKIN | DZ9VCA3610A* | CA*F3743*6D*+TXV | D*80SC0604BUA* | 33600 | 34000 | 18.5 | 12 | 8.2 | 1.8 | 64 | 72 | 210692302
DAIKIN | DZ9VCA3610A* | CA*F3743*6D*+TXV | D*80VC0804C*A* | 33600 | 34000 | 19 | 12 | 8.2 | 1.8 | 64 | 72 | 210692304
DAIKIN | DZ9VCA3610A* | CA*F3743*6D*+TXV | D*80SC0805CUA* | 33600 | 34000 | 19 | 12 | 8.2 | 1.8 | 64 | 72 | 210692305
DAIKIN | DZ9VCA3610A* | CA*F3743*6D*+TXV | D*80VC0604B*A* | 33600 | 34000 | 19 | 12 | 8.2 | 1.8 | 64 | 72 | 210692303
AMANA | ASZV903610A* | CA*F3743*6D*+TXV | A*VS800604BUA* | 33600 | 34000 | 18.5 | 12 | 8.2 | 1.8 | 64 | 72 | 210692506
AMANA | ASZV903610A* | CA*F3743*6D*+MBVC1201**-1A*+TXV |  | 34000 | 34000 | 19 | 12 | 8.2 | 1.8 | 64 | 72 | 210692505
AMANA | ASZV903610A* | CA*F3137*6A*+TXV | A*VC800604B*A* | 33600 | 34000 | 18.5 | 12 | 8.2 | 1.8 | 64 | 72 | 210692498
AMANA | ASZV903610A* | CA*F3137*6A*+TXV | A*VS800604BUA* | 33600 | 34000 | 18.5 | 12 | 8.2 | 1.8 | 64 | 72 | 210692497
AMANA | ASZV903610A* | CA*F3137*6A*+MBVC1201**-1A*+TXV |  | 34000 | 34000 | 18.5 | 12 | 8.2 | 1.8 | 64 | 72 | 210692496
AMANA | ASZV902410A* | CA*F3743*6D*+TXV | A*VC800604B*A* | 23000 | 23000 | 21.5 | 12 | 8.2 | 2.2 | 63 | 57 | 210692466
AMANA | ASZV902410A* | CA*F3743*6D*+TXV | A*VS800604BUA* | 23000 | 23000 | 21 | 12 | 8.2 | 2.2 | 63 | 57 | 210692465
AMANA | ASZV902410A* | CA*F3743*6D*+MBVC1201**-1A*+TXV |  | 23000 | 23000 | 21.5 | 12 | 8.2 | 2.2 | 63 | 57 | 210692464
FRANKLIN | ASZV902410A* | CA*F3743*6D*+TXV | G*VM970803BNB* | 23000 | 23000 | 21.5 | 12 | 8.2 | 2.2 | 63 | 57 | 210693085
FRANKLIN | ASZV902410A* | CA*F3743*6D*+TXV | G*VC960803BNB* | 23000 | 23000 | 21 | 12 | 8.2 | 2.2 | 63 | 57 | 210693082
FRANKLIN | ASZV902410A* | CA*F3743*6D*+TXV | G*VC800604B*A* | 23000 | 23000 | 21.5 | 12 | 8.2 | 2.2 | 63 | 57 | 210693078
FRANKLIN | ASZV902410A* | CA*F3743*6D*+MBVC1201**-1A*+TXV |  | 23000 | 23000 | 21.5 | 12 | 8.2 | 2.2 | 63 | 57 | 210693076
FRANKLIN | ASZV902410A* | CA*F3743*6D*+TXV | G*VS800604BUA* | 23000 | 23000 | 21 | 12 | 8.2 | 2.2 | 63 | 57 | 210693077
FRANKLIN | ASZV903610A* | CA*F3743*6D*+TXV | G*VM970803BNB* | 33600 | 34000 | 18.5 | 12 | 8.2 | 1.8 | 64 | 72 | 210693133
FRANKLIN | ASZV903610A* | CA*F3743*6D*+TXV | G*VM971205DNB* | 33600 | 34000 | 19 | 12 | 8.2 | 1.8 | 64 | 72 | 210693136
FRANKLIN | ASZV903610A* | CA*F3743*6D*+TXV | G*VM970603BNB* | 33600 | 34000 | 18.5 | 12 | 8.2 | 1.8 | 64 | 72 | 210693132
FRANKLIN | ASZV903610A* | CA*F3743*6D*+TXV | G*VM971005CNB* | 33600 | 34000 | 19 | 12 | 8.2 | 1.8 | 64 | 72 | 210693135
FRANKLIN | ASZV903610A* | CA*F3743*6D*+TXV | G*VM970804CNB* | 33600 | 34000 | 19 | 12 | 8.2 | 1.8 | 64 | 72 | 210693134
FRANKLIN | ASZV903610A* | CA*F3743*6D*+TXV | G*VC961005CNB* | 33600 | 34000 | 19 | 12 | 8.2 | 1.8 | 64 | 72 | 210693130
FRANKLIN | ASZV903610A* | CA*F3743*6D*+TXV | G*VS960805CUA* | 33600 | 34000 | 18.5 | 12 | 8.2 | 1.8 | 64 | 72 | 210693129
FRANKLIN | ASZV903610A* | CA*F3743*6D*+TXV | G*VC961205DNB* | 33600 | 34000 | 19 | 12 | 8.2 | 1.8 | 64 | 72 | 210693131
FRANKLIN | ASZV903610A* | CA*F3743*6D*+TXV | G*VC960804CNB* | 33600 | 34000 | 19 | 12 | 8.2 | 1.8 | 64 | 72 | 210693128
FRANKLIN | ASZV903610A* | CA*F3743*6D*+MBVC1201**-1A*+TXV |  | 34000 | 34000 | 19 | 12 | 8.2 | 1.8 | 64 | 72 | 210693117
FRANKLIN | ASZV903610A* | CA*F3743*6D*+TXV | G*VC800805C*A* | 33600 | 34000 | 19 | 12 | 8.2 | 1.8 | 64 | 72 | 210693122
FRANKLIN | ASZV903610A* | CA*F3743*6D*+TXV | G*VC801005C*A* | 33600 | 34000 | 19 | 12 | 8.2 | 1.8 | 64 | 72 | 210693123
FRANKLIN | ASZV903610A* | CA*F3743*6D*+TXV | G*VC800804C*A* | 33600 | 34000 | 19 | 12 | 8.2 | 1.8 | 64 | 72 | 210693120
FRANKLIN | ASZV903610A* | CA*F3743*6D*+TXV | G*VS800805CUA* | 33600 | 34000 | 19 | 12 | 8.2 | 1.8 | 64 | 72 | 210693121
FRANKLIN | ASZV903610A* | CA*F3743*6D*+TXV | G*VC800604B*A* | 33600 | 34000 | 19 | 12 | 8.2 | 1.8 | 64 | 72 | 210693119
FRANKLIN | ASZV903610A* | CA*F3743*6D*+TXV | G*VS800604BUA* | 33600 | 34000 | 18.5 | 12 | 8.2 | 1.8 | 64 | 72 | 210693118
FRANKLIN | ASZV903610A* | CA*F3137*6A*+TXV | G*VS800604BUA* | 33600 | 34000 | 18.5 | 12 | 8.2 | 1.8 | 64 | 72 | 210693109
FRANKLIN | ASZV903610A* | CA*F3137*6A*+TXV | G*VC800604B*A* | 33600 | 34000 | 18.5 | 12 | 8.2 | 1.8 | 64 | 72 | 210693110
FRANKLIN | ASZV903610A* | CA*F3137*6A*+MBVC1201**-1A*+TXV |  | 34000 | 34000 | 18.5 | 12 | 8.2 | 1.8 | 64 | 72 | 210693108
AMANA | ASZC702410A* | CAPTA3626*4A* | A*VC960804CNB* | 23600 | 23200 | 17.2 | 12.5 | 8.2 | 2 | 60 |  | 211641991
AMANA | ASZC702410A* | CHPTA2426*4A* | A*VC960804CNB* | 23600 | 23200 | 17.2 | 12.5 | 8.1 | 1.9 | 60 |  | 211641990
AMANA | ASZC702410A* | CAPTA3626*4A* | A*VM970603BNB* | 23600 | 23200 | 17.2 | 12.5 | 8.2 | 2 | 60 |  | 211641989
AMANA | ASZC702410A* | CHPTA2426*4A* | A*VM970603BNB* | 23600 | 23200 | 17.2 | 12.5 | 8.1 | 1.9 | 60 |  | 211641988
AMANA | ASZC702410A* | CAPTA3626*4A* | A*VM970803BNB* | 23600 | 23200 | 17.2 | 12.5 | 8.2 | 2 | 60 |  | 211641987
AMANA | ASZC702410A* | CHPTA2426*4A* | A*VM970803BNB* | 23600 | 23200 | 17.2 | 12.5 | 8.1 | 1.9 | 60 |  | 211641986
Liberty Heating & Air Conditioning | ASZV903610A* | CA*F3743*6D*+MBVC1601**-1A*+TX |  | 34200 | 34200 | 19 | 12 | 8.2 | 1.85 | 63 | 71 | 210607415
FRANKLIN | ASZV903610A* | CA*F3743*6D*+MBVC1601**-1A*+TX |  | 34200 | 34200 | 19 | 12 | 8.2 | 1.85 | 63 | 71 | 210607414
FRANKLIN | GSZV903610A* | CA*F3743*6D*+MBVC1601**-1A*+TX |  | 34200 | 34200 | 19 | 12 | 8.2 | 1.85 | 63 | 71 | 210607413
GOODMAN | GSZV903610A* | CA*F3743*6D*+MBVC1601**-1A*+TX |  | 34200 | 34200 | 19 | 12 | 8.2 | 1.85 | 63 | 71 | 210607412
AMANA | ASZC702410A* | CAPTA3626*4A* | A*VS960603BUA* | 23600 | 23200 | 17.2 | 12.5 | 8.2 | 2 | 60 |  | 211641979
AMANA | ASZC702410A* | CAPTA3626*4A* | A*VM970804CNB* | 23600 | 23200 | 17.2 | 12.5 | 8.2 | 2 | 60 |  | 211641985
AMANA | ASZC702410A* | CHPTA2426*4A* | A*VS800604BUA* | 23600 | 23200 | 17.2 | 12.5 | 8.1 | 1.9 | 60 |  | 211641982
AMANA | ASZC702410A* | CAPTA3626*4A* | A*VS800604BUA* | 23600 | 23200 | 17.2 | 12.5 | 8.2 | 2 | 60 |  | 211641983
AMANA | ASZC702410A* | CHPTA2426*4A* | A*VM970804CNB* | 23600 | 23200 | 17.2 | 12.5 | 8.1 | 1.9 | 60 |  | 211641984
AMANA | ASZC702410A* | CAPTA3626*4A* | A*VS800805CUA* | 23600 | 23200 | 17.2 | 12.5 | 8.2 | 2 | 60 |  | 211641981
AMANA | ASZC702410A* | CHPTA2426*4A* | A*VS800805CUA* | 23600 | 23200 | 17.2 | 12.5 | 8.1 | 1.9 | 60 |  | 211641980
DAIKIN | DZ7TCA2410A* | CAPTA3626*4A* | D*80SC0604BUA* | 23600 | 23200 | 17.2 | 12.5 | 8.2 | 2 | 60 |  | 211641955
AMANA | ASZC702410A* | CHPTA2426*4A* | A*VS960805CUA* | 23600 | 23200 | 17.2 | 12.5 | 8.1 | 1.9 | 60 |  | 211641976
AMANA | ASZC702410A* | CAPTA3626*4A* | A*VS960805CUA* | 23600 | 23200 | 17.2 | 12.5 | 8.2 | 2 | 60 |  | 211641977
AMANA | ASZC702410A* | CAPTA3626*4A*+MBVC1601**-1A* |  | 24000 | 23200 | 17.2 | 12.5 | 8.2 | 2 | 60 |  | 211641973
AMANA | ASZC702410A* | CHPTA2426*4A* | A*VS960603BUA* | 23600 | 23200 | 17.2 | 12.5 | 8.1 | 1.9 | 60 |  | 211641978
AMANA | ASZC702410A* | CHPTA2426*4A*+MBVC1601**-1A* |  | 23600 | 23000 | 17.2 | 12.5 | 8.1 | 1.9 | 61 |  | 211641972
AMANA | ASZC702410A* | CHPTA2426*4A*+MBVC1201**-1A* |  | 23600 | 23200 | 17.2 | 12.5 | 8.1 | 1.9 | 60 |  | 211641974
AMANA | ASZC702410A* | CAPTA3626*4A*+MBVC1201**-1A* |  | 24000 | 23200 | 17.2 | 12.5 | 8.2 | 2 | 60 |  | 211641975
DAIKIN | DZ7TCA3610A* | CAPTA4230*4A* | D*96SC0805CUA* | 34800 | 34000 | 17.2 | 12.5 | 8.1 | 2 | 62 |  | 211641957
DAIKIN | DZ7TCA2410A* | CHPTA2426*4A* | D*96SC0603BUA* | 23600 | 23200 | 17.2 | 12.5 | 8.1 | 1.9 | 60 |  | 211641950
DAIKIN | DZ7TCA3610A* | CHPTA3630*4A* | D*96SC0805CUA* | 34600 | 33800 | 17.2 | 12.5 | 8.1 | 1.9 | 62 |  | 211641956
DAIKIN | DZ7TCA2410A* | CAPTA3626*4A* | D*80SC0805CUA* | 23600 | 23200 | 17.2 | 12.5 | 8.2 | 2 | 60 |  | 211641953
GOODMAN | GSZC706010A* | CAPT4961*4A* | G*VC800805C*A* | 55000 | 57000 | 15.2 | 11.7 | 8.1 | 1.9 | 67 |  | 211641946
DAIKIN | DZ7TCA2410A* | CHPTA2426*4A* | D*80SC0805CUA* | 23600 | 23200 | 17.2 | 12.5 | 8.1 | 1.9 | 60 |  | 211641952
DAIKIN | DZ7TCA2410A* | CHPTA2426*4A* | D*80SC0604BUA* | 23600 | 23200 | 17.2 | 12.5 | 8.1 | 1.9 | 60 |  | 211641954
DAIKIN | DZ7TCA2410A* | CAPTA3626*4A* | D*96SC0805CUA* | 23600 | 23200 | 17.2 | 12.5 | 8.2 | 2 | 60 |  | 211641949
GOODMAN | GSZC706010A* | CAPT4961*4A* | G*VC800805D*A* | 55000 | 57000 | 15.2 | 11.7 | 8.2 | 1.9 | 67 |  | 211641944
DAIKIN | DZ7TCA2410A* | CAPTA3626*4A* | D*96SC0603BUA* | 23600 | 23200 | 17.2 | 12.5 | 8.2 | 2 | 60 |  | 211641951
DAIKIN | DZ7TCA2410A* | CHPTA2426*4A* | D*96SC0805CUA* | 23600 | 23200 | 17.2 | 12.5 | 8.1 | 1.9 | 60 |  | 211641948
DAIKIN | DZ7TCA6010A* | CAPT4961*4A* | D*80VC0805D*A* | 55000 | 57000 | 15.2 | 11.7 | 8.2 | 1.9 | 67 |  | 211641940
GOODMAN | GSZC706010A* | CAPT4961*4A* | G*VC801005C*A* | 55000 | 57000 | 15.2 | 11.7 | 8.1 | 1.9 | 67 |  | 211641942
DAIKIN | DZ7TCA6010A* | CAPT4961*4A*+MBVC2000**-1A* |  | 56000 | 57000 | 16.2 | 11.7 | 8.2 | 1.9 | 67 |  | 211641919
GOODMAN | GSZC706010A* | CAPT4961*4A* | G*VS800805CUA* | 55000 | 57000 | 15.2 | 11.7 | 8.1 | 1.9 | 67 |  | 211641923
AMANA | ASZV903610A* | CA*F3743*6D*+TXV | A*VM971205DNB* | 33200 | 33600 | 19 | 12 | 8.2 | 1.8 | 64 | 73 | 210692524
AMANA | ASZV903610A* | CA*F3743*6D*+TXV | A*VM971005CNB* | 33200 | 33600 | 19 | 12 | 8.2 | 1.8 | 64 | 73 | 210692523
AMANA | ASZV903610A* | CA*F3743*6D*+TXV | A*VM970804CNB* | 33200 | 33600 | 19 | 12 | 8.2 | 1.8 | 64 | 73 | 210692522
AMANA | ASZV903610A* | CA*F3743*6D*+TXV | A*VM970803BNB* | 33600 | 34000 | 18.5 | 12 | 8.2 | 1.8 | 64 | 72 | 210692521
AMANA | ASZV903610A* | CA*F3743*6D*+TXV | A*VM970603BNB* | 33600 | 34000 | 18.5 | 12 | 8.2 | 1.8 | 64 | 72 | 210692520
AMANA | ASZV903610A* | CA*F3743*6D*+TXV | A*VC961205DNB* | 33600 | 34000 | 19 | 12 | 8.2 | 1.8 | 64 | 72 | 210692519
AMANA | ASZV903610A* | CA*F3743*6D*+TXV | A*VC961005CNB* | 33600 | 34000 | 19 | 12 | 8.2 | 1.8 | 64 | 72 | 210692518
AMANA | ASZV903610A* | CA*F3743*6D*+TXV | A*VS960805CUA* | 33600 | 34000 | 18.5 | 12 | 8.2 | 1.8 | 64 | 72 | 210692517
AMANA | ASZV903610A* | CA*F3743*6D*+TXV | A*VC960804CNB* | 33600 | 34000 | 19 | 12 | 8.2 | 1.8 | 64 | 72 | 210692516
AMANA | ASZV903610A* | CA*F3743*6D*+TXV | A*VC801005C*A* | 33600 | 34000 | 19 | 12 | 8.2 | 1.8 | 64 | 72 | 210692511
AMANA | ASZV903610A* | CA*F3743*6D*+TXV | A*VC800805C*A* | 33600 | 34000 | 19 | 12 | 8.2 | 1.8 | 64 | 72 | 210692510
AMANA | ASZV903610A* | CA*F3743*6D*+TXV | A*VS800805CUA* | 33600 | 34000 | 19 | 12 | 8.2 | 1.8 | 64 | 72 | 210692509
AMANA | ASZV903610A* | CA*F3743*6D*+TXV | A*VC800804C*A* | 33600 | 34000 | 19 | 12 | 8.2 | 1.8 | 64 | 72 | 210692508
AMANA | ASZV902410A* | CA*F3743*6D*+TXV | A*VM970803BNB* | 23000 | 23000 | 21.5 | 12 | 8.2 | 2.2 | 63 | 57 | 210692473
AMANA | ASZV902410A* | CA*F3743*6D*+TXV | A*VC960803BNB* | 23000 | 23000 | 21 | 12 | 8.2 | 2.2 | 63 | 57 | 210692470
AMANA | ASZV903610A* | CA*F3743*6D*+TXV | A*VC800604B*A* | 33600 | 34000 | 19 | 12 | 8.2 | 1.8 | 64 | 72 | 210692507
Liberty Heating & Air Conditioning | GSZC704810A* | CAPT4961*4A* | G*VC961005CNB* | 46500 | 47500 | 16.5 | 12 | 8.2 | 2 | 65 |  | 211946609
Liberty Heating & Air Conditioning | GSZC704810A* | CAPT4961*4A* | G*VM970804CNB* | 46500 | 47500 | 16.5 | 12 | 8.2 | 2 | 65 |  | 211946605
ONE HOUR AIR CONDITIONING AND HEATING | GSZC704810A* | CAPT4961*4A* | G*VC800805C*A* | 46500 | 47500 | 17.2 | 12 | 8.2 | 2 | 65 |  | 211950626
ONE HOUR AIR CONDITIONING AND HEATING | GSZC706010A* | CAPT4961*4A* | G*VC800805D*A* | 55000 | 57000 | 15.2 | 11.7 | 8.2 | 1.9 | 67 |  | 211950691
ONE HOUR AIR CONDITIONING AND HEATING | GSZC706010A* | CAPT4961*4A* | G*VC800805C*A* | 55000 | 57000 | 15.2 | 11.7 | 8.1 | 1.9 | 67 |  | 211950697
ONE HOUR AIR CONDITIONING AND HEATING | GSZC706010A* | CAPT4961*4A* | G*VC801005C*A* | 55000 | 57000 | 15.2 | 11.7 | 8.1 | 1.9 | 67 |  | 211950684
ONE HOUR AIR CONDITIONING AND HEATING | GSZC706010A* | CAPT4961*4A* | G*VS800805CUA* | 55000 | 57000 | 15.2 | 11.7 | 8.1 | 1.9 | 67 |  | 211950655
ONE HOUR AIR CONDITIONING AND HEATING | GSZC704810A* | CHPT4860D4A* | G*VC800805C*A* | 46000 | 47000 | 16.5 | 12 | 8.1 | 1.8 | 66 |  | 211950623
ONE HOUR AIR CONDITIONING AND HEATING | GSZC704810A* | CAPT4961*4A* | G*VM971005CNB* | 46500 | 47500 | 16.5 | 12 | 8.2 | 2 | 65 |  | 211950580
ONE HOUR AIR CONDITIONING AND HEATING | GSZC704810A* | CHPT4860D4A* | G*VC800805D*A* | 46000 | 47000 | 16.5 | 12 | 8.2 | 1.8 | 66 |  | 211950616
ONE HOUR AIR CONDITIONING AND HEATING | GSZC706010A* | CHPT4860D4A*+MBVC2001**-1A* |  | 54500 | 57000 | 15.2 | 11.7 | 8.1 | 1.8 | 67 |  | 211950639
ONE HOUR AIR CONDITIONING AND HEATING | GSZC706010A* | CAPT4961*4A*+MBVC2001**-1A* |  | 56000 | 57000 | 16.2 | 11.7 | 8.2 | 1.9 | 67 |  | 211950643
Liberty Heating & Air Conditioning | GSZC706010A* | CAPT4961*4A* | G*VC800805C*A* | 55000 | 57000 | 15.2 | 11.7 | 8.1 | 1.9 | 67 |  | 211946639
Liberty Heating & Air Conditioning | GSZC706010A* | CAPT4961*4A* | G*VC800805D*A* | 55000 | 57000 | 15.2 | 11.7 | 8.2 | 1.9 | 67 |  | 211946637
Liberty Heating & Air Conditioning | GSZC706010A* | CAPT4961*4A* | G*VS800805CUA* | 55000 | 57000 | 15.2 | 11.7 | 8.1 | 1.9 | 67 |  | 211946626
Liberty Heating & Air Conditioning | GSZC706010A* | CAPT4961*4A* | G*VC801005C*A* | 55000 | 57000 | 15.2 | 11.7 | 8.1 | 1.9 | 67 |  | 211946635
Liberty Heating & Air Conditioning | GSZC706010A* | AMVT60DP1400A* |  | 56000 | 57000 | 16.2 | 11.7 | 8.2 | 1.9 | 67 |  | 211946620
Liberty Heating & Air Conditioning | GSZC704810A* | CAPT4961*4A* | G*VC800804C*A* | 46500 | 47500 | 17.2 | 12 | 8.2 | 2 | 65 |  | 211946619
Liberty Heating & Air Conditioning | GSZC704810A* | CAPT4961*4A* | G*VC800805C*A* | 46500 | 47500 | 17.2 | 12 | 8.2 | 2 | 65 |  | 211946617
Liberty Heating & Air Conditioning | GSZC706010A* | CAPT4961*4A*+MBVC2001**-1A* |  | 56000 | 57000 | 16.2 | 11.7 | 8.2 | 1.9 | 67 |  | 211946622
Liberty Heating & Air Conditioning | GSZC704810A* | CAPT4961*4A* | G*VC960804CNB* | 46500 | 47500 | 16.5 | 12 | 8.2 | 2 | 65 |  | 211946611
Liberty Heating & Air Conditioning | GSZC706010A* | CHPT4860D4A*+MBVC2001**-1A* |  | 54500 | 57000 | 15.2 | 11.7 | 8.1 | 1.8 | 67 |  | 211946621
Liberty Heating & Air Conditioning | GSZC704810A* | CHPT4860D4A* | G*VC800805D*A* | 46000 | 47000 | 16.5 | 12 | 8.2 | 1.8 | 66 |  | 211946614
Liberty Heating & Air Conditioning | GSZC704810A* | CAPT4961*4A* | G*VC961205DNB* | 46500 | 48000 | 17.2 | 12 | 8.2 | 2 | 65 |  | 211946607
Liberty Heating & Air Conditioning | GSZC704810A* | CHPT4860D4A* | G*VC800804C*A* | 46000 | 47000 | 16.5 | 12 | 8.1 | 1.8 | 66 |  | 211946618
Liberty Heating & Air Conditioning | GSZC704810A* | CHPT4860D4A* | G*VC961205DNB* | 46000 | 47500 | 16.5 | 12 | 8.2 | 1.8 | 65 |  | 211946606
Liberty Heating & Air Conditioning | GSZC704810A* | CHPT4860D4A* | G*VC800805C*A* | 46000 | 47000 | 16.5 | 12 | 8.1 | 1.8 | 66 |  | 211946616
Liberty Heating & Air Conditioning | GSZC704810A* | CAPT4961*4A* | G*VC800805D*A* | 46500 | 47500 | 17.2 | 12 | 8.2 | 2 | 65 |  | 211946615
Liberty Heating & Air Conditioning | GSZC704810A* | CAPT4961*4A* | G*VC801005C*A* | 46500 | 47500 | 17.2 | 12 | 8.2 | 2 | 65 |  | 211946613
Liberty Heating & Air Conditioning | GSZC704810A* | CHPT4860D4A* | G*VC801005C*A* | 46000 | 47000 | 16.5 | 12 | 8.1 | 1.8 | 66 |  | 211946612
Liberty Heating & Air Conditioning | GSZC704810A* | CHPT4860D4A* | G*VC960804CNB* | 46000 | 47000 | 16.5 | 12 | 8.1 | 1.8 | 66 |  | 211946610
Liberty Heating & Air Conditioning | GSZC704810A* | CAPT4961*4A* | G*VS960805CUA* | 46500 | 47500 | 16.5 | 12 | 8.2 | 2 | 65 |  | 211946597
Liberty Heating & Air Conditioning | GSZC704810A* | CAPT4961*4A* | G*VS800805CUA* | 46500 | 47500 | 17.2 | 12 | 8.2 | 2 | 65 |  | 211946599
Liberty Heating & Air Conditioning | GSZC704810A* | CHPT4860D4A* | G*VC961005CNB* | 46000 | 47000 | 16.5 | 12 | 8.1 | 1.8 | 66 |  | 211946608
Liberty Heating & Air Conditioning | GSZC704810A* | CHPT4860D4A*+MBVC1601**-1A* |  | 46500 | 48000 | 17.2 | 12 | 8.1 | 1.8 | 65 |  | 211946594
Liberty Heating & Air Conditioning | GSZC704810A* | CHPT4860D4A* | G*VM970804CNB* | 46000 | 47000 | 16.5 | 12 | 8.1 | 1.8 | 66 |  | 211946604
Liberty Heating & Air Conditioning | GSZC704810A* | CAPT4961*4A* | G*VM971205DNB* | 46500 | 48000 | 17.2 | 12 | 8.2 | 2 | 65 |  | 211946601
Liberty Heating & Air Conditioning | GSZC704810A* | CAPT4961*4A* | G*VM971005CNB* | 46500 | 47500 | 16.5 | 12 | 8.2 | 2 | 65 |  | 211946603
Liberty Heating & Air Conditioning | GSZC704810A* | CHPT4860D4A* | G*VS960805CUA* | 46000 | 47000 | 16.5 | 12 | 8.1 | 1.8 | 66 |  | 211946596
Liberty Heating & Air Conditioning | GSZC704810A* | CHPT4860D4A* | G*VM971005CNB* | 46000 | 47000 | 16.5 | 12 | 8.1 | 1.8 | 66 |  | 211946602
Liberty Heating & Air Conditioning | GSZC704810A* | CHPT4860D4A* | G*VS800805CUA* | 46000 | 47000 | 16.5 | 12 | 8.1 | 1.8 | 66 |  | 211946598
Liberty Heating & Air Conditioning | GSZC704810A* | AMVT60DP1400A* |  | 46500 | 48500 | 17.2 | 12 | 8.2 | 2 | 64 |  | 211946591
Liberty Heating & Air Conditioning | GSZC704810A* | CHPT4860D4A* | G*VM971205DNB* | 46000 | 47500 | 16.5 | 12 | 8.1 | 1.8 | 65 |  | 211946600
Liberty Heating & Air Conditioning | GSZC704810A* | CAPT4961*4A*+MBVC1601**-1A* |  | 47000 | 48000 | 17.2 | 12 | 8.2 | 2 | 65 |  | 211946595
Liberty Heating & Air Conditioning | GSZC703610A* | CAPTA4230*4A* | G*VS960805CUA* | 34800 | 34000 | 17.2 | 12.5 | 8.1 | 2 | 62 |  | 211946559
Liberty Heating & Air Conditioning | GSZC703610A* | CAPTA4230*4A* | G*VC800804C*A* | 34800 | 34000 | 17.2 | 12.5 | 8.1 | 2 | 62 |  | 211946586
Liberty Heating & Air Conditioning | GSZC704810A* | CHPT4860D4A*+MBVC2001**-1A* |  | 46500 | 48000 | 17.2 | 12 | 8.2 | 1.8 | 65 |  | 211946592
Liberty Heating & Air Conditioning | GSZC704810A* | CAPT4961*4A*+MBVC2001**-1A* |  | 47000 | 48000 | 17.2 | 12.5 | 8.2 | 2 | 65 |  | 211946593
Liberty Heating & Air Conditioning | GSZC703610A* | CHPTA3630*4A* | G*VC801005C*A* | 34600 | 33800 | 17.2 | 12.5 | 8.1 | 1.9 | 62 |  | 211946580
Liberty Heating & Air Conditioning | GSZC703610A* | CAPTA4230*4A* | G*VC800603B*A* | 34600 | 34000 | 17.2 | 12.5 | 8.1 | 2 | 62 |  | 211946590
Liberty Heating & Air Conditioning | GSZC703610A* | CAPTA4230*4A* | G*VC800604B*A* | 34600 | 34000 | 17.2 | 12.5 | 8.1 | 2 | 62 |  | 211946588
Liberty Heating & Air Conditioning | GSZC703610A* | CHPTA3630*4A* | G*VC800603B*A* | 34600 | 33800 | 17.2 | 12.5 | 8.1 | 1.9 | 62 |  | 211946589
Liberty Heating & Air Conditioning | GSZC703610A* | CAPTA4230*4A* | G*VC800805D*A* | 34800 | 34000 | 17.2 | 12.5 | 8.1 | 2 | 62 |  | 211946582
Liberty Heating & Air Conditioning | GSZC703610A* | CHPTA3630*4A* | G*VC800604B*A* | 34600 | 33800 | 17.2 | 12.5 | 8.1 | 1.9 | 62 |  | 211946587
Liberty Heating & Air Conditioning | GSZC703610A* | CHPTA3630*4A* | G*VC960403BNB* | 34400 | 33800 | 17.2 | 12.5 | 8.1 | 1.9 | 62 |  | 211946578
Liberty Heating & Air Conditioning | GSZC703610A* | CAPTA4230*4A* | G*VC800805C*A* | 34800 | 34000 | 17.2 | 12.5 | 8.1 | 2 | 62 |  | 211946584
Liberty Heating & Air Conditioning | GSZC703610A* | CHPTA3630*4A* | G*VC960603BNB* | 34400 | 33800 | 17.2 | 12.5 | 8.1 | 1.9 | 62 |  | 211946576
Liberty Heating & Air Conditioning | GSZC703610A* | CAPTA4230*4A* | G*VM970603BNB* | 34800 | 34000 | 17.2 | 12.5 | 8.1 | 2 | 62 |  | 211946571
Liberty Heating & Air Conditioning | GSZC703610A* | CHPTA3630*4A* | G*VC800804C*A* | 34600 | 33800 | 17.2 | 12.5 | 8.1 | 1.9 | 62 |  | 211946585
Liberty Heating & Air Conditioning | GSZC703610A* | CHPTA3630*4A* | G*VC800805C*A* | 34600 | 33800 | 17.2 | 12.5 | 8.1 | 1.9 | 62 |  | 211946583
Liberty Heating & Air Conditioning | GSZC703610A* | CAPTA4230*4A* | G*VC801005C*A* | 34800 | 34000 | 17.2 | 12.5 | 8.1 | 2 | 62 |  | 211946581
Liberty Heating & Air Conditioning | GSZC703610A* | CHPTA3630*4A* | G*VC961005CNB* | 34600 | 33800 | 17.2 | 12.5 | 8.1 | 1.9 | 62 |  | 211946572
Liberty Heating & Air Conditioning | GSZC703610A* | CAPTA4230*4A* | G*VC960403BNB* | 34800 | 34000 | 17.2 | 12.5 | 8.1 | 2 | 62 |  | 211946579
Liberty Heating & Air Conditioning | GSZC703610A* | CAPTA4230*4A* | G*VC960603BNB* | 34800 | 34000 | 17.2 | 12.5 | 8.1 | 2 | 62 |  | 211946577
JANITROL | GSZC702410A* | CHPTA2426*4A* | G*VS800604BUA* | 23600 | 23200 | 17.2 | 12.5 | 8.1 | 1.9 | 60 |  | 211945068
JANITROL | GSZC702410A* | CAPTA3626*4A* | G*VS800805CUA* | 23600 | 23200 | 17.2 | 12.5 | 8.2 | 2 | 60 |  | 211945067
JANITROL | GSZC702410A* | CHPTA2426*4A* | G*VS800805CUA* | 23600 | 23200 | 17.2 | 12.5 | 8.1 | 1.9 | 60 |  | 211945066
JANITROL | GSZC702410A* | CAPTA3626*4A* | G*VS960603BUA* | 23600 | 23200 | 17.2 | 12.5 | 8.2 | 2 | 60 |  | 211945065
JANITROL | GSZC702410A* | CHPTA2426*4A* | G*VS960603BUA* | 23600 | 23200 | 17.2 | 12.5 | 8.1 | 1.9 | 60 |  | 211945064
JANITROL | GSZC702410A* | CAPTA3626*4A* | G*VS960805CUA* | 23600 | 23200 | 17.2 | 12.5 | 8.2 | 2 | 60 |  | 211945063
JANITROL | GSZC702410A* | CHPTA2426*4A* | G*VS960805CUA* | 23600 | 23200 | 17.2 | 12.5 | 8.1 | 1.9 | 60 |  | 211945062
AMANA DISTINCTIONS | GSZC706010A* | CAPT4961*4A* | G*VC800805D*A* | 55000 | 57000 | 15.2 | 11.7 | 8.2 | 1.9 | 67 |  | 211940588
AMANA DISTINCTIONS | GSZC706010A* | AMVT60DP1400A* |  | 56000 | 57000 | 16.2 | 11.7 | 8.2 | 1.9 | 67 |  | 211940559
AMANA DISTINCTIONS | GSZC706010A* | CAPT4961*4A* | G*VC800805C*A* | 55000 | 57000 | 15.2 | 11.7 | 8.1 | 1.9 | 67 |  | 211940591
AMANA DISTINCTIONS | GSZC706010A* | CAPT4961*4A* | G*VC801005C*A* | 55000 | 57000 | 15.2 | 11.7 | 8.1 | 1.9 | 67 |  | 211940584
AMANA DISTINCTIONS | GSZC706010A* | CAPT4961*4A* | G*VS800805CUA* | 55000 | 57000 | 15.2 | 11.7 | 8.1 | 1.9 | 67 |  | 211940569
AMANA DISTINCTIONS | GSZC704810A* | CAPT4961*4A* | G*VC800804C*A* | 46500 | 47500 | 17.2 | 12 | 8.2 | 2 | 65 |  | 211940557
AMANA DISTINCTIONS | GSZC706010A* | CAPT4961*4A*+MBVC2001**-1A* |  | 56000 | 57000 | 16.2 | 11.7 | 8.2 | 1.9 | 67 |  | 211940562
AMANA DISTINCTIONS | GSZC704810A* | CHPT4860D4A* | G*VC800805D*A* | 46000 | 47000 | 16.5 | 12 | 8.2 | 1.8 | 66 |  | 211940549
AMANA DISTINCTIONS | GSZC706010A* | CHPT4860D4A*+MBVC2001**-1A* |  | 54500 | 57000 | 15.2 | 11.7 | 8.1 | 1.8 | 67 |  | 211940561
AMANA DISTINCTIONS | GSZC704810A* | CHPT4860D4A* | G*VC800805C*A* | 46000 | 47000 | 16.5 | 12 | 8.1 | 1.8 | 66 |  | 211940552
JANITROL | GSZC702410A* | CHPTA2426*4A* | G*VC960603BNB* | 23600 | 23200 | 17.2 | 12.5 | 8.1 | 1.9 | 60 |  | 211945076
JANITROL | GSZC702410A* | CAPTA3626*4A* | G*VC960804CNB* | 23600 | 23200 | 17.2 | 12.5 | 8.2 | 2 | 60 |  | 211945075
JANITROL | GSZC702410A* | CHPTA2426*4A* | G*VC960804CNB* | 23600 | 23200 | 17.2 | 12.5 | 8.1 | 1.9 | 60 |  | 211945074
JANITROL | GSZC702410A* | CAPTA3626*4A* | G*VM970603BNB* | 23600 | 23200 | 17.2 | 12.5 | 8.2 | 2 | 60 |  | 211945073
JANITROL | GSZC702410A* | CHPTA2426*4A* | G*VM970603BNB* | 23600 | 23200 | 17.2 | 12.5 | 8.1 | 1.9 | 60 |  | 211945072
JANITROL | GSZC702410A* | CAPTA3626*4A* | G*VM970804CNB* | 23600 | 23200 | 17.2 | 12.5 | 8.2 | 2 | 60 |  | 211945071
JANITROL | GSZC702410A* | CHPTA2426*4A* | G*VM970804CNB* | 23600 | 23200 | 17.2 | 12.5 | 8.1 | 1.9 | 60 |  | 211945070
JANITROL | GSZC702410A* | CAPTA3626*4A* | G*VS800604BUA* | 23600 | 23200 | 17.2 | 12.5 | 8.2 | 2 | 60 |  | 211945069
JANITROL | GSZC702410A* | CAPTA3626*4A*+MBVC1201**-1A* |  | 24000 | 23200 | 17.2 | 12.5 | 8.2 | 2 | 60 |  | 211945061
JANITROL | GSZC702410A* | CHPTA2426*4A*+MBVC1201**-1A* |  | 23600 | 23200 | 17.2 | 12.5 | 8.1 | 1.9 | 60 |  | 211945060
JANITROL | GSZC702410A* | CAPTA3626*4A*+MBVC1601**-1A* |  | 24000 | 23200 | 17.2 | 12.5 | 8.2 | 2 | 60 |  | 211945059
JANITROL | GSZC702410A* | CHPTA2426*4A*+MBVC1601**-1A* |  | 23600 | 23000 | 17.2 | 12.5 | 8.1 | 1.9 | 61 |  | 211945058
JANITROL | GSZC702410A* | AMVT30BP1400A* |  | 23800 | 23200 | 17.2 | 12.5 | 8.2 | 2 | 60 |  | 211945057
JANITROL | GSZC702410A* | CAPTA3626*4A* | G*VC960603BNB* | 23600 | 23200 | 17.2 | 12.5 | 8.2 | 2 | 60 |  | 211945077
JANITROL | GSZC702410A* | CAPTA3626*4A* | G*VC800603B*A* | 23600 | 23200 | 17.2 | 12.5 | 8.2 | 2 | 60 |  | 211945085
JANITROL | GSZC703610A* | AMVT42CP1400A* |  | 34800 | 34000 | 17.2 | 12.5 | 8.1 | 2 | 62 |  | 211945086
JANITROL | GSZC702410A* | CHPTA2426*4A* | G*VC960403BNB* | 23600 | 23200 | 17.2 | 12.5 | 8.1 | 1.9 | 60 |  | 211945078
JANITROL | GSZC702410A* | CAPTA3626*4A* | G*VC960403BNB* | 23600 | 23200 | 17.2 | 12.5 | 8.2 | 2 | 60 |  | 211945079
JANITROL | GSZC702410A* | CHPTA2426*4A* | G*VC800804C*A* | 23600 | 23200 | 17.2 | 12.5 | 8.1 | 1.9 | 60 |  | 211945080
JANITROL | GSZC702410A* | CAPTA3626*4A* | G*VC800804C*A* | 23600 | 23200 | 17.2 | 12.5 | 8.2 | 2 | 60 |  | 211945081
JANITROL | GSZC702410A* | CHPTA2426*4A* | G*VC800604B*A* | 23600 | 23200 | 17.2 | 12.5 | 8.1 | 1.9 | 60 |  | 211945082
JANITROL | GSZC702410A* | CAPTA3626*4A* | G*VC800604B*A* | 23600 | 23200 | 17.2 | 12.5 | 8.2 | 2 | 60 |  | 211945083
JANITROL | GSZC702410A* | CHPTA2426*4A* | G*VC800603B*A* | 23600 | 23200 | 17.2 | 12.5 | 8.1 | 1.9 | 60 |  | 211945084
JANITROL | GSZC703610A* | CAPTA4230*4A*+MBVC2001**-1A* |  | 34800 | 34000 | 17.2 | 12.5 | 8.2 | 2 | 62 |  | 211945087
JANITROL | GSZC703610A* | CHPTA3630*4A*+MBVC1601**-1A* |  | 34800 | 33800 | 17.2 | 12.5 | 8.2 | 1.9 | 62 |  | 211945088
JANITROL | GSZC703610A* | CAPTA4230*4A* | G*VM971005CNB* | 34800 | 34000 | 17.2 | 12.5 | 8.1 | 2 | 62 |  | 211945099
JANITROL | GSZC703610A* | CHPTA3630*4A* | G*VM970804CNB* | 34600 | 33800 | 17.2 | 12.5 | 8.1 | 1.9 | 62 |  | 211945100
JANITROL | GSZC703610A* | CAPTA4230*4A* | G*VM970804CNB* | 34800 | 34000 | 17.2 | 12.5 | 8.1 | 2 | 62 |  | 211945101
JANITROL | GSZC703610A* | CHPTA3630*4A* | G*VM970603BNB* | 34400 | 33800 | 17.2 | 12.5 | 8.1 | 1.9 | 62 |  | 211945102
JANITROL | GSZC703610A* | CAPTA4230*4A* | G*VS800604BUA* | 34600 | 34000 | 17.2 | 12.5 | 8.1 | 2 | 62 |  | 211945097
JANITROL | GSZC703610A* | CHPTA3630*4A* | G*VM971005CNB* | 34600 | 33800 | 17.2 | 12.5 | 8.1 | 1.9 | 62 |  | 211945098
JANITROL | GSZC703610A* | CAPTA4230*4A*+MBVC1601**-1A* |  | 34800 | 34000 | 17.2 | 12.5 | 8.2 | 2 | 62 |  | 211945089
JANITROL | GSZC703610A* | CHPTA3630*4A* | G*VS960805CUA* | 34600 | 33800 | 17.2 | 12.5 | 8.1 | 1.9 | 62 |  | 211945090
JANITROL | GSZC703610A* | CAPTA4230*4A* | G*VS960805CUA* | 34800 | 34000 | 17.2 | 12.5 | 8.1 | 2 | 62 |  | 211945091
JANITROL | GSZC703610A* | CHPTA3630*4A* | G*VS800805CUA* | 34600 | 33800 | 17.2 | 12.5 | 8.1 | 1.9 | 62 |  | 211945094
JANITROL | GSZC703610A* | CAPTA4230*4A* | G*VS800805CUA* | 34800 | 34000 | 17.2 | 12.5 | 8.1 | 2 | 62 |  | 211945095
JANITROL | GSZC703610A* | CAPTA4230*4A* | G*VM970603BNB* | 34800 | 34000 | 17.2 | 12.5 | 8.1 | 2 | 62 |  | 211945103
JANITROL | GSZC703610A* | CHPTA3630*4A* | G*VS800604BUA* | 34600 | 33800 | 17.2 | 12.5 | 8.1 | 1.9 | 62 |  | 211945096
JANITROL | GSZC703610A* | CHPTA3630*4A* | G*VC961005CNB* | 34600 | 33800 | 17.2 | 12.5 | 8.1 | 1.9 | 62 |  | 211945104
JANITROL | GSZC703610A* | CHPTA3630*4A* | G*VS960603BUA* | 34400 | 33800 | 17.2 | 12.5 | 8.1 | 1.9 | 62 |  | 211945092
JANITROL | GSZC703610A* | CAPTA4230*4A* | G*VS960603BUA* | 34800 | 34000 | 17.2 | 12.5 | 8.1 | 2 | 62 |  | 211945093
JANITROL | GSZC703610A* | CAPTA4230*4A* | G*VC800805D*A* | 34800 | 34000 | 17.2 | 12.5 | 8.1 | 2 | 62 |  | 211945114
JANITROL | GSZC703610A* | CAPTA4230*4A* | G*VC961005CNB* | 34800 | 34000 | 17.2 | 12.5 | 8.1 | 2 | 62 |  | 211945105
JANITROL | GSZC703610A* | CHPTA3630*4A* | G*VC960804CNB* | 34600 | 33800 | 17.2 | 12.5 | 8.1 | 1.9 | 62 |  | 211945106
JANITROL | GSZC703610A* | CAPTA4230*4A* | G*VC800604B*A* | 34600 | 34000 | 17.2 | 12.5 | 8.1 | 2 | 62 |  | 211945120
JANITROL | GSZC703610A* | CAPTA4230*4A* | G*VC800804C*A* | 34800 | 34000 | 17.2 | 12.5 | 8.1 | 2 | 62 |  | 211945118
JANITROL | GSZC703610A* | CHPTA3630*4A* | G*VC800604B*A* | 34600 | 33800 | 17.2 | 12.5 | 8.1 | 1.9 | 62 |  | 211945119
JANITROL | GSZC703610A* | CAPTA4230*4A* | G*VC960804CNB* | 34800 | 34000 | 17.2 | 12.5 | 8.1 | 2 | 62 |  | 211945107
JANITROL | GSZC703610A* | CHPTA3630*4A* | G*VC960603BNB* | 34400 | 33800 | 17.2 | 12.5 | 8.1 | 1.9 | 62 |  | 211945108
JANITROL | GSZC703610A* | CAPTA4230*4A* | G*VC960603BNB* | 34800 | 34000 | 17.2 | 12.5 | 8.1 | 2 | 62 |  | 211945109
JANITROL | GSZC704810A* | CAPT4961*4A* | G*VM970804CNB* | 46500 | 47500 | 16.5 | 12 | 8.2 | 2 | 65 |  | 211945137
JANITROL | GSZC704810A* | CHPT4860D4A* | G*VS960805CUA* | 46000 | 47000 | 16.5 | 12 | 8.1 | 1.8 | 66 |  | 211945128
JANITROL | GSZC704810A* | CAPT4961*4A*+MBVC1601**-1A* |  | 47000 | 48000 | 17.2 | 12 | 8.2 | 2 | 65 |  | 211945127
JANITROL | GSZC706010A* | CAPT4961*4A* | G*VC800805C*A* | 55000 | 57000 | 15.2 | 11.7 | 8.1 | 1.9 | 67 |  | 211945171
JANITROL | GSZC704810A* | CHPT4860D4A*+MBVC1601**-1A* |  | 46500 | 48000 | 17.2 | 12 | 8.1 | 1.8 | 65 |  | 211945126
JANITROL | GSZC704810A* | CAPT4961*4A*+MBVC2001**-1A* |  | 47000 | 48000 | 17.2 | 12.5 | 8.2 | 2 | 65 |  | 211945125
JANITROL | GSZC704810A* | CAPT4961*4A* | G*VM971205DNB* | 46500 | 48000 | 17.2 | 12 | 8.2 | 2 | 65 |  | 211945133
JANITROL | GSZC704810A* | CHPT4860D4A* | G*VM971205DNB* | 46000 | 47500 | 16.5 | 12 | 8.1 | 1.8 | 65 |  | 211945132
JANITROL | GSZC704810A* | CAPT4961*4A* | G*VS800805CUA* | 46500 | 47500 | 17.2 | 12 | 8.2 | 2 | 65 |  | 211945131
JANITROL | GSZC704810A* | CHPT4860D4A*+MBVC2001**-1A* |  | 46500 | 48000 | 17.2 | 12 | 8.2 | 1.8 | 65 |  | 211945124
JANITROL | GSZC704810A* | CHPT4860D4A* | G*VM970804CNB* | 46000 | 47000 | 16.5 | 12 | 8.1 | 1.8 | 66 |  | 211945136
JANITROL | GSZC704810A* | AMVT60DP1400A* |  | 46500 | 48500 | 17.2 | 12 | 8.2 | 2 | 64 |  | 211945123
JANITROL | GSZC704810A* | CAPT4961*4A* | G*VM971005CNB* | 46500 | 47500 | 16.5 | 12 | 8.2 | 2 | 65 |  | 211945135
JANITROL | GSZC703610A* | CAPTA4230*4A* | G*VC800603B*A* | 34600 | 34000 | 17.2 | 12.5 | 8.1 | 2 | 62 |  | 211945122
JANITROL | GSZC704810A* | CHPT4860D4A* | G*VM971005CNB* | 46000 | 47000 | 16.5 | 12 | 8.1 | 1.8 | 66 |  | 211945134
JANITROL | GSZC703610A* | CHPTA3630*4A* | G*VC800603B*A* | 34600 | 33800 | 17.2 | 12.5 | 8.1 | 1.9 | 62 |  | 211945121
JANITROL | GSZC704810A* | CHPT4860D4A* | G*VS800805CUA* | 46000 | 47000 | 16.5 | 12 | 8.1 | 1.8 | 66 |  | 211945130
JANITROL | GSZC704810A* | CAPT4961*4A* | G*VS960805CUA* | 46500 | 47500 | 16.5 | 12 | 8.2 | 2 | 65 |  | 211945129
JANITROL | GSZC703610A* | CHPTA3630*4A* | G*VC800804C*A* | 34600 | 33800 | 17.2 | 12.5 | 8.1 | 1.9 | 62 |  | 211945117
JANITROL | GSZC703610A* | CAPTA4230*4A* | G*VC800805C*A* | 34800 | 34000 | 17.2 | 12.5 | 8.1 | 2 | 62 |  | 211945116
JANITROL | GSZC703610A* | CHPTA3630*4A* | G*VC800805C*A* | 34600 | 33800 | 17.2 | 12.5 | 8.1 | 1.9 | 62 |  | 211945115
JANITROL | GSZC703610A* | CAPTA4230*4A* | G*VC801005C*A* | 34800 | 34000 | 17.2 | 12.5 | 8.1 | 2 | 62 |  | 211945113
JANITROL | GSZC703610A* | CHPTA3630*4A* | G*VC801005C*A* | 34600 | 33800 | 17.2 | 12.5 | 8.1 | 1.9 | 62 |  | 211945112
JANITROL | GSZC703610A* | CAPTA4230*4A* | G*VC960403BNB* | 34800 | 34000 | 17.2 | 12.5 | 8.1 | 2 | 62 |  | 211945111
JANITROL | GSZC703610A* | CHPTA3630*4A* | G*VC960403BNB* | 34400 | 33800 | 17.2 | 12.5 | 8.1 | 1.9 | 62 |  | 211945110
JANITROL | GSZC704810A* | CAPT4961*4A* | G*VC800805D*A* | 46500 | 47500 | 17.2 | 12 | 8.2 | 2 | 65 |  | 211945147
JANITROL | GSZC706010A* | CAPT4961*4A* | G*VS800805CUA* | 55000 | 57000 | 15.2 | 11.7 | 8.1 | 1.9 | 67 |  | 211945158
JANITROL | GSZC706010A* | CAPT4961*4A* | G*VC801005C*A* | 55000 | 57000 | 15.2 | 11.7 | 8.1 | 1.9 | 67 |  | 211945167
JANITROL | GSZC706010A* | CAPT4961*4A*+MBVC2001**-1A* |  | 56000 | 57000 | 16.2 | 11.7 | 8.2 | 1.9 | 67 |  | 211945154
JANITROL | GSZC704810A* | CHPT4860D4A* | G*VC800805C*A* | 46000 | 47000 | 16.5 | 12 | 8.1 | 1.8 | 66 |  | 211945148
JANITROL | GSZC706010A* | CHPT4860D4A*+MBVC2001**-1A* |  | 54500 | 57000 | 15.2 | 11.7 | 8.1 | 1.8 | 67 |  | 211945153
JANITROL | GSZC704810A* | CHPT4860D4A* | G*VC800805D*A* | 46000 | 47000 | 16.5 | 12 | 8.2 | 1.8 | 66 |  | 211945146
JANITROL | GSZC706010A* | AMVT60DP1400A* |  | 56000 | 57000 | 16.2 | 11.7 | 8.2 | 1.9 | 67 |  | 211945152
JANITROL | GSZC704810A* | CAPT4961*4A* | G*VC800804C*A* | 46500 | 47500 | 17.2 | 12 | 8.2 | 2 | 65 |  | 211945151
JANITROL | GSZC704810A* | CHPT4860D4A* | G*VC800804C*A* | 46000 | 47000 | 16.5 | 12 | 8.1 | 1.8 | 66 |  | 211945150
JANITROL | GSZC704810A* | CAPT4961*4A* | G*VC800805C*A* | 46500 | 47500 | 17.2 | 12 | 8.2 | 2 | 65 |  | 211945149
JANITROL | GSZC704810A* | CAPT4961*4A* | G*VC801005C*A* | 46500 | 47500 | 17.2 | 12 | 8.2 | 2 | 65 |  | 211945145
JANITROL | GSZC704810A* | CHPT4860D4A* | G*VC801005C*A* | 46000 | 47000 | 16.5 | 12 | 8.1 | 1.8 | 66 |  | 211945144
JANITROL | GSZC704810A* | CAPT4961*4A* | G*VC960804CNB* | 46500 | 47500 | 16.5 | 12 | 8.2 | 2 | 65 |  | 211945143
JANITROL | GSZC704810A* | CHPT4860D4A* | G*VC960804CNB* | 46000 | 47000 | 16.5 | 12 | 8.1 | 1.8 | 66 |  | 211945142
JANITROL | GSZC704810A* | CAPT4961*4A* | G*VC961005CNB* | 46500 | 47500 | 16.5 | 12 | 8.2 | 2 | 65 |  | 211945141
JANITROL | GSZC704810A* | CHPT4860D4A* | G*VC961005CNB* | 46000 | 47000 | 16.5 | 12 | 8.1 | 1.8 | 66 |  | 211945140
JANITROL | GSZC704810A* | CAPT4961*4A* | G*VC961205DNB* | 46500 | 48000 | 17.2 | 12 | 8.2 | 2 | 65 |  | 211945139
JANITROL | GSZC706010A* | CAPT4961*4A* | G*VC800805D*A* | 55000 | 57000 | 15.2 | 11.7 | 8.2 | 1.9 | 67 |  | 211945169
JANITROL | GSZC704810A* | CHPT4860D4A* | G*VC961205DNB* | 46000 | 47500 | 16.5 | 12 | 8.2 | 1.8 | 65 |  | 211945138
FRANKLIN | GSZC702410A* | CHPTA2426*4A* | G*VC800604B*A* | 23600 | 23200 | 17.2 | 12.5 | 8.1 | 1.9 | 60 |  | 211943614
FRANKLIN | GSZC702410A* | CAPTA3626*4A* | G*VC800804C*A* | 23600 | 23200 | 17.2 | 12.5 | 8.2 | 2 | 60 |  | 211943613
FRANKLIN | GSZC702410A* | CHPTA2426*4A* | G*VC800804C*A* | 23600 | 23200 | 17.2 | 12.5 | 8.1 | 1.9 | 60 |  | 211943612
FRANKLIN | GSZC702410A* | CHPTA2426*4A* | G*VM970804CNB* | 23600 | 23200 | 17.2 | 12.5 | 8.1 | 1.9 | 60 |  | 211943602
FRANKLIN | GSZC702410A* | CHPTA2426*4A* | G*VC960804CNB* | 23600 | 23200 | 17.2 | 12.5 | 8.1 | 1.9 | 60 |  | 211943606
FRANKLIN | GSZC702410A* | CAPTA3626*4A* | G*VM970804CNB* | 23600 | 23200 | 17.2 | 12.5 | 8.2 | 2 | 60 |  | 211943603
FRANKLIN | GSZC702410A* | CAPTA3626*4A* | G*VC960804CNB* | 23600 | 23200 | 17.2 | 12.5 | 8.2 | 2 | 60 |  | 211943607
FRANKLIN | GSZC702410A* | CAPTA3626*4A* | G*VM970603BNB* | 23600 | 23200 | 17.2 | 12.5 | 8.2 | 2 | 60 |  | 211943605
FRANKLIN | GSZC702410A* | CHPTA2426*4A* | G*VM970603BNB* | 23600 | 23200 | 17.2 | 12.5 | 8.1 | 1.9 | 60 |  | 211943604
FRANKLIN | GSZC702410A* | CHPTA2426*4A* | G*VS800604BUA* | 23600 | 23200 | 17.2 | 12.5 | 8.1 | 1.9 | 60 |  | 211943600
FRANKLIN | GSZC702410A* | CAPTA3626*4A* | G*VS800604BUA* | 23600 | 23200 | 17.2 | 12.5 | 8.2 | 2 | 60 |  | 211943601
FRANKLIN | GSZC702410A* | CHPTA2426*4A* | G*VS960805CUA* | 23600 | 23200 | 17.2 | 12.5 | 8.1 | 1.9 | 60 |  | 211943594
FRANKLIN | GSZC702410A* | CHPTA2426*4A*+MBVC1201**-1A* |  | 23600 | 23200 | 17.2 | 12.5 | 8.1 | 1.9 | 60 |  | 211943592
FRANKLIN | GSZC702410A* | CAPTA3626*4A*+MBVC1201**-1A* |  | 24000 | 23200 | 17.2 | 12.5 | 8.2 | 2 | 60 |  | 211943593
FRANKLIN | GSZC702410A* | CAPTA3626*4A* | G*VS960603BUA* | 23600 | 23200 | 17.2 | 12.5 | 8.2 | 2 | 60 |  | 211943597
FRANKLIN | GSZC702410A* | CAPTA3626*4A* | G*VS800805CUA* | 23600 | 23200 | 17.2 | 12.5 | 8.2 | 2 | 60 |  | 211943599
FRANKLIN | GSZC702410A* | CHPTA2426*4A* | G*VS800805CUA* | 23600 | 23200 | 17.2 | 12.5 | 8.1 | 1.9 | 60 |  | 211943598
FRANKLIN | GSZC702410A* | CAPTA3626*4A* | G*VS960805CUA* | 23600 | 23200 | 17.2 | 12.5 | 8.2 | 2 | 60 |  | 211943595
FRANKLIN | GSZC702410A* | CHPTA2426*4A*+MBVC1601**-1A* |  | 23600 | 23000 | 17.2 | 12.5 | 8.1 | 1.9 | 61 |  | 211943590
FRANKLIN | GSZC702410A* | AMVT30BP1400A* |  | 23800 | 23200 | 17.2 | 12.5 | 8.2 | 2 | 60 |  | 211943589
FRANKLIN | GSZC702410A* | CAPTA3626*4A*+MBVC1601**-1A* |  | 24000 | 23200 | 17.2 | 12.5 | 8.2 | 2 | 60 |  | 211943591
FRANKLIN | GSZC703610A* | CHPTA3630*4A* | G*VC800604B*A* | 34600 | 33800 | 17.2 | 12.5 | 8.1 | 1.9 | 62 |  | 211943651
FRANKLIN | GSZC703610A* | CAPTA4230*4A* | G*VC800604B*A* | 34600 | 34000 | 17.2 | 12.5 | 8.1 | 2 | 62 |  | 211943652
FRANKLIN | GSZC703610A* | CAPTA4230*4A* | G*VC800805C*A* | 34800 | 34000 | 17.2 | 12.5 | 8.1 | 2 | 62 |  | 211943648
FRANKLIN | GSZC704810A* | CAPT4961*4A*+MBVC2001**-1A* |  | 47000 | 48000 | 17.2 | 12.5 | 8.2 | 2 | 65 |  | 211943657
FRANKLIN | GSZC703610A* | CAPTA4230*4A* | G*VC800603B*A* | 34600 | 34000 | 17.2 | 12.5 | 8.1 | 2 | 62 |  | 211943654
FRANKLIN | GSZC702410A* | CAPTA3626*4A* | G*VC960603BNB* | 23600 | 23200 | 17.2 | 12.5 | 8.2 | 2 | 60 |  | 211943609
FRANKLIN | GSZC702410A* | CHPTA2426*4A* | G*VC800603B*A* | 23600 | 23200 | 17.2 | 12.5 | 8.1 | 1.9 | 60 |  | 211943616
FRANKLIN | GSZC702410A* | CHPTA2426*4A* | G*VC960603BNB* | 23600 | 23200 | 17.2 | 12.5 | 8.1 | 1.9 | 60 |  | 211943608
FRANKLIN | GSZC702410A* | CHPTA2426*4A* | G*VC960403BNB* | 23600 | 23200 | 17.2 | 12.5 | 8.1 | 1.9 | 60 |  | 211943610
FRANKLIN | GSZC703610A* | CAPTA4230*4A*+MBVC2001**-1A* |  | 34800 | 34000 | 17.2 | 12.5 | 8.2 | 2 | 62 |  | 211943619
FRANKLIN | GSZC703610A* | CHPTA3630*4A*+MBVC1601**-1A* |  | 34800 | 33800 | 17.2 | 12.5 | 8.2 | 1.9 | 62 |  | 211943620
FRANKLIN | GSZC702410A* | CAPTA3626*4A* | G*VC800604B*A* | 23600 | 23200 | 17.2 | 12.5 | 8.2 | 2 | 60 |  | 211943615
FRANKLIN | GSZC702410A* | CAPTA3626*4A* | G*VC800603B*A* | 23600 | 23200 | 17.2 | 12.5 | 8.2 | 2 | 60 |  | 211943617
FRANKLIN | GSZC703610A* | CHPTA3630*4A* | G*VS960805CUA* | 34600 | 33800 | 17.2 | 12.5 | 8.1 | 1.9 | 62 |  | 211943622
FRANKLIN | GSZC703610A* | CAPTA4230*4A*+MBVC1601**-1A* |  | 34800 | 34000 | 17.2 | 12.5 | 8.2 | 2 | 62 |  | 211943621
FRANKLIN | GSZC702410A* | CHPTA2426*4A* | G*VS960603BUA* | 23600 | 23200 | 17.2 | 12.5 | 8.1 | 1.9 | 60 |  | 211943596
FRANKLIN | GSZC703610A* | AMVT42CP1400A* |  | 34800 | 34000 | 17.2 | 12.5 | 8.1 | 2 | 62 |  | 211943618
FRANKLIN | GSZC703610A* | CAPTA4230*4A* | G*VS960603BUA* | 34800 | 34000 | 17.2 | 12.5 | 8.1 | 2 | 62 |  | 211943625
FRANKLIN | GSZC703610A* | CHPTA3630*4A* | G*VS800805CUA* | 34600 | 33800 | 17.2 | 12.5 | 8.1 | 1.9 | 62 |  | 211943626
FRANKLIN | GSZC703610A* | CAPTA4230*4A* | G*VS960805CUA* | 34800 | 34000 | 17.2 | 12.5 | 8.1 | 2 | 62 |  | 211943623
FRANKLIN | GSZC703610A* | CAPTA4230*4A* | G*VS800805CUA* | 34800 | 34000 | 17.2 | 12.5 | 8.1 | 2 | 62 |  | 211943627
FRANKLIN | GSZC703610A* | CHPTA3630*4A* | G*VS800604BUA* | 34600 | 33800 | 17.2 | 12.5 | 8.1 | 1.9 | 62 |  | 211943628
FRANKLIN | GSZC702410A* | CAPTA3626*4A* | G*VC960403BNB* | 23600 | 23200 | 17.2 | 12.5 | 8.2 | 2 | 60 |  | 211943611
FRANKLIN | GSZC703610A* | CHPTA3630*4A* | G*VS960603BUA* | 34400 | 33800 | 17.2 | 12.5 | 8.1 | 1.9 | 62 |  | 211943624
FRANKLIN | GSZC703610A* | CHPTA3630*4A* | G*VM971005CNB* | 34600 | 33800 | 17.2 | 12.5 | 8.1 | 1.9 | 62 |  | 211943630
FRANKLIN | GSZC703610A* | CAPTA4230*4A* | G*VM970804CNB* | 34800 | 34000 | 17.2 | 12.5 | 8.1 | 2 | 62 |  | 211943633
FRANKLIN | GSZC703610A* | CAPTA4230*4A* | G*VM970603BNB* | 34800 | 34000 | 17.2 | 12.5 | 8.1 | 2 | 62 |  | 211943635
FRANKLIN | GSZC703610A* | CHPTA3630*4A* | G*VC961005CNB* | 34600 | 33800 | 17.2 | 12.5 | 8.1 | 1.9 | 62 |  | 211943636
FRANKLIN | GSZC703610A* | CHPTA3630*4A* | G*VM970603BNB* | 34400 | 33800 | 17.2 | 12.5 | 8.1 | 1.9 | 62 |  | 211943634
FRANKLIN | GSZC703610A* | CHPTA3630*4A* | G*VC960804CNB* | 34600 | 33800 | 17.2 | 12.5 | 8.1 | 1.9 | 62 |  | 211943638
FRANKLIN | GSZC703610A* | CAPTA4230*4A* | G*VM971005CNB* | 34800 | 34000 | 17.2 | 12.5 | 8.1 | 2 | 62 |  | 211943631
FRANKLIN | GSZC703610A* | CHPTA3630*4A* | G*VM970804CNB* | 34600 | 33800 | 17.2 | 12.5 | 8.1 | 1.9 | 62 |  | 211943632
FRANKLIN | GSZC703610A* | CHPTA3630*4A* | G*VC960603BNB* | 34400 | 33800 | 17.2 | 12.5 | 8.1 | 1.9 | 62 |  | 211943640
FRANKLIN | GSZC703610A* | CAPTA4230*4A* | G*VC961005CNB* | 34800 | 34000 | 17.2 | 12.5 | 8.1 | 2 | 62 |  | 211943637
FRANKLIN | GSZC703610A* | CHPTA3630*4A* | G*VC960403BNB* | 34400 | 33800 | 17.2 | 12.5 | 8.1 | 1.9 | 62 |  | 211943642
FRANKLIN | GSZC703610A* | CAPTA4230*4A* | G*VC960603BNB* | 34800 | 34000 | 17.2 | 12.5 | 8.1 | 2 | 62 |  | 211943641
FRANKLIN | GSZC703610A* | CAPTA4230*4A* | G*VS800604BUA* | 34600 | 34000 | 17.2 | 12.5 | 8.1 | 2 | 62 |  | 211943629
FRANKLIN | GSZC703610A* | CAPTA4230*4A* | G*VC801005C*A* | 34800 | 34000 | 17.2 | 12.5 | 8.1 | 2 | 62 |  | 211943645
FRANKLIN | GSZC703610A* | CHPTA3630*4A* | G*VC801005C*A* | 34600 | 33800 | 17.2 | 12.5 | 8.1 | 1.9 | 62 |  | 211943644
FRANKLIN | GSZC703610A* | CAPTA4230*4A* | G*VC960804CNB* | 34800 | 34000 | 17.2 | 12.5 | 8.1 | 2 | 62 |  | 211943639
FRANKLIN | GSZC703610A* | CAPTA4230*4A* | G*VC800805D*A* | 34800 | 34000 | 17.2 | 12.5 | 8.1 | 2 | 62 |  | 211943646
FRANKLIN | GSZC703610A* | CAPTA4230*4A* | G*VC960403BNB* | 34800 | 34000 | 17.2 | 12.5 | 8.1 | 2 | 62 |  | 211943643
FRANKLIN | GSZC703610A* | CHPTA3630*4A* | G*VC800804C*A* | 34600 | 33800 | 17.2 | 12.5 | 8.1 | 1.9 | 62 |  | 211943649
FRANKLIN | GSZC703610A* | CHPTA3630*4A* | G*VC800603B*A* | 34600 | 33800 | 17.2 | 12.5 | 8.1 | 1.9 | 62 |  | 211943653
FRANKLIN | GSZC704810A* | CAPT4961*4A* | G*VC800805C*A* | 46500 | 47500 | 17.2 | 12 | 8.2 | 2 | 65 |  | 211943681
FRANKLIN | GSZC704810A* | CAPT4961*4A* | G*VC961005CNB* | 46500 | 47500 | 16.5 | 12 | 8.2 | 2 | 65 |  | 211943673
FRANKLIN | GSZC704810A* | CHPT4860D4A* | G*VC961205DNB* | 46000 | 47500 | 16.5 | 12 | 8.2 | 1.8 | 65 |  | 211943670
FRANKLIN | GSZC704810A* | CAPT4961*4A* | G*VC961205DNB* | 46500 | 48000 | 17.2 | 12 | 8.2 | 2 | 65 |  | 211943671
FRANKLIN | GSZC704810A* | CAPT4961*4A* | G*VM970804CNB* | 46500 | 47500 | 16.5 | 12 | 8.2 | 2 | 65 |  | 211943669
FRANKLIN | GSZC704810A* | CHPT4860D4A* | G*VM970804CNB* | 46000 | 47000 | 16.5 | 12 | 8.1 | 1.8 | 66 |  | 211943668
FRANKLIN | GSZC704810A* | CHPT4860D4A* | G*VC960804CNB* | 46000 | 47000 | 16.5 | 12 | 8.1 | 1.8 | 66 |  | 211943674
FRANKLIN | GSZC704810A* | CHPT4860D4A* | G*VC961005CNB* | 46000 | 47000 | 16.5 | 12 | 8.1 | 1.8 | 66 |  | 211943672
FRANKLIN | GSZC703610A* | CAPTA4230*4A* | G*VC800804C*A* | 34800 | 34000 | 17.2 | 12.5 | 8.1 | 2 | 62 |  | 211943650
FRANKLIN | GSZC704810A* | CHPT4860D4A* | G*VM971205DNB* | 46000 | 47500 | 16.5 | 12 | 8.1 | 1.8 | 65 |  | 211943664
FRANKLIN | GSZC704810A* | CAPT4961*4A* | G*VM971005CNB* | 46500 | 47500 | 16.5 | 12 | 8.2 | 2 | 65 |  | 211943667
FRANKLIN | GSZC703610A* | CHPTA3630*4A* | G*VC800805C*A* | 34600 | 33800 | 17.2 | 12.5 | 8.1 | 1.9 | 62 |  | 211943647
FRANKLIN | GSZC704810A* | CHPT4860D4A* | G*VS960805CUA* | 46000 | 47000 | 16.5 | 12 | 8.1 | 1.8 | 66 |  | 211943660
FRANKLIN | GSZC704810A* | CHPT4860D4A*+MBVC2001**-1A* |  | 46500 | 48000 | 17.2 | 12 | 8.2 | 1.8 | 65 |  | 211943656
FRANKLIN | GSZC704810A* | CAPT4961*4A* | G*VM971205DNB* | 46500 | 48000 | 17.2 | 12 | 8.2 | 2 | 65 |  | 211943665
FRANKLIN | GSZC704810A* | CAPT4961*4A* | G*VS800805CUA* | 46500 | 47500 | 17.2 | 12 | 8.2 | 2 | 65 |  | 211943663
FRANKLIN | GSZC704810A* | CHPT4860D4A* | G*VM971005CNB* | 46000 | 47000 | 16.5 | 12 | 8.1 | 1.8 | 66 |  | 211943666
FRANKLIN | GSZC704810A* | CAPT4961*4A*+MBVC1601**-1A* |  | 47000 | 48000 | 17.2 | 12 | 8.2 | 2 | 65 |  | 211943659
FRANKLIN | GSZC704810A* | CHPT4860D4A*+MBVC1601**-1A* |  | 46500 | 48000 | 17.2 | 12 | 8.1 | 1.8 | 65 |  | 211943658
FRANKLIN | GSZC704810A* | AMVT60DP1400A* |  | 46500 | 48500 | 17.2 | 12 | 8.2 | 2 | 64 |  | 211943655
FRANKLIN | GSZC704810A* | CAPT4961*4A* | G*VS960805CUA* | 46500 | 47500 | 16.5 | 12 | 8.2 | 2 | 65 |  | 211943661
FRANKLIN | GSZC704810A* | CHPT4860D4A* | G*VS800805CUA* | 46000 | 47000 | 16.5 | 12 | 8.1 | 1.8 | 66 |  | 211943662
FRANKLIN | GSZC704810A* | CAPT4961*4A* | G*VC960804CNB* | 46500 | 47500 | 16.5 | 12 | 8.2 | 2 | 65 |  | 211943675
ENERGI AIR | GSZC702410A* | CHPTA2426*4A* | G*VC960403BNB* | 23600 | 23200 | 17.2 | 12.5 | 8.1 | 1.9 | 60 |  | 211942142
ENERGI AIR | GSZC702410A* | CAPTA3626*4A* | G*VM970603BNB* | 23600 | 23200 | 17.2 | 12.5 | 8.2 | 2 | 60 |  | 211942137
ENERGI AIR | GSZC702410A* | CAPTA3626*4A* | G*VC960603BNB* | 23600 | 23200 | 17.2 | 12.5 | 8.2 | 2 | 60 |  | 211942141
ENERGI AIR | GSZC702410A* | CHPTA2426*4A* | G*VC960804CNB* | 23600 | 23200 | 17.2 | 12.5 | 8.1 | 1.9 | 60 |  | 211942138
ENERGI AIR | GSZC702410A* | CAPTA3626*4A* | G*VS960603BUA* | 23600 | 23200 | 17.2 | 12.5 | 8.2 | 2 | 60 |  | 211942129
ENERGI AIR | GSZC702410A* | CHPTA2426*4A* | G*VM970804CNB* | 23600 | 23200 | 17.2 | 12.5 | 8.1 | 1.9 | 60 |  | 211942134
ENERGI AIR | GSZC702410A* | CHPTA2426*4A* | G*VS800805CUA* | 23600 | 23200 | 17.2 | 12.5 | 8.1 | 1.9 | 60 |  | 211942130
ENERGI AIR | GSZC702410A* | CAPTA3626*4A* | G*VS800805CUA* | 23600 | 23200 | 17.2 | 12.5 | 8.2 | 2 | 60 |  | 211942131
ENERGI AIR | GSZC702410A* | CHPTA2426*4A* | G*VS960603BUA* | 23600 | 23200 | 17.2 | 12.5 | 8.1 | 1.9 | 60 |  | 211942128
ENERGI AIR | GSZC702410A* | CHPTA2426*4A*+MBVC1201**-1A* |  | 23600 | 23200 | 17.2 | 12.5 | 8.1 | 1.9 | 60 |  | 211942124
ENERGI AIR | GSZC702410A* | CHPTA2426*4A* | G*VS960805CUA* | 23600 | 23200 | 17.2 | 12.5 | 8.1 | 1.9 | 60 |  | 211942126
ENERGI AIR | GSZC702410A* | CAPTA3626*4A* | G*VS960805CUA* | 23600 | 23200 | 17.2 | 12.5 | 8.2 | 2 | 60 |  | 211942127
ENERGI AIR | GSZC706010A* | CHPT4860D4A*+MBVC2001**-1A* |  | 54500 | 57000 | 15.2 | 11.7 | 8.1 | 1.8 | 67 |  | 211942217
ENERGI AIR | GSZC704810A* | CHPT4860D4A* | G*VC800805C*A* | 46000 | 47000 | 16.5 | 12 | 8.1 | 1.8 | 66 |  | 211942212
ENERGI AIR | GSZC704810A* | CHPT4860D4A* | G*VC960804CNB* | 46000 | 47000 | 16.5 | 12 | 8.1 | 1.8 | 66 |  | 211942206
ENERGI AIR | GSZC706010A* | CAPT4961*4A* | G*VC800805C*A* | 55000 | 57000 | 15.2 | 11.7 | 8.1 | 1.9 | 67 |  | 211942235
ENERGI AIR | GSZC706010A* | CAPT4961*4A* | G*VC800805D*A* | 55000 | 57000 | 15.2 | 11.7 | 8.2 | 1.9 | 67 |  | 211942233
ENERGI AIR | GSZC706010A* | CAPT4961*4A* | G*VS800805CUA* | 55000 | 57000 | 15.2 | 11.7 | 8.1 | 1.9 | 67 |  | 211942222
ENERGI AIR | GSZC704810A* | CHPT4860D4A* | G*VC961005CNB* | 46000 | 47000 | 16.5 | 12 | 8.1 | 1.8 | 66 |  | 211942204
ENERGI AIR | GSZC704810A* | AMVT60DP1400A* |  | 46500 | 48500 | 17.2 | 12 | 8.2 | 2 | 64 |  | 211942187
ENERGI AIR | GSZC704810A* | CAPT4961*4A* | G*VM970804CNB* | 46500 | 47500 | 16.5 | 12 | 8.2 | 2 | 65 |  | 211942201
ENERGI AIR | GSZC704810A* | CAPT4961*4A* | G*VC800805C*A* | 46500 | 47500 | 17.2 | 12 | 8.2 | 2 | 65 |  | 211942213
ENERGI AIR | GSZC706010A* | AMVT60DP1400A* |  | 56000 | 57000 | 16.2 | 11.7 | 8.2 | 1.9 | 67 |  | 211942216
ENERGI AIR | GSZC704810A* | CAPT4961*4A* | G*VC800804C*A* | 46500 | 47500 | 17.2 | 12 | 8.2 | 2 | 65 |  | 211942215
ENERGI AIR | GSZC706010A* | CAPT4961*4A*+MBVC2001**-1A* |  | 56000 | 57000 | 16.2 | 11.7 | 8.2 | 1.9 | 67 |  | 211942218
ENERGI AIR | GSZC704810A* | CHPT4860D4A* | G*VC800804C*A* | 46000 | 47000 | 16.5 | 12 | 8.1 | 1.8 | 66 |  | 211942214
ENERGI AIR | GSZC703610A* | CHPTA3630*4A* | G*VC800603B*A* | 34600 | 33800 | 17.2 | 12.5 | 8.1 | 1.9 | 62 |  | 211942185
ENERGI AIR | GSZC704810A* | CAPT4961*4A* | G*VC961005CNB* | 46500 | 47500 | 16.5 | 12 | 8.2 | 2 | 65 |  | 211942205
ENERGI AIR | GSZC704810A* | CAPT4961*4A* | G*VC800805D*A* | 46500 | 47500 | 17.2 | 12 | 8.2 | 2 | 65 |  | 211942211
ENERGI AIR | GSZC704810A* | CHPT4860D4A* | G*VC800805D*A* | 46000 | 47000 | 16.5 | 12 | 8.2 | 1.8 | 66 |  | 211942210
ENERGI AIR | GSZC704810A* | CHPT4860D4A* | G*VC801005C*A* | 46000 | 47000 | 16.5 | 12 | 8.1 | 1.8 | 66 |  | 211942208
ENERGI AIR | GSZC704810A* | CAPT4961*4A* | G*VC801005C*A* | 46500 | 47500 | 17.2 | 12 | 8.2 | 2 | 65 |  | 211942209
ENERGI AIR | GSZC704810A* | CAPT4961*4A* | G*VC961205DNB* | 46500 | 48000 | 17.2 | 12 | 8.2 | 2 | 65 |  | 211942203
ENERGI AIR | GSZC703610A* | CAPTA4230*4A* | G*VC960603BNB* | 34800 | 34000 | 17.2 | 12.5 | 8.1 | 2 | 62 |  | 211942173
ENERGI AIR | GSZC704810A* | CAPT4961*4A* | G*VC960804CNB* | 46500 | 47500 | 16.5 | 12 | 8.2 | 2 | 65 |  | 211942207
ENERGI AIR | GSZC704810A* | CAPT4961*4A* | G*VM971005CNB* | 46500 | 47500 | 16.5 | 12 | 8.2 | 2 | 65 |  | 211942199
ENERGI AIR | GSZC704810A* | CHPT4860D4A* | G*VC961205DNB* | 46000 | 47500 | 16.5 | 12 | 8.2 | 1.8 | 65 |  | 211942202
ENERGI AIR | GSZC704810A* | CHPT4860D4A*+MBVC1601**-1A* |  | 46500 | 48000 | 17.2 | 12 | 8.1 | 1.8 | 65 |  | 211942190
ENERGI AIR | GSZC704810A* | CHPT4860D4A* | G*VM970804CNB* | 46000 | 47000 | 16.5 | 12 | 8.1 | 1.8 | 66 |  | 211942200
ENERGI AIR | GSZC704810A* | CHPT4860D4A* | G*VM971005CNB* | 46000 | 47000 | 16.5 | 12 | 8.1 | 1.8 | 66 |  | 211942198
ENERGI AIR | GSZC704810A* | CHPT4860D4A* | G*VM971205DNB* | 46000 | 47500 | 16.5 | 12 | 8.1 | 1.8 | 65 |  | 211942196
ENERGI AIR | GSZC704810A* | CAPT4961*4A* | G*VS800805CUA* | 46500 | 47500 | 17.2 | 12 | 8.2 | 2 | 65 |  | 211942195
ENERGI AIR | GSZC703610A* | CAPTA4230*4A* | G*VM970603BNB* | 34800 | 34000 | 17.2 | 12.5 | 8.1 | 2 | 62 |  | 211942167
ENERGI AIR | GSZC704810A* | CAPT4961*4A* | G*VS960805CUA* | 46500 | 47500 | 16.5 | 12 | 8.2 | 2 | 65 |  | 211942193
ENERGI AIR | GSZC704810A* | CHPT4860D4A* | G*VS960805CUA* | 46000 | 47000 | 16.5 | 12 | 8.1 | 1.8 | 66 |  | 211942192
ENERGI AIR | GSZC703610A* | CHPTA3630*4A* | G*VC960403BNB* | 34400 | 33800 | 17.2 | 12.5 | 8.1 | 1.9 | 62 |  | 211942174
ENERGI AIR | GSZC704810A* | CAPT4961*4A* | G*VM971205DNB* | 46500 | 48000 | 17.2 | 12 | 8.2 | 2 | 65 |  | 211942197
ENERGI AIR | GSZC704810A* | CHPT4860D4A* | G*VS800805CUA* | 46000 | 47000 | 16.5 | 12 | 8.1 | 1.8 | 66 |  | 211942194
ENERGI AIR | GSZC703610A* | CHPTA3630*4A* | G*VC801005C*A* | 34600 | 33800 | 17.2 | 12.5 | 8.1 | 1.9 | 62 |  | 211942176
ENERGI AIR | GSZC703610A* | CAPTA4230*4A* | G*VC800604B*A* | 34600 | 34000 | 17.2 | 12.5 | 8.1 | 2 | 62 |  | 211942184
ENERGI AIR | GSZC704810A* | CAPT4961*4A*+MBVC1601**-1A* |  | 47000 | 48000 | 17.2 | 12 | 8.2 | 2 | 65 |  | 211942191
ENERGI AIR | GSZC704810A* | CHPT4860D4A*+MBVC2001**-1A* |  | 46500 | 48000 | 17.2 | 12 | 8.2 | 1.8 | 65 |  | 211942188
ENERGI AIR | GSZC703610A* | CAPTA4230*4A* | G*VC800603B*A* | 34600 | 34000 | 17.2 | 12.5 | 8.1 | 2 | 62 |  | 211942186
ENERGI AIR | GSZC703610A* | CHPTA3630*4A* | G*VC800604B*A* | 34600 | 33800 | 17.2 | 12.5 | 8.1 | 1.9 | 62 |  | 211942183
ENERGI AIR | GSZC704810A* | CAPT4961*4A*+MBVC2001**-1A* |  | 47000 | 48000 | 17.2 | 12.5 | 8.2 | 2 | 65 |  | 211942189
ENERGI AIR | GSZC703610A* | CAPTA4230*4A* | G*VC800805D*A* | 34800 | 34000 | 17.2 | 12.5 | 8.1 | 2 | 62 |  | 211942178
ENERGI AIR | GSZC703610A* | CHPTA3630*4A* | G*VC800804C*A* | 34600 | 33800 | 17.2 | 12.5 | 8.1 | 1.9 | 62 |  | 211942181
ENERGI AIR | GSZC703610A* | CAPTA4230*4A* | G*VC800804C*A* | 34800 | 34000 | 17.2 | 12.5 | 8.1 | 2 | 62 |  | 211942182
ENERGI AIR | GSZC703610A* | CAPTA4230*4A* | G*VC800805C*A* | 34800 | 34000 | 17.2 | 12.5 | 8.1 | 2 | 62 |  | 211942180
ENERGI AIR | GSZC703610A* | CHPTA3630*4A* | G*VC800805C*A* | 34600 | 33800 | 17.2 | 12.5 | 8.1 | 1.9 | 62 |  | 211942179
ENERGI AIR | GSZC703610A* | CHPTA3630*4A* | G*VM970603BNB* | 34400 | 33800 | 17.2 | 12.5 | 8.1 | 1.9 | 62 |  | 211942166
ENERGI AIR | GSZC702410A* | CHPTA2426*4A* | G*VC800604B*A* | 23600 | 23200 | 17.2 | 12.5 | 8.1 | 1.9 | 60 |  | 211942146
ENERGI AIR | GSZC703610A* | CAPTA4230*4A* | G*VC801005C*A* | 34800 | 34000 | 17.2 | 12.5 | 8.1 | 2 | 62 |  | 211942177
ENERGI AIR | GSZC703610A* | CAPTA4230*4A* | G*VC960804CNB* | 34800 | 34000 | 17.2 | 12.5 | 8.1 | 2 | 62 |  | 211942171
ENERGI AIR | GSZC703610A* | CHPTA3630*4A* | G*VS960805CUA* | 34600 | 33800 | 17.2 | 12.5 | 8.1 | 1.9 | 62 |  | 211942154
ENERGI AIR | GSZC703610A* | CAPTA4230*4A* | G*VC961005CNB* | 34800 | 34000 | 17.2 | 12.5 | 8.1 | 2 | 62 |  | 211942169
ENERGI AIR | GSZC703610A* | CAPTA4230*4A* | G*VC960403BNB* | 34800 | 34000 | 17.2 | 12.5 | 8.1 | 2 | 62 |  | 211942175
ENERGI AIR | GSZC703610A* | CHPTA3630*4A* | G*VC960804CNB* | 34600 | 33800 | 17.2 | 12.5 | 8.1 | 1.9 | 62 |  | 211942170
ENERGI AIR | GSZC703610A* | CHPTA3630*4A* | G*VC960603BNB* | 34400 | 33800 | 17.2 | 12.5 | 8.1 | 1.9 | 62 |  | 211942172
ENERGI AIR | GSZC703610A* | CHPTA3630*4A* | G*VC961005CNB* | 34600 | 33800 | 17.2 | 12.5 | 8.1 | 1.9 | 62 |  | 211942168
ENERGI AIR | GSZC703610A* | CHPTA3630*4A* | G*VM970804CNB* | 34600 | 33800 | 17.2 | 12.5 | 8.1 | 1.9 | 62 |  | 211942164
ENERGI AIR | GSZC703610A* | CAPTA4230*4A*+MBVC2001**-1A* |  | 34800 | 34000 | 17.2 | 12.5 | 8.2 | 2 | 62 |  | 211942151
ENERGI AIR | GSZC702410A* | CAPTA3626*4A* | G*VC960804CNB* | 23600 | 23200 | 17.2 | 12.5 | 8.2 | 2 | 60 |  | 211942139
ENERGI AIR | GSZC702410A* | CHPTA2426*4A* | G*VC800603B*A* | 23600 | 23200 | 17.2 | 12.5 | 8.1 | 1.9 | 60 |  | 211942148
ENERGI AIR | GSZC703610A* | CAPTA4230*4A* | G*VS800604BUA* | 34600 | 34000 | 17.2 | 12.5 | 8.1 | 2 | 62 |  | 211942161
ENERGI AIR | GSZC702410A* | CHPTA2426*4A* | G*VM970603BNB* | 23600 | 23200 | 17.2 | 12.5 | 8.1 | 1.9 | 60 |  | 211942136
ENERGI AIR | GSZC702410A* | CAPTA3626*4A* | G*VC800603B*A* | 23600 | 23200 | 17.2 | 12.5 | 8.2 | 2 | 60 |  | 211942149
ENERGI AIR | GSZC702410A* | CHPTA2426*4A* | G*VC960603BNB* | 23600 | 23200 | 17.2 | 12.5 | 8.1 | 1.9 | 60 |  | 211942140
ENERGI AIR | GSZC702410A* | CAPTA3626*4A* | G*VC960403BNB* | 23600 | 23200 | 17.2 | 12.5 | 8.2 | 2 | 60 |  | 211942143
ENERGI AIR | GSZC703610A* | CAPTA4230*4A* | G*VS960805CUA* | 34800 | 34000 | 17.2 | 12.5 | 8.1 | 2 | 62 |  | 211942155
ENERGI AIR | GSZC703610A* | CAPTA4230*4A* | G*VS960603BUA* | 34800 | 34000 | 17.2 | 12.5 | 8.1 | 2 | 62 |  | 211942157
ENERGI AIR | GSZC702410A* | CHPTA2426*4A* | G*VS800604BUA* | 23600 | 23200 | 17.2 | 12.5 | 8.1 | 1.9 | 60 |  | 211942132
ENERGI AIR | GSZC703610A* | AMVT42CP1400A* |  | 34800 | 34000 | 17.2 | 12.5 | 8.1 | 2 | 62 |  | 211942150
ENERGI AIR | GSZC702410A* | CAPTA3626*4A* | G*VC800804C*A* | 23600 | 23200 | 17.2 | 12.5 | 8.2 | 2 | 60 |  | 211942145
ENERGI AIR | GSZC703610A* | CHPTA3630*4A*+MBVC1601**-1A* |  | 34800 | 33800 | 17.2 | 12.5 | 8.2 | 1.9 | 62 |  | 211942152
ENERGI AIR | GSZC702410A* | CAPTA3626*4A* | G*VC800604B*A* | 23600 | 23200 | 17.2 | 12.5 | 8.2 | 2 | 60 |  | 211942147
ENERGI AIR | GSZC703610A* | CAPTA4230*4A* | G*VS800805CUA* | 34800 | 34000 | 17.2 | 12.5 | 8.1 | 2 | 62 |  | 211942159
ENERGI AIR | GSZC703610A* | CHPTA3630*4A* | G*VS960603BUA* | 34400 | 33800 | 17.2 | 12.5 | 8.1 | 1.9 | 62 |  | 211942156
ENERGI AIR | GSZC703610A* | CAPTA4230*4A* | G*VM970804CNB* | 34800 | 34000 | 17.2 | 12.5 | 8.1 | 2 | 62 |  | 211942165
ENERGI AIR | GSZC703610A* | CHPTA3630*4A* | G*VS800805CUA* | 34600 | 33800 | 17.2 | 12.5 | 8.1 | 1.9 | 62 |  | 211942158
ENERGI AIR | GSZC702410A* | CAPTA3626*4A* | G*VM970804CNB* | 23600 | 23200 | 17.2 | 12.5 | 8.2 | 2 | 60 |  | 211942135
ENERGI AIR | GSZC702410A* | CAPTA3626*4A* | G*VS800604BUA* | 23600 | 23200 | 17.2 | 12.5 | 8.2 | 2 | 60 |  | 211942133
ENERGI AIR | GSZC703610A* | CHPTA3630*4A* | G*VS800604BUA* | 34600 | 33800 | 17.2 | 12.5 | 8.1 | 1.9 | 62 |  | 211942160
ENERGI AIR | GSZC703610A* | CHPTA3630*4A* | G*VM971005CNB* | 34600 | 33800 | 17.2 | 12.5 | 8.1 | 1.9 | 62 |  | 211942162
ENERGI AIR | GSZC703610A* | CAPTA4230*4A*+MBVC1601**-1A* |  | 34800 | 34000 | 17.2 | 12.5 | 8.2 | 2 | 62 |  | 211942153
ENERGI AIR | GSZC703610A* | CAPTA4230*4A* | G*VM971005CNB* | 34800 | 34000 | 17.2 | 12.5 | 8.1 | 2 | 62 |  | 211942163
ENERGI AIR | GSZC702410A* | CHPTA2426*4A* | G*VC800804C*A* | 23600 | 23200 | 17.2 | 12.5 | 8.1 | 1.9 | 60 |  | 211942144
ENERGI AIR | GSZC706010A* | CAPT4961*4A* | G*VC801005C*A* | 55000 | 57000 | 15.2 | 11.7 | 8.1 | 1.9 | 67 |  | 211942231
Liberty Heating & Air Conditioning | GSZC703610A* | CHPTA3630*4A* | G*VM970804CNB* | 34600 | 33800 | 17.2 | 12.5 | 8.1 | 1.9 | 62 |  | 211946568
Liberty Heating & Air Conditioning | GSZC703610A* | CAPTA4230*4A* | G*VC961005CNB* | 34800 | 34000 | 17.2 | 12.5 | 8.1 | 2 | 62 |  | 211946573
Liberty Heating & Air Conditioning | GSZC703610A* | CAPTA4230*4A* | G*VC960804CNB* | 34800 | 34000 | 17.2 | 12.5 | 8.1 | 2 | 62 |  | 211946575
Liberty Heating & Air Conditioning | GSZC703610A* | CHPTA3630*4A* | G*VC960804CNB* | 34600 | 33800 | 17.2 | 12.5 | 8.1 | 1.9 | 62 |  | 211946574
Liberty Heating & Air Conditioning | GSZC703610A* | CAPTA4230*4A* | G*VS800604BUA* | 34600 | 34000 | 17.2 | 12.5 | 8.1 | 2 | 62 |  | 211946565
Liberty Heating & Air Conditioning | GSZC703610A* | CHPTA3630*4A* | G*VS800805CUA* | 34600 | 33800 | 17.2 | 12.5 | 8.1 | 1.9 | 62 |  | 211946562
Liberty Heating & Air Conditioning | GSZC703610A* | CHPTA3630*4A* | G*VM970603BNB* | 34400 | 33800 | 17.2 | 12.5 | 8.1 | 1.9 | 62 |  | 211946570
Liberty Heating & Air Conditioning | GSZC703610A* | CAPTA4230*4A* | G*VM970804CNB* | 34800 | 34000 | 17.2 | 12.5 | 8.1 | 2 | 62 |  | 211946569
Liberty Heating & Air Conditioning | GSZC703610A* | CHPTA3630*4A* | G*VS960603BUA* | 34400 | 33800 | 17.2 | 12.5 | 8.1 | 1.9 | 62 |  | 211946560
Liberty Heating & Air Conditioning | GSZC703610A* | CHPTA3630*4A* | G*VS960805CUA* | 34600 | 33800 | 17.2 | 12.5 | 8.1 | 1.9 | 62 |  | 211946558
Liberty Heating & Air Conditioning | GSZC703610A* | CAPTA4230*4A* | G*VM971005CNB* | 34800 | 34000 | 17.2 | 12.5 | 8.1 | 2 | 62 |  | 211946567
Liberty Heating & Air Conditioning | GSZC703610A* | CHPTA3630*4A*+MBVC1601**-1A* |  | 34800 | 33800 | 17.2 | 12.5 | 8.2 | 1.9 | 62 |  | 211946556
Liberty Heating & Air Conditioning | GSZC703610A* | CHPTA3630*4A* | G*VM971005CNB* | 34600 | 33800 | 17.2 | 12.5 | 8.1 | 1.9 | 62 |  | 211946566
Liberty Heating & Air Conditioning | GSZC703610A* | CHPTA3630*4A* | G*VS800604BUA* | 34600 | 33800 | 17.2 | 12.5 | 8.1 | 1.9 | 62 |  | 211946564
Liberty Heating & Air Conditioning | GSZC703610A* | CAPTA4230*4A* | G*VS800805CUA* | 34800 | 34000 | 17.2 | 12.5 | 8.1 | 2 | 62 |  | 211946563
Liberty Heating & Air Conditioning | GSZC702410A* | CHPTA2426*4A* | G*VC800603B*A* | 23600 | 23200 | 17.2 | 12.5 | 8.1 | 1.9 | 60 |  | 211946552
Liberty Heating & Air Conditioning | GSZC703610A* | CAPTA4230*4A* | G*VS960603BUA* | 34800 | 34000 | 17.2 | 12.5 | 8.1 | 2 | 62 |  | 211946561
Liberty Heating & Air Conditioning | GSZC703610A* | CAPTA4230*4A*+MBVC2001**-1A* |  | 34800 | 34000 | 17.2 | 12.5 | 8.2 | 2 | 62 |  | 211946555
Liberty Heating & Air Conditioning | GSZC702410A* | CAPTA3626*4A* | G*VC800804C*A* | 23600 | 23200 | 17.2 | 12.5 | 8.2 | 2 | 60 |  | 211946549
Liberty Heating & Air Conditioning | GSZC703610A* | CAPTA4230*4A*+MBVC1601**-1A* |  | 34800 | 34000 | 17.2 | 12.5 | 8.2 | 2 | 62 |  | 211946557
Liberty Heating & Air Conditioning | GSZC702410A* | CAPTA3626*4A* | G*VC960403BNB* | 23600 | 23200 | 17.2 | 12.5 | 8.2 | 2 | 60 |  | 211946547
Liberty Heating & Air Conditioning | GSZC702410A* | CAPTA3626*4A* | G*VC800603B*A* | 23600 | 23200 | 17.2 | 12.5 | 8.2 | 2 | 60 |  | 211946553
Liberty Heating & Air Conditioning | GSZC702410A* | CHPTA2426*4A* | G*VC800804C*A* | 23600 | 23200 | 17.2 | 12.5 | 8.1 | 1.9 | 60 |  | 211946548
Liberty Heating & Air Conditioning | GSZC703610A* | AMVT42CP1400A* |  | 34800 | 34000 | 17.2 | 12.5 | 8.1 | 2 | 62 |  | 211946554
Liberty Heating & Air Conditioning | GSZC702410A* | CAPTA3626*4A* | G*VC800604B*A* | 23600 | 23200 | 17.2 | 12.5 | 8.2 | 2 | 60 |  | 211946551
Liberty Heating & Air Conditioning | GSZC702410A* | CHPTA2426*4A* | G*VC960403BNB* | 23600 | 23200 | 17.2 | 12.5 | 8.1 | 1.9 | 60 |  | 211946546
Liberty Heating & Air Conditioning | GSZC702410A* | CHPTA2426*4A* | G*VC800604B*A* | 23600 | 23200 | 17.2 | 12.5 | 8.1 | 1.9 | 60 |  | 211946550
Liberty Heating & Air Conditioning | GSZC702410A* | CHPTA2426*4A* | G*VM970603BNB* | 23600 | 23200 | 17.2 | 12.5 | 8.1 | 1.9 | 60 |  | 211946540
Liberty Heating & Air Conditioning | GSZC702410A* | CAPTA3626*4A* | G*VS960805CUA* | 23600 | 23200 | 17.2 | 12.5 | 8.2 | 2 | 60 |  | 211946531
Liberty Heating & Air Conditioning | GSZC702410A* | CAPTA3626*4A* | G*VM970804CNB* | 23600 | 23200 | 17.2 | 12.5 | 8.2 | 2 | 60 |  | 211946539
Liberty Heating & Air Conditioning | GSZC702410A* | CAPTA3626*4A* | G*VC960804CNB* | 23600 | 23200 | 17.2 | 12.5 | 8.2 | 2 | 60 |  | 211946543
Liberty Heating & Air Conditioning | GSZC702410A* | CHPTA2426*4A* | G*VC960603BNB* | 23600 | 23200 | 17.2 | 12.5 | 8.1 | 1.9 | 60 |  | 211946544
Liberty Heating & Air Conditioning | GSZC702410A* | CAPTA3626*4A* | G*VC960603BNB* | 23600 | 23200 | 17.2 | 12.5 | 8.2 | 2 | 60 |  | 211946545
Liberty Heating & Air Conditioning | GSZC702410A* | CHPTA2426*4A* | G*VM970804CNB* | 23600 | 23200 | 17.2 | 12.5 | 8.1 | 1.9 | 60 |  | 211946538
Liberty Heating & Air Conditioning | GSZC702410A* | CHPTA2426*4A* | G*VC960804CNB* | 23600 | 23200 | 17.2 | 12.5 | 8.1 | 1.9 | 60 |  | 211946542
Liberty Heating & Air Conditioning | GSZC702410A* | CAPTA3626*4A* | G*VM970603BNB* | 23600 | 23200 | 17.2 | 12.5 | 8.2 | 2 | 60 |  | 211946541
Liberty Heating & Air Conditioning | GSZC702410A* | CAPTA3626*4A* | G*VS960603BUA* | 23600 | 23200 | 17.2 | 12.5 | 8.2 | 2 | 60 |  | 211946533
Liberty Heating & Air Conditioning | GSZC702410A* | CHPTA2426*4A* | G*VS960805CUA* | 23600 | 23200 | 17.2 | 12.5 | 8.1 | 1.9 | 60 |  | 211946530
Liberty Heating & Air Conditioning | GSZC702410A* | CHPTA2426*4A*+MBVC1201**-1A* |  | 23600 | 23200 | 17.2 | 12.5 | 8.1 | 1.9 | 60 |  | 211946528
Liberty Heating & Air Conditioning | GSZC702410A* | CAPTA3626*4A*+MBVC1601**-1A* |  | 24000 | 23200 | 17.2 | 12.5 | 8.2 | 2 | 60 |  | 211946527
Liberty Heating & Air Conditioning | GSZC702410A* | CHPTA2426*4A* | G*VS800604BUA* | 23600 | 23200 | 17.2 | 12.5 | 8.1 | 1.9 | 60 |  | 211946536
Liberty Heating & Air Conditioning | GSZC702410A* | CAPTA3626*4A* | G*VS800604BUA* | 23600 | 23200 | 17.2 | 12.5 | 8.2 | 2 | 60 |  | 211946537
Liberty Heating & Air Conditioning | GSZC702410A* | CHPTA2426*4A* | G*VS800805CUA* | 23600 | 23200 | 17.2 | 12.5 | 8.1 | 1.9 | 60 |  | 211946534
Liberty Heating & Air Conditioning | GSZC702410A* | CAPTA3626*4A* | G*VS800805CUA* | 23600 | 23200 | 17.2 | 12.5 | 8.2 | 2 | 60 |  | 211946535
Liberty Heating & Air Conditioning | GSZC702410A* | CHPTA2426*4A* | G*VS960603BUA* | 23600 | 23200 | 17.2 | 12.5 | 8.1 | 1.9 | 60 |  | 211946532
Liberty Heating & Air Conditioning | GSZC702410A* | CAPTA3626*4A*+MBVC1201**-1A* |  | 24000 | 23200 | 17.2 | 12.5 | 8.2 | 2 | 60 |  | 211946529
Liberty Heating & Air Conditioning | GSZC702410A* | CHPTA2426*4A*+MBVC1601**-1A* |  | 23600 | 23000 | 17.2 | 12.5 | 8.1 | 1.9 | 61 |  | 211946526
Liberty Heating & Air Conditioning | GSZC702410A* | AMVT30BP1400A* |  | 23800 | 23200 | 17.2 | 12.5 | 8.2 | 2 | 60 |  | 211946525
AMANA DISTINCTIONS | GSZC703610A* | CAPTA4230*4A*+MBVC1601**-1A* |  | 34800 | 34000 | 17.2 | 12.5 | 8.2 | 2 | 62 |  | 211940451
AMANA DISTINCTIONS | GSZC703610A* | CHPTA3630*4A*+MBVC1601**-1A* |  | 34800 | 33800 | 17.2 | 12.5 | 8.2 | 1.9 | 62 |  | 211940450
AMANA DISTINCTIONS | GSZC703610A* | AMVT42CP1400A* |  | 34800 | 34000 | 17.2 | 12.5 | 8.1 | 2 | 62 |  | 211940446
AMANA DISTINCTIONS | GSZC702410A* | CHPTA2426*4A* | G*VC800603B*A* | 23600 | 23200 | 17.2 | 12.5 | 8.1 | 1.9 | 60 |  | 211940443
AMANA DISTINCTIONS | GSZC702410A* | CAPTA3626*4A* | G*VC800604B*A* | 23600 | 23200 | 17.2 | 12.5 | 8.2 | 2 | 60 |  | 211940441
AMANA DISTINCTIONS | GSZC702410A* | CAPTA3626*4A* | G*VC800603B*A* | 23600 | 23200 | 17.2 | 12.5 | 8.2 | 2 | 60 |  | 211940444
AMANA DISTINCTIONS | GSZC702410A* | CAPTA3626*4A* | G*VC800804C*A* | 23600 | 23200 | 17.2 | 12.5 | 8.2 | 2 | 60 |  | 211940438
AMANA DISTINCTIONS | GSZC702410A* | CAPTA3626*4A* | G*VC960804CNB* | 23600 | 23200 | 17.2 | 12.5 | 8.2 | 2 | 60 |  | 211940428
AMANA DISTINCTIONS | GSZC702410A* | CHPTA2426*4A* | G*VC800804C*A* | 23600 | 23200 | 17.2 | 12.5 | 8.1 | 1.9 | 60 |  | 211940436
AMANA DISTINCTIONS | GSZC702410A* | CHPTA2426*4A* | G*VC960603BNB* | 23600 | 23200 | 17.2 | 12.5 | 8.1 | 1.9 | 60 |  | 211940429
AMANA DISTINCTIONS | GSZC702410A* | CAPTA3626*4A* | G*VM970603BNB* | 23600 | 23200 | 17.2 | 12.5 | 8.2 | 2 | 60 |  | 211940424
AMANA DISTINCTIONS | GSZC702410A* | CHPTA2426*4A* | G*VC960804CNB* | 23600 | 23200 | 17.2 | 12.5 | 8.1 | 1.9 | 60 |  | 211940426
AMANA DISTINCTIONS | GSZC702410A* | AMVT30BP1400A* |  | 23800 | 23200 | 17.2 | 12.5 | 8.2 | 2 | 60 |  | 211940401
AMANA DISTINCTIONS | GSZC702410A* | CHPTA2426*4A*+MBVC1201**-1A* |  | 23600 | 23200 | 17.2 | 12.5 | 8.1 | 1.9 | 60 |  | 211940404
AMANA DISTINCTIONS | GSZC702410A* | CHPTA2426*4A* | G*VM970603BNB* | 23600 | 23200 | 17.2 | 12.5 | 8.1 | 1.9 | 60 |  | 211940423
AMANA DISTINCTIONS | GSZC702410A* | CHPTA2426*4A* | G*VM970804CNB* | 23600 | 23200 | 17.2 | 12.5 | 8.1 | 1.9 | 60 |  | 211940419
AMANA DISTINCTIONS | GSZC702410A* | CAPTA3626*4A* | G*VM970804CNB* | 23600 | 23200 | 17.2 | 12.5 | 8.2 | 2 | 60 |  | 211940421
AMANA DISTINCTIONS | GSZC702410A* | CHPTA2426*4A* | G*VS800604BUA* | 23600 | 23200 | 17.2 | 12.5 | 8.1 | 1.9 | 60 |  | 211940416
AMANA DISTINCTIONS | GSZC702410A* | CAPTA3626*4A* | G*VS800604BUA* | 23600 | 23200 | 17.2 | 12.5 | 8.2 | 2 | 60 |  | 211940418
AMANA DISTINCTIONS | GSZC702410A* | CAPTA3626*4A* | G*VS960805CUA* | 23600 | 23200 | 17.2 | 12.5 | 8.2 | 2 | 60 |  | 211940409
AMANA DISTINCTIONS | GSZC702410A* | CAPTA3626*4A* | G*VS800805CUA* | 23600 | 23200 | 17.2 | 12.5 | 8.2 | 2 | 60 |  | 211940415
AMANA DISTINCTIONS | GSZC702410A* | CHPTA2426*4A* | G*VS800805CUA* | 23600 | 23200 | 17.2 | 12.5 | 8.1 | 1.9 | 60 |  | 211940413
AMANA DISTINCTIONS | GSZC702410A* | CAPTA3626*4A* | G*VS960603BUA* | 23600 | 23200 | 17.2 | 12.5 | 8.2 | 2 | 60 |  | 211940412
AMANA DISTINCTIONS | GSZC702410A* | CAPTA3626*4A*+MBVC1601**-1A* |  | 24000 | 23200 | 17.2 | 12.5 | 8.2 | 2 | 60 |  | 211940403
AMANA DISTINCTIONS | GSZC702410A* | CHPTA2426*4A* | G*VS960603BUA* | 23600 | 23200 | 17.2 | 12.5 | 8.1 | 1.9 | 60 |  | 211940410
AMANA DISTINCTIONS | GSZC702410A* | CHPTA2426*4A* | G*VS960805CUA* | 23600 | 23200 | 17.2 | 12.5 | 8.1 | 1.9 | 60 |  | 211940407
AMANA DISTINCTIONS | GSZC702410A* | CAPTA3626*4A*+MBVC1201**-1A* |  | 24000 | 23200 | 17.2 | 12.5 | 8.2 | 2 | 60 |  | 211940406
AMANA DISTINCTIONS | GSZC702410A* | CHPTA2426*4A*+MBVC1601**-1A* |  | 23600 | 23000 | 17.2 | 12.5 | 8.1 | 1.9 | 61 |  | 211940402
ONE HOUR AIR CONDITIONING AND HEATING | GSZC703610A* | CAPTA4230*4A*+MBVC1601**-1A* |  | 34800 | 34000 | 17.2 | 12.5 | 8.2 | 2 | 62 |  | 211950433
ONE HOUR AIR CONDITIONING AND HEATING | GSZC703610A* | CHPTA3630*4A* | G*VS960805CUA* | 34600 | 33800 | 17.2 | 12.5 | 8.1 | 1.9 | 62 |  | 211950436
ONE HOUR AIR CONDITIONING AND HEATING | GSZC703610A* | CHPTA3630*4A*+MBVC1601**-1A* |  | 34800 | 33800 | 17.2 | 12.5 | 8.2 | 1.9 | 62 |  | 211950429
ONE HOUR AIR CONDITIONING AND HEATING | GSZC703610A* | CAPTA4230*4A*+MBVC2001**-1A* |  | 34800 | 34000 | 17.2 | 12.5 | 8.2 | 2 | 62 |  | 211950426
ONE HOUR AIR CONDITIONING AND HEATING | GSZC702410A* | CAPTA3626*4A* | G*VC960403BNB* | 23600 | 23200 | 17.2 | 12.5 | 8.2 | 2 | 60 |  | 211950399
ONE HOUR AIR CONDITIONING AND HEATING | GSZC703610A* | AMVT42CP1400A* |  | 34800 | 34000 | 17.2 | 12.5 | 8.1 | 2 | 62 |  | 211950423
ONE HOUR AIR CONDITIONING AND HEATING | GSZC702410A* | CHPTA2426*4A* | G*VC960804CNB* | 23600 | 23200 | 17.2 | 12.5 | 8.1 | 1.9 | 60 |  | 211950383
ONE HOUR AIR CONDITIONING AND HEATING | GSZC702410A* | CHPTA2426*4A* | G*VC800604B*A* | 23600 | 23200 | 17.2 | 12.5 | 8.1 | 1.9 | 60 |  | 211950410
ONE HOUR AIR CONDITIONING AND HEATING | GSZC702410A* | CAPTA3626*4A* | G*VC800604B*A* | 23600 | 23200 | 17.2 | 12.5 | 8.2 | 2 | 60 |  | 211950413
ONE HOUR AIR CONDITIONING AND HEATING | GSZC702410A* | CHPTA2426*4A* | G*VC960403BNB* | 23600 | 23200 | 17.2 | 12.5 | 8.1 | 1.9 | 60 |  | 211950396
ONE HOUR AIR CONDITIONING AND HEATING | GSZC702410A* | CHPTA2426*4A* | G*VC800804C*A* | 23600 | 23200 | 17.2 | 12.5 | 8.1 | 1.9 | 60 |  | 211950403
ONE HOUR AIR CONDITIONING AND HEATING | GSZC702410A* | CAPTA3626*4A* | G*VC960603BNB* | 23600 | 23200 | 17.2 | 12.5 | 8.2 | 2 | 60 |  | 211950393
ONE HOUR AIR CONDITIONING AND HEATING | GSZC702410A* | CAPTA3626*4A* | G*VM970804CNB* | 23600 | 23200 | 17.2 | 12.5 | 8.2 | 2 | 60 |  | 211950374
ONE HOUR AIR CONDITIONING AND HEATING | GSZC702410A* | CHPTA2426*4A* | G*VC960603BNB* | 23600 | 23200 | 17.2 | 12.5 | 8.1 | 1.9 | 60 |  | 211950390
ONE HOUR AIR CONDITIONING AND HEATING | GSZC702410A* | CHPTA2426*4A* | G*VS960603BUA* | 23600 | 23200 | 17.2 | 12.5 | 8.1 | 1.9 | 60 |  | 211950351
ONE HOUR AIR CONDITIONING AND HEATING | GSZC702410A* | CAPTA3626*4A* | G*VM970603BNB* | 23600 | 23200 | 17.2 | 12.5 | 8.2 | 2 | 60 |  | 211950380
ONE HOUR AIR CONDITIONING AND HEATING | GSZC702410A* | CHPTA2426*4A* | G*VM970804CNB* | 23600 | 23200 | 17.2 | 12.5 | 8.1 | 1.9 | 60 |  | 211950371
ONE HOUR AIR CONDITIONING AND HEATING | GSZC702410A* | CHPTA2426*4A* | G*VS960805CUA* | 23600 | 23200 | 17.2 | 12.5 | 8.1 | 1.9 | 60 |  | 211950345
ONE HOUR AIR CONDITIONING AND HEATING | GSZC702410A* | CAPTA3626*4A* | G*VS800604BUA* | 23600 | 23200 | 17.2 | 12.5 | 8.2 | 2 | 60 |  | 211950367
ONE HOUR AIR CONDITIONING AND HEATING | GSZC702410A* | CHPTA2426*4A* | G*VM970603BNB* | 23600 | 23200 | 17.2 | 12.5 | 8.1 | 1.9 | 60 |  | 211950377
ONE HOUR AIR CONDITIONING AND HEATING | GSZC702410A* | CHPTA2426*4A* | G*VS800604BUA* | 23600 | 23200 | 17.2 | 12.5 | 8.1 | 1.9 | 60 |  | 211950364
ONE HOUR AIR CONDITIONING AND HEATING | GSZC702410A* | AMVT30BP1400A* |  | 23800 | 23200 | 17.2 | 12.5 | 8.2 | 2 | 60 |  | 211950327
ONE HOUR AIR CONDITIONING AND HEATING | GSZC702410A* | CHPTA2426*4A*+MBVC1601**-1A* |  | 23600 | 23000 | 17.2 | 12.5 | 8.1 | 1.9 | 61 |  | 211950330
ONE HOUR AIR CONDITIONING AND HEATING | GSZC702410A* | CAPTA3626*4A* | G*VS800805CUA* | 23600 | 23200 | 17.2 | 12.5 | 8.2 | 2 | 60 |  | 211950361
ONE HOUR AIR CONDITIONING AND HEATING | GSZC702410A* | CHPTA2426*4A* | G*VS800805CUA* | 23600 | 23200 | 17.2 | 12.5 | 8.1 | 1.9 | 60 |  | 211950357
ONE HOUR AIR CONDITIONING AND HEATING | GSZC702410A* | CAPTA3626*4A* | G*VS960603BUA* | 23600 | 23200 | 17.2 | 12.5 | 8.2 | 2 | 60 |  | 211950354
ONE HOUR AIR CONDITIONING AND HEATING | GSZC702410A* | CAPTA3626*4A* | G*VS960805CUA* | 23600 | 23200 | 17.2 | 12.5 | 8.2 | 2 | 60 |  | 211950348
ONE HOUR AIR CONDITIONING AND HEATING | GSZC702410A* | CAPTA3626*4A*+MBVC1201**-1A* |  | 24000 | 23200 | 17.2 | 12.5 | 8.2 | 2 | 60 |  | 211950341
ONE HOUR AIR CONDITIONING AND HEATING | GSZC702410A* | CHPTA2426*4A*+MBVC1201**-1A* |  | 23600 | 23200 | 17.2 | 12.5 | 8.1 | 1.9 | 60 |  | 211950337
ONE HOUR AIR CONDITIONING AND HEATING | GSZC702410A* | CAPTA3626*4A*+MBVC1601**-1A* |  | 24000 | 23200 | 17.2 | 12.5 | 8.2 | 2 | 60 |  | 211950333
AMANA DISTINCTIONS | GSZC704810A* | CAPT4961*4A* | G*VS800805CUA* | 46500 | 47500 | 17.2 | 12 | 8.2 | 2 | 65 |  | 211940523
AMANA DISTINCTIONS | GSZC704810A* | CAPT4961*4A* | G*VM970804CNB* | 46500 | 47500 | 16.5 | 12 | 8.2 | 2 | 65 |  | 211940533
AMANA DISTINCTIONS | GSZC704810A* | CHPT4860D4A* | G*VM971205DNB* | 46000 | 47500 | 16.5 | 12 | 8.1 | 1.8 | 65 |  | 211940525
AMANA DISTINCTIONS | GSZC704810A* | CHPT4860D4A* | G*VM971005CNB* | 46000 | 47000 | 16.5 | 12 | 8.1 | 1.8 | 66 |  | 211940528
AMANA DISTINCTIONS | GSZC704810A* | CAPT4961*4A* | G*VM971205DNB* | 46500 | 48000 | 17.2 | 12 | 8.2 | 2 | 65 |  | 211940527
AMANA DISTINCTIONS | GSZC704810A* | CHPT4860D4A* | G*VS960805CUA* | 46000 | 47000 | 16.5 | 12 | 8.1 | 1.8 | 66 |  | 211940518
AMANA DISTINCTIONS | GSZC704810A* | CHPT4860D4A* | G*VS800805CUA* | 46000 | 47000 | 16.5 | 12 | 8.1 | 1.8 | 66 |  | 211940522
AMANA DISTINCTIONS | GSZC704810A* | CHPT4860D4A*+MBVC2001**-1A* |  | 46500 | 48000 | 17.2 | 12 | 8.2 | 1.8 | 65 |  | 211940511
AMANA DISTINCTIONS | GSZC704810A* | CAPT4961*4A* | G*VS960805CUA* | 46500 | 47500 | 16.5 | 12 | 8.2 | 2 | 65 |  | 211940520
AMANA DISTINCTIONS | GSZC704810A* | CAPT4961*4A*+MBVC2001**-1A* |  | 47000 | 48000 | 17.2 | 12.5 | 8.2 | 2 | 65 |  | 211940513
AMANA DISTINCTIONS | GSZC704810A* | CHPT4860D4A*+MBVC1601**-1A* |  | 46500 | 48000 | 17.2 | 12 | 8.1 | 1.8 | 65 |  | 211940515
AMANA DISTINCTIONS | GSZC703610A* | CHPTA3630*4A* | G*VC960804CNB* | 34600 | 33800 | 17.2 | 12.5 | 8.1 | 1.9 | 62 |  | 211940480
AMANA DISTINCTIONS | GSZC703610A* | CAPTA4230*4A* | G*VC800603B*A* | 34600 | 34000 | 17.2 | 12.5 | 8.1 | 2 | 62 |  | 211940508
AMANA DISTINCTIONS | GSZC704810A* | AMVT60DP1400A* |  | 46500 | 48500 | 17.2 | 12 | 8.2 | 2 | 64 |  | 211940509
AMANA DISTINCTIONS | GSZC703610A* | CHPTA3630*4A* | G*VC800604B*A* | 34600 | 33800 | 17.2 | 12.5 | 8.1 | 1.9 | 62 |  | 211940503
AMANA DISTINCTIONS | GSZC703610A* | CHPTA3630*4A* | G*VC800804C*A* | 34600 | 33800 | 17.2 | 12.5 | 8.1 | 1.9 | 62 |  | 211940499
AMANA DISTINCTIONS | GSZC703610A* | CHPTA3630*4A* | G*VC800603B*A* | 34600 | 33800 | 17.2 | 12.5 | 8.1 | 1.9 | 62 |  | 211940506
AMANA DISTINCTIONS | GSZC703610A* | CAPTA4230*4A* | G*VM970804CNB* | 34800 | 34000 | 17.2 | 12.5 | 8.1 | 2 | 62 |  | 211940472
AMANA DISTINCTIONS | GSZC703610A* | CAPTA4230*4A* | G*VC800604B*A* | 34600 | 34000 | 17.2 | 12.5 | 8.1 | 2 | 62 |  | 211940504
AMANA DISTINCTIONS | GSZC703610A* | CHPTA3630*4A* | G*VC800805C*A* | 34600 | 33800 | 17.2 | 12.5 | 8.1 | 1.9 | 62 |  | 211940496
AMANA DISTINCTIONS | GSZC703610A* | CAPTA4230*4A* | G*VC800804C*A* | 34800 | 34000 | 17.2 | 12.5 | 8.1 | 2 | 62 |  | 211940501
AMANA DISTINCTIONS | GSZC703610A* | CAPTA4230*4A* | G*VC800805D*A* | 34800 | 34000 | 17.2 | 12.5 | 8.1 | 2 | 62 |  | 211940494
AMANA DISTINCTIONS | GSZC703610A* | CAPTA4230*4A* | G*VC801005C*A* | 34800 | 34000 | 17.2 | 12.5 | 8.1 | 2 | 62 |  | 211940492
AMANA DISTINCTIONS | GSZC703610A* | CHPTA3630*4A* | G*VC960403BNB* | 34400 | 33800 | 17.2 | 12.5 | 8.1 | 1.9 | 62 |  | 211940487
AMANA DISTINCTIONS | GSZC703610A* | CAPTA4230*4A* | G*VC800805C*A* | 34800 | 34000 | 17.2 | 12.5 | 8.1 | 2 | 62 |  | 211940497
AMANA DISTINCTIONS | GSZC703610A* | CHPTA3630*4A* | G*VC801005C*A* | 34600 | 33800 | 17.2 | 12.5 | 8.1 | 1.9 | 62 |  | 211940491
AMANA DISTINCTIONS | GSZC703610A* | CAPTA4230*4A* | G*VC960403BNB* | 34800 | 34000 | 17.2 | 12.5 | 8.1 | 2 | 62 |  | 211940489
AMANA DISTINCTIONS | GSZC703610A* | CHPTA3630*4A* | G*VC961005CNB* | 34600 | 33800 | 17.2 | 12.5 | 8.1 | 1.9 | 62 |  | 211940477
AMANA DISTINCTIONS | GSZC703610A* | CAPTA4230*4A* | G*VC961005CNB* | 34800 | 34000 | 17.2 | 12.5 | 8.1 | 2 | 62 |  | 211940478
AMANA DISTINCTIONS | GSZC703610A* | CAPTA4230*4A* | G*VC960603BNB* | 34800 | 34000 | 17.2 | 12.5 | 8.1 | 2 | 62 |  | 211940485
AMANA DISTINCTIONS | GSZC703610A* | CHPTA3630*4A* | G*VC960603BNB* | 34400 | 33800 | 17.2 | 12.5 | 8.1 | 1.9 | 62 |  | 211940484
AMANA DISTINCTIONS | GSZC703610A* | CAPTA4230*4A* | G*VC960804CNB* | 34800 | 34000 | 17.2 | 12.5 | 8.1 | 2 | 62 |  | 211940482
AMANA DISTINCTIONS | GSZC703610A* | CAPTA4230*4A* | G*VM971005CNB* | 34800 | 34000 | 17.2 | 12.5 | 8.1 | 2 | 62 |  | 211940468
AMANA DISTINCTIONS | GSZC703610A* | CAPTA4230*4A* | G*VM970603BNB* | 34800 | 34000 | 17.2 | 12.5 | 8.1 | 2 | 62 |  | 211940475
AMANA DISTINCTIONS | GSZC703610A* | CHPTA3630*4A* | G*VM970603BNB* | 34400 | 33800 | 17.2 | 12.5 | 8.1 | 1.9 | 62 |  | 211940473
AMANA DISTINCTIONS | GSZC703610A* | CHPTA3630*4A* | G*VM970804CNB* | 34600 | 33800 | 17.2 | 12.5 | 8.1 | 1.9 | 62 |  | 211940470
AMANA DISTINCTIONS | GSZC703610A* | CHPTA3630*4A* | G*VS800805CUA* | 34600 | 33800 | 17.2 | 12.5 | 8.1 | 1.9 | 62 |  | 211940460
AMANA DISTINCTIONS | GSZC703610A* | CHPTA3630*4A* | G*VM971005CNB* | 34600 | 33800 | 17.2 | 12.5 | 8.1 | 1.9 | 62 |  | 211940467
AMANA DISTINCTIONS | GSZC702410A* | CAPTA3626*4A* | G*VC960403BNB* | 23600 | 23200 | 17.2 | 12.5 | 8.2 | 2 | 60 |  | 211940434
AMANA DISTINCTIONS | GSZC703610A* | CAPTA4230*4A* | G*VS800805CUA* | 34800 | 34000 | 17.2 | 12.5 | 8.1 | 2 | 62 |  | 211940462
AMANA DISTINCTIONS | GSZC703610A* | CAPTA4230*4A* | G*VS800604BUA* | 34600 | 34000 | 17.2 | 12.5 | 8.1 | 2 | 62 |  | 211940465
AMANA DISTINCTIONS | GSZC703610A* | CHPTA3630*4A* | G*VS800604BUA* | 34600 | 33800 | 17.2 | 12.5 | 8.1 | 1.9 | 62 |  | 211940463
AMANA DISTINCTIONS | GSZC702410A* | CHPTA2426*4A* | G*VC960403BNB* | 23600 | 23200 | 17.2 | 12.5 | 8.1 | 1.9 | 60 |  | 211940433
AMANA DISTINCTIONS | GSZC702410A* | CAPTA3626*4A* | G*VC960603BNB* | 23600 | 23200 | 17.2 | 12.5 | 8.2 | 2 | 60 |  | 211940431
AMANA DISTINCTIONS | GSZC703610A* | CHPTA3630*4A* | G*VS960805CUA* | 34600 | 33800 | 17.2 | 12.5 | 8.1 | 1.9 | 62 |  | 211940453
AMANA DISTINCTIONS | GSZC703610A* | CHPTA3630*4A* | G*VS960603BUA* | 34400 | 33800 | 17.2 | 12.5 | 8.1 | 1.9 | 62 |  | 211940457
AMANA DISTINCTIONS | GSZC703610A* | CAPTA4230*4A* | G*VS960603BUA* | 34800 | 34000 | 17.2 | 12.5 | 8.1 | 2 | 62 |  | 211940458
AMANA DISTINCTIONS | GSZC703610A* | CAPTA4230*4A* | G*VS960805CUA* | 34800 | 34000 | 17.2 | 12.5 | 8.1 | 2 | 62 |  | 211940455
AMANA DISTINCTIONS | GSZC703610A* | CAPTA4230*4A*+MBVC2001**-1A* |  | 34800 | 34000 | 17.2 | 12.5 | 8.2 | 2 | 62 |  | 211940448
AMANA DISTINCTIONS | GSZC702410A* | CHPTA2426*4A* | G*VC800604B*A* | 23600 | 23200 | 17.2 | 12.5 | 8.1 | 1.9 | 60 |  | 211940439
ONE HOUR AIR CONDITIONING AND HEATING | GSZC706010A* | AMVT60DP1400A* |  | 56000 | 57000 | 16.2 | 11.7 | 8.2 | 1.9 | 67 |  | 211950635
ONE HOUR AIR CONDITIONING AND HEATING | GSZC704810A* | CHPT4860D4A* | G*VC800804C*A* | 46000 | 47000 | 16.5 | 12 | 8.1 | 1.8 | 66 |  | 211950629
ONE HOUR AIR CONDITIONING AND HEATING | GSZC704810A* | CAPT4961*4A* | G*VC800804C*A* | 46500 | 47500 | 17.2 | 12 | 8.2 | 2 | 65 |  | 211950632
ONE HOUR AIR CONDITIONING AND HEATING | GSZC704810A* | CAPT4961*4A* | G*VC800805D*A* | 46500 | 47500 | 17.2 | 12 | 8.2 | 2 | 65 |  | 211950620
ONE HOUR AIR CONDITIONING AND HEATING | GSZC704810A* | CHPT4860D4A* | G*VC960804CNB* | 46000 | 47000 | 16.5 | 12 | 8.1 | 1.8 | 66 |  | 211950602
ONE HOUR AIR CONDITIONING AND HEATING | GSZC704810A* | CAPT4961*4A* | G*VM970804CNB* | 46500 | 47500 | 16.5 | 12 | 8.2 | 2 | 65 |  | 211950587
ONE HOUR AIR CONDITIONING AND HEATING | GSZC704810A* | CAPT4961*4A* | G*VC961205DNB* | 46500 | 48000 | 17.2 | 12 | 8.2 | 2 | 65 |  | 211950594
ONE HOUR AIR CONDITIONING AND HEATING | GSZC704810A* | CHPT4860D4A* | G*VC801005C*A* | 46000 | 47000 | 16.5 | 12 | 8.1 | 1.8 | 66 |  | 211950609
ONE HOUR AIR CONDITIONING AND HEATING | GSZC704810A* | CAPT4961*4A* | G*VC960804CNB* | 46500 | 47500 | 16.5 | 12 | 8.2 | 2 | 65 |  | 211950606
ONE HOUR AIR CONDITIONING AND HEATING | GSZC704810A* | CAPT4961*4A* | G*VC801005C*A* | 46500 | 47500 | 17.2 | 12 | 8.2 | 2 | 65 |  | 211950613
ONE HOUR AIR CONDITIONING AND HEATING | GSZC704810A* | CHPT4860D4A* | G*VM970804CNB* | 46000 | 47000 | 16.5 | 12 | 8.1 | 1.8 | 66 |  | 211950583
ONE HOUR AIR CONDITIONING AND HEATING | GSZC704810A* | CAPT4961*4A* | G*VC961005CNB* | 46500 | 47500 | 16.5 | 12 | 8.2 | 2 | 65 |  | 211950599
ONE HOUR AIR CONDITIONING AND HEATING | GSZC704810A* | CHPT4860D4A* | G*VC961005CNB* | 46000 | 47000 | 16.5 | 12 | 8.1 | 1.8 | 66 |  | 211950597
ONE HOUR AIR CONDITIONING AND HEATING | GSZC704810A* | CHPT4860D4A* | G*VC961205DNB* | 46000 | 47500 | 16.5 | 12 | 8.2 | 1.8 | 65 |  | 211950591
ONE HOUR AIR CONDITIONING AND HEATING | GSZC704810A* | CAPT4961*4A*+MBVC1601**-1A* |  | 47000 | 48000 | 17.2 | 12 | 8.2 | 2 | 65 |  | 211950554
ONE HOUR AIR CONDITIONING AND HEATING | GSZC704810A* | CHPT4860D4A* | G*VM971205DNB* | 46000 | 47500 | 16.5 | 12 | 8.1 | 1.8 | 65 |  | 211950570
ONE HOUR AIR CONDITIONING AND HEATING | GSZC704810A* | CHPT4860D4A* | G*VS960805CUA* | 46000 | 47000 | 16.5 | 12 | 8.1 | 1.8 | 66 |  | 211950557
ONE HOUR AIR CONDITIONING AND HEATING | GSZC704810A* | CAPT4961*4A*+MBVC2001**-1A* |  | 47000 | 48000 | 17.2 | 12.5 | 8.2 | 2 | 65 |  | 211950547
ONE HOUR AIR CONDITIONING AND HEATING | GSZC704810A* | CAPT4961*4A* | G*VM971205DNB* | 46500 | 48000 | 17.2 | 12 | 8.2 | 2 | 65 |  | 211950573
ONE HOUR AIR CONDITIONING AND HEATING | GSZC704810A* | CHPT4860D4A* | G*VM971005CNB* | 46000 | 47000 | 16.5 | 12 | 8.1 | 1.8 | 66 |  | 211950576
ONE HOUR AIR CONDITIONING AND HEATING | GSZC704810A* | CHPT4860D4A* | G*VS800805CUA* | 46000 | 47000 | 16.5 | 12 | 8.1 | 1.8 | 66 |  | 211950564
ONE HOUR AIR CONDITIONING AND HEATING | GSZC704810A* | CAPT4961*4A* | G*VS800805CUA* | 46500 | 47500 | 17.2 | 12 | 8.2 | 2 | 65 |  | 211950567
ONE HOUR AIR CONDITIONING AND HEATING | GSZC704810A* | CAPT4961*4A* | G*VS960805CUA* | 46500 | 47500 | 16.5 | 12 | 8.2 | 2 | 65 |  | 211950560
ONE HOUR AIR CONDITIONING AND HEATING | GSZC704810A* | AMVT60DP1400A* |  | 46500 | 48500 | 17.2 | 12 | 8.2 | 2 | 64 |  | 211950540
ONE HOUR AIR CONDITIONING AND HEATING | GSZC704810A* | CHPT4860D4A*+MBVC1601**-1A* |  | 46500 | 48000 | 17.2 | 12 | 8.1 | 1.8 | 65 |  | 211950551
ONE HOUR AIR CONDITIONING AND HEATING | GSZC703610A* | CAPTA4230*4A* | G*VC800804C*A* | 34800 | 34000 | 17.2 | 12.5 | 8.1 | 2 | 62 |  | 211950525
ONE HOUR AIR CONDITIONING AND HEATING | GSZC703610A* | CAPTA4230*4A* | G*VC800603B*A* | 34600 | 34000 | 17.2 | 12.5 | 8.1 | 2 | 62 |  | 211950537
ONE HOUR AIR CONDITIONING AND HEATING | GSZC703610A* | CHPTA3630*4A* | G*VC800804C*A* | 34600 | 33800 | 17.2 | 12.5 | 8.1 | 1.9 | 62 |  | 211950522
ONE HOUR AIR CONDITIONING AND HEATING | GSZC704810A* | CHPT4860D4A*+MBVC2001**-1A* |  | 46500 | 48000 | 17.2 | 12 | 8.2 | 1.8 | 65 |  | 211950544
ONE HOUR AIR CONDITIONING AND HEATING | GSZC702410A* | CAPTA3626*4A* | G*VC800804C*A* | 23600 | 23200 | 17.2 | 12.5 | 8.2 | 2 | 60 |  | 211950406
ONE HOUR AIR CONDITIONING AND HEATING | GSZC703610A* | CAPTA4230*4A* | G*VC800604B*A* | 34600 | 34000 | 17.2 | 12.5 | 8.1 | 2 | 62 |  | 211950531
ONE HOUR AIR CONDITIONING AND HEATING | GSZC703610A* | CHPTA3630*4A* | G*VC800603B*A* | 34600 | 33800 | 17.2 | 12.5 | 8.1 | 1.9 | 62 |  | 211950534
ONE HOUR AIR CONDITIONING AND HEATING | GSZC703610A* | CHPTA3630*4A* | G*VC800604B*A* | 34600 | 33800 | 17.2 | 12.5 | 8.1 | 1.9 | 62 |  | 211950528
ONE HOUR AIR CONDITIONING AND HEATING | GSZC703610A* | CHPTA3630*4A* | G*VC800805C*A* | 34600 | 33800 | 17.2 | 12.5 | 8.1 | 1.9 | 62 |  | 211950515
ONE HOUR AIR CONDITIONING AND HEATING | GSZC703610A* | CAPTA4230*4A* | G*VC800805D*A* | 34800 | 34000 | 17.2 | 12.5 | 8.1 | 2 | 62 |  | 211950511
ONE HOUR AIR CONDITIONING AND HEATING | GSZC703610A* | CAPTA4230*4A* | G*VS960603BUA* | 34800 | 34000 | 17.2 | 12.5 | 8.1 | 2 | 62 |  | 211950445
ONE HOUR AIR CONDITIONING AND HEATING | GSZC703610A* | CAPTA4230*4A* | G*VC960603BNB* | 34800 | 34000 | 17.2 | 12.5 | 8.1 | 2 | 62 |  | 211950496
ONE HOUR AIR CONDITIONING AND HEATING | GSZC703610A* | CAPTA4230*4A* | G*VC800805C*A* | 34800 | 34000 | 17.2 | 12.5 | 8.1 | 2 | 62 |  | 211950518
ONE HOUR AIR CONDITIONING AND HEATING | GSZC703610A* | CHPTA3630*4A* | G*VC961005CNB* | 34600 | 33800 | 17.2 | 12.5 | 8.1 | 1.9 | 62 |  | 211950479
ONE HOUR AIR CONDITIONING AND HEATING | GSZC703610A* | CAPTA4230*4A* | G*VC801005C*A* | 34800 | 34000 | 17.2 | 12.5 | 8.1 | 2 | 62 |  | 211950508
ONE HOUR AIR CONDITIONING AND HEATING | GSZC703610A* | CHPTA3630*4A* | G*VC801005C*A* | 34600 | 33800 | 17.2 | 12.5 | 8.1 | 1.9 | 62 |  | 211950505
ONE HOUR AIR CONDITIONING AND HEATING | GSZC703610A* | CHPTA3630*4A* | G*VC960804CNB* | 34600 | 33800 | 17.2 | 12.5 | 8.1 | 1.9 | 62 |  | 211950486
ONE HOUR AIR CONDITIONING AND HEATING | GSZC703610A* | CAPTA4230*4A* | G*VC960403BNB* | 34800 | 34000 | 17.2 | 12.5 | 8.1 | 2 | 62 |  | 211950502
ONE HOUR AIR CONDITIONING AND HEATING | GSZC703610A* | CHPTA3630*4A* | G*VC960403BNB* | 34400 | 33800 | 17.2 | 12.5 | 8.1 | 1.9 | 62 |  | 211950499
ONE HOUR AIR CONDITIONING AND HEATING | GSZC703610A* | CAPTA4230*4A* | G*VC961005CNB* | 34800 | 34000 | 17.2 | 12.5 | 8.1 | 2 | 62 |  | 211950482
ONE HOUR AIR CONDITIONING AND HEATING | GSZC703610A* | CHPTA3630*4A* | G*VC960603BNB* | 34400 | 33800 | 17.2 | 12.5 | 8.1 | 1.9 | 62 |  | 211950493
ONE HOUR AIR CONDITIONING AND HEATING | GSZC703610A* | CAPTA4230*4A* | G*VC960804CNB* | 34800 | 34000 | 17.2 | 12.5 | 8.1 | 2 | 62 |  | 211950489
ONE HOUR AIR CONDITIONING AND HEATING | GSZC703610A* | CAPTA4230*4A* | G*VS800604BUA* | 34600 | 34000 | 17.2 | 12.5 | 8.1 | 2 | 62 |  | 211950456
ONE HOUR AIR CONDITIONING AND HEATING | GSZC703610A* | CAPTA4230*4A* | G*VM970603BNB* | 34800 | 34000 | 17.2 | 12.5 | 8.1 | 2 | 62 |  | 211950476
ONE HOUR AIR CONDITIONING AND HEATING | GSZC703610A* | CHPTA3630*4A* | G*VM970603BNB* | 34400 | 33800 | 17.2 | 12.5 | 8.1 | 1.9 | 62 |  | 211950474
ONE HOUR AIR CONDITIONING AND HEATING | GSZC703610A* | CAPTA4230*4A* | G*VS800805CUA* | 34800 | 34000 | 17.2 | 12.5 | 8.1 | 2 | 62 |  | 211950450
ONE HOUR AIR CONDITIONING AND HEATING | GSZC703610A* | CAPTA4230*4A* | G*VM970804CNB* | 34800 | 34000 | 17.2 | 12.5 | 8.1 | 2 | 62 |  | 211950470
ONE HOUR AIR CONDITIONING AND HEATING | GSZC703610A* | CAPTA4230*4A* | G*VM971005CNB* | 34800 | 34000 | 17.2 | 12.5 | 8.1 | 2 | 62 |  | 211950463
ONE HOUR AIR CONDITIONING AND HEATING | GSZC703610A* | CHPTA3630*4A* | G*VM970804CNB* | 34600 | 33800 | 17.2 | 12.5 | 8.1 | 1.9 | 62 |  | 211950466
ONE HOUR AIR CONDITIONING AND HEATING | GSZC703610A* | CHPTA3630*4A* | G*VS960603BUA* | 34400 | 33800 | 17.2 | 12.5 | 8.1 | 1.9 | 62 |  | 211950442
ONE HOUR AIR CONDITIONING AND HEATING | GSZC703610A* | CHPTA3630*4A* | G*VM971005CNB* | 34600 | 33800 | 17.2 | 12.5 | 8.1 | 1.9 | 62 |  | 211950460
ONE HOUR AIR CONDITIONING AND HEATING | GSZC703610A* | CHPTA3630*4A* | G*VS800604BUA* | 34600 | 33800 | 17.2 | 12.5 | 8.1 | 1.9 | 62 |  | 211950453
ONE HOUR AIR CONDITIONING AND HEATING | GSZC702410A* | CAPTA3626*4A* | G*VC800603B*A* | 23600 | 23200 | 17.2 | 12.5 | 8.2 | 2 | 60 |  | 211950419
ONE HOUR AIR CONDITIONING AND HEATING | GSZC703610A* | CAPTA4230*4A* | G*VS960805CUA* | 34800 | 34000 | 17.2 | 12.5 | 8.1 | 2 | 62 |  | 211950439
ONE HOUR AIR CONDITIONING AND HEATING | GSZC702410A* | CHPTA2426*4A* | G*VC800603B*A* | 23600 | 23200 | 17.2 | 12.5 | 8.1 | 1.9 | 60 |  | 211950416
ONE HOUR AIR CONDITIONING AND HEATING | GSZC703610A* | CHPTA3630*4A* | G*VS800805CUA* | 34600 | 33800 | 17.2 | 12.5 | 8.1 | 1.9 | 62 |  | 211950447
ONE HOUR AIR CONDITIONING AND HEATING | GSZC702410A* | CAPTA3626*4A* | G*VC960804CNB* | 23600 | 23200 | 17.2 | 12.5 | 8.2 | 2 | 60 |  | 211950387
FRANKLIN | GSZC706010A* | CAPT4961*4A* | G*VC800805D*A* | 55000 | 57000 | 15.2 | 11.7 | 8.2 | 1.9 | 67 |  | 211943701
FRANKLIN | GSZC706010A* | CAPT4961*4A* | G*VC800805C*A* | 55000 | 57000 | 15.2 | 11.7 | 8.1 | 1.9 | 67 |  | 211943703
FRANKLIN | GSZC706010A* | CAPT4961*4A* | G*VC801005C*A* | 55000 | 57000 | 15.2 | 11.7 | 8.1 | 1.9 | 67 |  | 211943699
FRANKLIN | GSZC704810A* | CAPT4961*4A* | G*VC800805D*A* | 46500 | 47500 | 17.2 | 12 | 8.2 | 2 | 65 |  | 211943679
FRANKLIN | GSZC704810A* | CHPT4860D4A* | G*VC800805D*A* | 46000 | 47000 | 16.5 | 12 | 8.2 | 1.8 | 66 |  | 211943678
FRANKLIN | GSZC704810A* | CHPT4860D4A* | G*VC801005C*A* | 46000 | 47000 | 16.5 | 12 | 8.1 | 1.8 | 66 |  | 211943676
FRANKLIN | GSZC706010A* | CAPT4961*4A* | G*VS800805CUA* | 55000 | 57000 | 15.2 | 11.7 | 8.1 | 1.9 | 67 |  | 211943690
FRANKLIN | GSZC706010A* | AMVT60DP1400A* |  | 56000 | 57000 | 16.2 | 11.7 | 8.2 | 1.9 | 67 |  | 211943684
FRANKLIN | GSZC706010A* | CHPT4860D4A*+MBVC2001**-1A* |  | 54500 | 57000 | 15.2 | 11.7 | 8.1 | 1.8 | 67 |  | 211943685
FRANKLIN | GSZC706010A* | CAPT4961*4A*+MBVC2001**-1A* |  | 56000 | 57000 | 16.2 | 11.7 | 8.2 | 1.9 | 67 |  | 211943686
FRANKLIN | GSZC704810A* | CAPT4961*4A* | G*VC800804C*A* | 46500 | 47500 | 17.2 | 12 | 8.2 | 2 | 65 |  | 211943683
FRANKLIN | GSZC704810A* | CHPT4860D4A* | G*VC800804C*A* | 46000 | 47000 | 16.5 | 12 | 8.1 | 1.8 | 66 |  | 211943682
FRANKLIN | GSZC704810A* | CHPT4860D4A* | G*VC800805C*A* | 46000 | 47000 | 16.5 | 12 | 8.1 | 1.8 | 66 |  | 211943680
FRANKLIN | GSZC704810A* | CAPT4961*4A* | G*VC801005C*A* | 46500 | 47500 | 17.2 | 12 | 8.2 | 2 | 65 |  | 211943677
ENERGI AIR | GSZC702410A* | CAPTA3626*4A*+MBVC1201**-1A* |  | 24000 | 23200 | 17.2 | 12.5 | 8.2 | 2 | 60 |  | 211942125
ENERGI AIR | GSZC702410A* | CAPTA3626*4A*+MBVC1601**-1A* |  | 24000 | 23200 | 17.2 | 12.5 | 8.2 | 2 | 60 |  | 211942123
ENERGI AIR | GSZC702410A* | CHPTA2426*4A*+MBVC1601**-1A* |  | 23600 | 23000 | 17.2 | 12.5 | 8.1 | 1.9 | 61 |  | 211942122
ENERGI AIR | GSZC702410A* | AMVT30BP1400A* |  | 23800 | 23200 | 17.2 | 12.5 | 8.2 | 2 | 60 |  | 211942121
AMANA DISTINCTIONS | GSZC704810A* | CAPT4961*4A* | G*VM971005CNB* | 46500 | 47500 | 16.5 | 12 | 8.2 | 2 | 65 |  | 211940530
AMANA DISTINCTIONS | GSZC704810A* | CHPT4860D4A* | G*VM970804CNB* | 46000 | 47000 | 16.5 | 12 | 8.1 | 1.8 | 66 |  | 211940532
AMANA DISTINCTIONS | GSZC704810A* | CHPT4860D4A* | G*VC961205DNB* | 46000 | 47500 | 16.5 | 12 | 8.2 | 1.8 | 65 |  | 211940535
AMANA DISTINCTIONS | GSZC704810A* | CHPT4860D4A* | G*VC961005CNB* | 46000 | 47000 | 16.5 | 12 | 8.1 | 1.8 | 66 |  | 211940539
AMANA DISTINCTIONS | GSZC704810A* | CAPT4961*4A* | G*VC961005CNB* | 46500 | 47500 | 16.5 | 12 | 8.2 | 2 | 65 |  | 211940540
AMANA DISTINCTIONS | GSZC704810A* | CAPT4961*4A* | G*VC961205DNB* | 46500 | 48000 | 17.2 | 12 | 8.2 | 2 | 65 |  | 211940537
AMANA DISTINCTIONS | GSZC704810A* | CAPT4961*4A* | G*VC801005C*A* | 46500 | 47500 | 17.2 | 12 | 8.2 | 2 | 65 |  | 211940547
AMANA DISTINCTIONS | GSZC704810A* | CHPT4860D4A* | G*VC960804CNB* | 46000 | 47000 | 16.5 | 12 | 8.1 | 1.8 | 66 |  | 211940542
AMANA DISTINCTIONS | GSZC704810A* | CAPT4961*4A* | G*VC960804CNB* | 46500 | 47500 | 16.5 | 12 | 8.2 | 2 | 65 |  | 211940544
AMANA DISTINCTIONS | GSZC704810A* | CAPT4961*4A*+MBVC1601**-1A* |  | 47000 | 48000 | 17.2 | 12 | 8.2 | 2 | 65 |  | 211940516
AMANA DISTINCTIONS | GSZC704810A* | CAPT4961*4A* | G*VC800805D*A* | 46500 | 47500 | 17.2 | 12 | 8.2 | 2 | 65 |  | 211940550
AMANA DISTINCTIONS | GSZC704810A* | CHPT4860D4A* | G*VC801005C*A* | 46000 | 47000 | 16.5 | 12 | 8.1 | 1.8 | 66 |  | 211940545
AMANA DISTINCTIONS | GSZC704810A* | CAPT4961*4A* | G*VC800805C*A* | 46500 | 47500 | 17.2 | 12 | 8.2 | 2 | 65 |  | 211940554
AMANA DISTINCTIONS | GSZC704810A* | CHPT4860D4A* | G*VC800804C*A* | 46000 | 47000 | 16.5 | 12 | 8.1 | 1.8 | 66 |  | 211940555
EVERREST | GSZC706010A* | CAPT4961*4A* | G*VC801005C*A* | 55000 | 57000 | 15.2 | 11.7 | 8.1 | 1.9 | 67 |  | 212654007
EVERREST | GSZC704810A* | CAPT4961*4A*+MBVC1601**-1A* |  | 47000 | 48000 | 17.2 | 12 | 8.2 | 2 | 65 |  | 212654003
EVERREST | GSZC703610A* | CAPTA4230*4A* | G*VC960804CNB* | 34800 | 34000 | 17.2 | 12.5 | 8.1 | 2 | 62 |  | 212654001
EVERREST | GSZC703610A* | CAPTA4230*4A*+MBVC2001**-1A* |  | 34800 | 34000 | 17.2 | 12.5 | 8.2 | 2 | 62 |  | 212654000
EVERREST | GSZC702410A* | CAPTA3626*4A* | G*VS800805CUA* | 23600 | 23200 | 17.2 | 12.5 | 8.2 | 2 | 60 |  | 212653998
EVERREST | GSZV903610A* | CA*F3743*6D*+TXV | G*VS800805CUA* | 33600 | 34000 | 19 | 12 | 8.2 | 1.8 | 64 | 72 | 212653968
EVERREST | ASZV903610A* | CA*F3743*6D*+TXV | A*VC961205DNB* | 33600 | 34000 | 19 | 12 | 8.2 | 1.8 | 64 | 72 | 212653951
EVERREST | ASZV902410A* | CA*F3743*6D*+TXV | A*VM970803BNB* | 23000 | 23000 | 21.5 | 12 | 8.2 | 2.2 | 63 | 57 | 212651402
EVERREST | GSZV903610A* | CA*F3743*6D*+TXV | G*VC961005CNB* | 33600 | 34000 | 19 | 12 | 8.2 | 1.8 | 64 | 72 | 212652106
EVERREST | GSZC704810A* | CHPT4860D4A* | G*VC800805C*A* | 46000 | 47000 | 16.5 | 12 | 8.1 | 1.8 | 66 |  | 212651609
EVERREST | GSZC704810A* | CAPT4961*4A* | G*VC960804CNB* | 46500 | 47500 | 16.5 | 12 | 8.2 | 2 | 65 |  | 212651384
EVERREST | GSZC702410A* | CAPTA3626*4A* | G*VC960403BNB* | 23600 | 23200 | 17.2 | 12.5 | 8.2 | 2 | 60 |  | 212651761
EVERREST | GSZC702410A* | CAPTA3626*4A* | G*VS960805CUA* | 23600 | 23200 | 17.2 | 12.5 | 8.2 | 2 | 60 |  | 212651355
EVERREST | GSZC702410A* | CAPTA3626*4A*+MBVC1601**-1A* |  | 24000 | 23200 | 17.2 | 12.5 | 8.2 | 2 | 60 |  | 212651759
EVERREST | GSZV903610A* | CA*F3743*6D*+TXV | G*VM971205DNB* | 33200 | 33600 | 19 | 12 | 8.2 | 1.8 | 64 | 73 | 212651324
GOETTL | GSZC703610A* | CAPTA4230*4A* | G*VM970603BNB* | 34800 | 34000 | 17.2 | 12.5 | 8.1 | 2 | 62 |  | 212291634
GOETTL | GSZC703610A* | CHPTA3630*4A* | G*VM970603BNB* | 34400 | 33800 | 17.2 | 12.5 | 8.1 | 1.9 | 62 |  | 212291633
GOETTL | GSZC703610A* | CAPTA4230*4A* | G*VM970804CNB* | 34800 | 34000 | 17.2 | 12.5 | 8.1 | 2 | 62 |  | 212291632
GOETTL | GSZC703610A* | CHPTA3630*4A* | G*VM970804CNB* | 34600 | 33800 | 17.2 | 12.5 | 8.1 | 1.9 | 62 |  | 212291631
GOETTL | GSZC703610A* | CAPTA4230*4A* | G*VM971005CNB* | 34800 | 34000 | 17.2 | 12.5 | 8.1 | 2 | 62 |  | 212291630
GOETTL | GSZC703610A* | CHPTA3630*4A* | G*VM971005CNB* | 34600 | 33800 | 17.2 | 12.5 | 8.1 | 1.9 | 62 |  | 212291629
GOETTL | GSZC703610A* | CAPTA4230*4A* | G*VS800604BUA* | 34600 | 34000 | 17.2 | 12.5 | 8.1 | 2 | 62 |  | 212291628
GOETTL | GSZC704810A* | CAPT4961*4A* | G*VC800804C*A* | 46500 | 47500 | 17.2 | 12 | 8.2 | 2 | 65 |  | 212291682
GOETTL | GSZC704810A* | CHPT4860D4A* | G*VC800804C*A* | 46000 | 47000 | 16.5 | 12 | 8.1 | 1.8 | 66 |  | 212291681
GOETTL | GSZC704810A* | CHPT4860D4A* | G*VC800805C*A* | 46000 | 47000 | 16.5 | 12 | 8.1 | 1.8 | 66 |  | 212291679
GOETTL | GSZC704810A* | CAPT4961*4A* | G*VC800805C*A* | 46500 | 47500 | 17.2 | 12 | 8.2 | 2 | 65 |  | 212291680
GOETTL | GSZC704810A* | CHPT4860D4A* | G*VC800805D*A* | 46000 | 47000 | 16.5 | 12 | 8.2 | 1.8 | 66 |  | 212291677
GOETTL | GSZC704810A* | CAPT4961*4A* | G*VC800805D*A* | 46500 | 47500 | 17.2 | 12 | 8.2 | 2 | 65 |  | 212291678
GOETTL | GSZC704810A* | CHPT4860D4A* | G*VC801005C*A* | 46000 | 47000 | 16.5 | 12 | 8.1 | 1.8 | 66 |  | 212291675
GOETTL | GSZC703610A* | CAPTA4230*4A* | G*VC960403BNB* | 34800 | 34000 | 17.2 | 12.5 | 8.1 | 2 | 62 |  | 212291642
GOETTL | GSZC704810A* | CAPT4961*4A* | G*VC801005C*A* | 46500 | 47500 | 17.2 | 12 | 8.2 | 2 | 65 |  | 212291676
GOETTL | GSZC703610A* | CAPTA4230*4A* | G*VC960603BNB* | 34800 | 34000 | 17.2 | 12.5 | 8.1 | 2 | 62 |  | 212291640
GOETTL | GSZC703610A* | CHPTA3630*4A* | G*VC960403BNB* | 34400 | 33800 | 17.2 | 12.5 | 8.1 | 1.9 | 62 |  | 212291641
GOETTL | GSZC703610A* | CHPTA3630*4A* | G*VC960804CNB* | 34600 | 33800 | 17.2 | 12.5 | 8.1 | 1.9 | 62 |  | 212291637
GOETTL | GSZC703610A* | CHPTA3630*4A* | G*VC960603BNB* | 34400 | 33800 | 17.2 | 12.5 | 8.1 | 1.9 | 62 |  | 212291639
GOETTL | GSZC703610A* | CAPTA4230*4A* | G*VC961005CNB* | 34800 | 34000 | 17.2 | 12.5 | 8.1 | 2 | 62 |  | 212291636
GOETTL | GSZC704810A* | CAPT4961*4A* | G*VC960804CNB* | 46500 | 47500 | 16.5 | 12 | 8.2 | 2 | 65 |  | 212291674
GOETTL | GSZC703610A* | CAPTA4230*4A* | G*VC960804CNB* | 34800 | 34000 | 17.2 | 12.5 | 8.1 | 2 | 62 |  | 212291638
GOETTL | GSZC704810A* | CAPT4961*4A* | G*VC961005CNB* | 46500 | 47500 | 16.5 | 12 | 8.2 | 2 | 65 |  | 212291672
GOETTL | GSZC704810A* | CAPT4961*4A* | G*VC961205DNB* | 46500 | 48000 | 17.2 | 12 | 8.2 | 2 | 65 |  | 212291670
GOETTL | GSZC704810A* | CHPT4860D4A* | G*VC961005CNB* | 46000 | 47000 | 16.5 | 12 | 8.1 | 1.8 | 66 |  | 212291671
GOETTL | GSZC704810A* | CHPT4860D4A* | G*VC960804CNB* | 46000 | 47000 | 16.5 | 12 | 8.1 | 1.8 | 66 |  | 212291673
GOETTL | GSZC704810A* | CAPT4961*4A* | G*VM970804CNB* | 46500 | 47500 | 16.5 | 12 | 8.2 | 2 | 65 |  | 212291668
GOETTL | GSZC704810A* | CHPT4860D4A* | G*VC961205DNB* | 46000 | 47500 | 16.5 | 12 | 8.2 | 1.8 | 65 |  | 212291669
GOETTL | GSZC704810A* | CHPT4860D4A* | G*VM970804CNB* | 46000 | 47000 | 16.5 | 12 | 8.1 | 1.8 | 66 |  | 212291667
EVERREST | ASZC704810A* | CHPT4860D4A* | A*VC800805D*A* | 46000 | 47000 | 16.5 | 12 | 8.2 | 1.8 | 66 |  | 212649540
EVERREST | ASZC704810A* | CHPT4860D4A*+MBVC1601**-1A* |  | 46500 | 48000 | 17.2 | 12 | 8.1 | 1.8 | 65 |  | 212649538
EVERREST | GSZC706010A* | CAPT4961*4A* | G*VC800805C*A* | 55000 | 57000 | 15.2 | 11.7 | 8.1 | 1.9 | 67 |  | 212650168
EVERREST | ASZC703610A* | CHPTA3630*4A* | A*VC960804CNB* | 34600 | 33800 | 17.2 | 12.5 | 8.1 | 1.9 | 62 |  | 212649536
EVERREST | GSZV903610A* | CA*F3743*6D*+TXV | G*VM970803BNB* | 33600 | 34000 | 18.5 | 12 | 8.2 | 1.8 | 64 | 72 | 212651527
EVERREST | GSZC704810A* | CHPT4860D4A* | G*VC960804CNB* | 46000 | 47000 | 16.5 | 12 | 8.1 | 1.8 | 66 |  | 212651540
EVERREST | GSZC702410A* | CHPTA2426*4A* | G*VC800604B*A* | 23600 | 23200 | 17.2 | 12.5 | 8.1 | 1.9 | 60 |  | 212651493
EVERREST | ASZV903610A* | CA*F3743*6D*+TXV | A*VM970603BNB* | 33600 | 34000 | 18.5 | 12 | 8.2 | 1.8 | 64 | 72 | 212651202
EVERREST | GSZV903610A* | CA*F3743*6D*+TXV | G*VC800805C*A* | 33600 | 34000 | 19 | 12 | 8.2 | 1.8 | 64 | 72 | 212651309
EVERREST | GSZC704810A* | CHPT4860D4A* | G*VM970804CNB* | 46000 | 47000 | 16.5 | 12 | 8.1 | 1.8 | 66 |  | 212652488
EVERREST | ASZV903610A* | CA*F3743*6D*+TXV | A*VM971205DNB* | 33200 | 33600 | 19 | 12 | 8.2 | 1.8 | 64 | 73 | 212652778
AMANA | ASZC704810A* | AVPTC61D14B* |  | 46500 | 47500 | 17.2 | 12 | 8.2 | 2 | 65 | 53 | 212524779
GOODMAN | GSZC704810A* | AVPTC61D14B* |  | 46500 | 47500 | 17.2 | 12 | 8.2 | 2 | 65 | 53 | 212524777
DAIKIN | DZ7TCA4810A* | DV61PTCD14A* |  | 46500 | 47500 | 17.2 | 12 | 8.2 | 2 | 65 | 53 | 212524781
GOETTL | ASZC706010A* | AMVT60DP1400A* |  | 56000 | 57000 | 16.2 | 11.7 | 8.2 | 1.9 | 67 |  | 212289416
GOETTL | ASZC706010A* | CHPT4860D4A*+MBVC2001**-1A* |  | 54500 | 57000 | 15.2 | 11.7 | 8.1 | 1.8 | 67 |  | 212289417
GOETTL | ASZC706010A* | CAPT4961*4A*+MBVC2001**-1A* |  | 56000 | 57000 | 16.2 | 11.7 | 8.2 | 1.9 | 67 |  | 212289418
GOETTL | ASZC704810A* | CAPT4961*4A* | A*VC800804C*A* | 46500 | 47500 | 17.2 | 12 | 8.2 | 2 | 65 |  | 212289415
GOETTL | ASZC704810A* | CHPT4860D4A* | A*VC800804C*A* | 46000 | 47000 | 16.5 | 12 | 8.1 | 1.8 | 66 |  | 212289414
EVERREST | ASZC706010A* | CAPT4961*4A* | A*VC801005C*A* | 55000 | 57000 | 15.2 | 11.7 | 8.1 | 1.9 | 67 |  | 212648204
EVERREST | ASZC702410A* | CAPTA3626*4A* | A*VS800805CUA* | 23600 | 23200 | 17.2 | 12.5 | 8.2 | 2 | 60 |  | 212648190
GOETTL | ASZV902410A* | CA*F3743*6D*+TXV | A*VM970803BNB* | 23000 | 23000 | 21.5 | 12 | 8.2 | 2.2 | 63 | 57 | 212362523
GOETTL | ASZV902410A* | CA*F3743*6D*+TXV | A*VC960803BNB* | 23000 | 23000 | 21 | 12 | 8.2 | 2.2 | 63 | 57 | 212362520
GOETTL | ASZV902410A* | CA*F3743*6D*+TXV | A*VC800604B*A* | 23000 | 23000 | 21.5 | 12 | 8.2 | 2.2 | 63 | 57 | 212362516
GOETTL | ASZV902410A* | CA*F3743*6D*+TXV | A*VS800604BUA* | 23000 | 23000 | 21 | 12 | 8.2 | 2.2 | 63 | 57 | 212362515
GOETTL | ASZV902410A* | CA*F3743*6D*+MBVC1201**-1A*+TXV |  | 23000 | 23000 | 21.5 | 12 | 8.2 | 2.2 | 63 | 57 | 212362514
EVERREST | GSZC703610A* | CAPTA4230*4A* | G*VC800805C*A* | 34800 | 34000 | 17.2 | 12.5 | 8.1 | 2 | 62 |  | 212652436
EVERREST | GSZC702410A* | CHPTA2426*4A* | G*VC960603BNB* | 23600 | 23200 | 17.2 | 12.5 | 8.1 | 1.9 | 60 |  | 212652372
EVERREST | GSZC704810A* | CAPT4961*4A* | G*VM970804CNB* | 46500 | 47500 | 16.5 | 12 | 8.2 | 2 | 65 |  | 212652696
GOETTL | GSZC706010A* | CAPT4961*4A* | G*VC800805C*A* | 55000 | 57000 | 15.2 | 11.7 | 8.1 | 1.9 | 67 |  | 212291702
GOETTL | GSZC706010A* | CAPT4961*4A* | G*VC800805D*A* | 55000 | 57000 | 15.2 | 11.7 | 8.2 | 1.9 | 67 |  | 212291700
GOETTL | GSZC703610A* | CAPTA4230*4A* | G*VS800805CUA* | 34800 | 34000 | 17.2 | 12.5 | 8.1 | 2 | 62 |  | 212291626
GOETTL | GSZC703610A* | CAPTA4230*4A* | G*VS960603BUA* | 34800 | 34000 | 17.2 | 12.5 | 8.1 | 2 | 62 |  | 212291624
GOETTL | GSZC703610A* | CHPTA3630*4A* | G*VS800805CUA* | 34600 | 33800 | 17.2 | 12.5 | 8.1 | 1.9 | 62 |  | 212291625
GOETTL | GSZC703610A* | CHPTA3630*4A* | G*VS960603BUA* | 34400 | 33800 | 17.2 | 12.5 | 8.1 | 1.9 | 62 |  | 212291623
GOETTL | GSZC703610A* | CAPTA4230*4A* | G*VS960805CUA* | 34800 | 34000 | 17.2 | 12.5 | 8.1 | 2 | 62 |  | 212291622
GOETTL | GSZC703610A* | CAPTA4230*4A*+MBVC1601**-1A* |  | 34800 | 34000 | 17.2 | 12.5 | 8.2 | 2 | 62 |  | 212291620
GOETTL | GSZC703610A* | CHPTA3630*4A*+MBVC1601**-1A* |  | 34800 | 33800 | 17.2 | 12.5 | 8.2 | 1.9 | 62 |  | 212291619
GOETTL | GSZC703610A* | CHPTA3630*4A* | G*VS960805CUA* | 34600 | 33800 | 17.2 | 12.5 | 8.1 | 1.9 | 62 |  | 212291621
EVERREST | ASZC702410A* | CAPTA3626*4A* | A*VC800604B*A* | 23600 | 23200 | 17.2 | 12.5 | 8.2 | 2 | 60 |  | 212649667
EVERREST | ASZC704810A* | CHPT4860D4A* | A*VS960805CUA* | 46000 | 47000 | 16.5 | 12 | 8.1 | 1.8 | 66 |  | 212649824
EVERREST | ASZC703610A* | CHPTA3630*4A* | A*VC960603BNB* | 34400 | 33800 | 17.2 | 12.5 | 8.1 | 1.9 | 62 |  | 212649823
EVERREST | ASZC703610A* | CHPTA3630*4A* | A*VC800604B*A* | 34600 | 33800 | 17.2 | 12.5 | 8.1 | 1.9 | 62 |  | 212649709
EVERREST | ASZC702410A* | CHPTA2426*4A* | A*VC800603B*A* | 23600 | 23200 | 17.2 | 12.5 | 8.1 | 1.9 | 60 |  | 212649618
EVERREST | ASZC704810A* | CAPT4961*4A* | A*VM970804CNB* | 46500 | 47500 | 16.5 | 12 | 8.2 | 2 | 65 |  | 212649758
EVERREST | ASZC703610A* | CHPTA3630*4A* | A*VC800804C*A* | 34600 | 33800 | 17.2 | 12.5 | 8.1 | 1.9 | 62 |  | 212649757
EVERREST | ASZC703610A* | CAPTA4230*4A* | A*VS800604BUA* | 34600 | 34000 | 17.2 | 12.5 | 8.1 | 2 | 62 |  | 212649755
EVERREST | ASZC702410A* | CAPTA3626*4A* | A*VC960603BNB* | 23600 | 23200 | 17.2 | 12.5 | 8.2 | 2 | 60 |  | 212649753
EVERREST | ASZC702410A* | AMVT30BP1400A* |  | 23800 | 23200 | 17.2 | 12.5 | 8.2 | 2 | 60 |  | 212649752
EVERREST | ASZC704810A* | CHPT4860D4A* | A*VC960804CNB* | 46000 | 47000 | 16.5 | 12 | 8.1 | 1.8 | 66 |  | 212649748
EVERREST | ASZC703610A* | CAPTA4230*4A* | A*VC800603B*A* | 34600 | 34000 | 17.2 | 12.5 | 8.1 | 2 | 62 |  | 212649747
EVERREST | ASZC703610A* | CAPTA4230*4A* | A*VC961005CNB* | 34800 | 34000 | 17.2 | 12.5 | 8.1 | 2 | 62 |  | 212649655
EVERREST | ASZC703610A* | CAPTA4230*4A* | A*VS960603BUA* | 34800 | 34000 | 17.2 | 12.5 | 8.1 | 2 | 62 |  | 212649895
EVERREST | ASZC703610A* | CAPTA4230*4A* | A*VC801005C*A* | 34800 | 34000 | 17.2 | 12.5 | 8.1 | 2 | 62 |  | 212649897
EVERREST | ASZC706010A* | CHPT4860D4A*+MBVC2001**-1A* |  | 54500 | 57000 | 15.2 | 11.7 | 8.1 | 1.8 | 67 |  | 212649912
EVERREST | ASZC704810A* | CAPT4961*4A* | A*VM971205DNB* | 46500 | 48000 | 17.2 | 12 | 8.2 | 2 | 65 |  | 212649911
EVERREST | ASZC704810A* | CHPT4860D4A* | A*VM970804CNB* | 46000 | 47000 | 16.5 | 12 | 8.1 | 1.8 | 66 |  | 212648350
EVERREST | ASZC703610A* | CAPTA4230*4A* | A*VC800805C*A* | 34800 | 34000 | 17.2 | 12.5 | 8.1 | 2 | 62 |  | 212648346
EVERREST | ASZC703610A* | CHPTA3630*4A* | A*VS800604BUA* | 34600 | 33800 | 17.2 | 12.5 | 8.1 | 1.9 | 62 |  | 212648344
EVERREST | ASZC702410A* | CAPTA3626*4A* | A*VS800604BUA* | 23600 | 23200 | 17.2 | 12.5 | 8.2 | 2 | 60 |  | 212649369
EVERREST | ASZC706010A* | CAPT4961*4A* | A*VS800805CUA* | 55000 | 57000 | 15.2 | 11.7 | 8.1 | 1.9 | 67 |  | 212648252
GOETTL | GSZC703610A* | CHPTA3630*4A* | G*VS800604BUA* | 34600 | 33800 | 17.2 | 12.5 | 8.1 | 1.9 | 62 |  | 212291627
GOETTL | GSZC703610A* | CHPTA3630*4A* | G*VC961005CNB* | 34600 | 33800 | 17.2 | 12.5 | 8.1 | 1.9 | 62 |  | 212291635
GOETTL | GSZC704810A* | CAPT4961*4A* | G*VM971205DNB* | 46500 | 48000 | 17.2 | 12 | 8.2 | 2 | 65 |  | 212291664
GOETTL | GSZC703610A* | CHPTA3630*4A* | G*VC800603B*A* | 34600 | 33800 | 17.2 | 12.5 | 8.1 | 1.9 | 62 |  | 212291652
GOETTL | GSZC702410A* | CAPTA3626*4A* | G*VS800604BUA* | 23600 | 23200 | 17.2 | 12.5 | 8.2 | 2 | 60 |  | 212291600
GOETTL | GSZC702410A* | CHPTA2426*4A* | G*VS960603BUA* | 23600 | 23200 | 17.2 | 12.5 | 8.1 | 1.9 | 60 |  | 212291595
GOETTL | GSZC703610A* | CHPTA3630*4A* | G*VC800804C*A* | 34600 | 33800 | 17.2 | 12.5 | 8.1 | 1.9 | 62 |  | 212291648
GOETTL | GSZC703610A* | CHPTA3630*4A* | G*VC801005C*A* | 34600 | 33800 | 17.2 | 12.5 | 8.1 | 1.9 | 62 |  | 212291643
EVERREST | GSZC703610A* | CHPTA3630*4A* | G*VC800804C*A* | 34600 | 33800 | 17.2 | 12.5 | 8.1 | 1.9 | 62 |  | 212652686
EVERREST | ASZV903610A* | CA*F3743*6D*+TXV | A*VS800604BUA* | 33600 | 34000 | 18.5 | 12 | 8.2 | 1.8 | 64 | 72 | 212652015
EVERREST | GSZC704810A* | CAPT4961*4A* | G*VC961205DNB* | 46500 | 48000 | 17.2 | 12 | 8.2 | 2 | 65 |  | 212651777
EVERREST | GSZC703610A* | CAPTA4230*4A* | G*VM971005CNB* | 34800 | 34000 | 17.2 | 12.5 | 8.1 | 2 | 62 |  | 212651767
GOETTL | GSZC702410A* | CAPTA3626*4A* | G*VS960805CUA* | 23600 | 23200 | 17.2 | 12.5 | 8.2 | 2 | 60 |  | 212291594
GOETTL | GSZC702410A* | CHPTA2426*4A* | G*VS960805CUA* | 23600 | 23200 | 17.2 | 12.5 | 8.1 | 1.9 | 60 |  | 212291593
GOETTL | GSZC702410A* | CAPTA3626*4A*+MBVC1201**-1A* |  | 24000 | 23200 | 17.2 | 12.5 | 8.2 | 2 | 60 |  | 212291592
GOETTL | GSZC702410A* | CHPTA2426*4A*+MBVC1201**-1A* |  | 23600 | 23200 | 17.2 | 12.5 | 8.1 | 1.9 | 60 |  | 212291591
GOETTL | GSZC702410A* | CAPTA3626*4A*+MBVC1601**-1A* |  | 24000 | 23200 | 17.2 | 12.5 | 8.2 | 2 | 60 |  | 212291590
GOETTL | GSZC702410A* | AMVT30BP1400A* |  | 23800 | 23200 | 17.2 | 12.5 | 8.2 | 2 | 60 |  | 212291588
GOETTL | GSZC702410A* | CHPTA2426*4A*+MBVC1601**-1A* |  | 23600 | 23000 | 17.2 | 12.5 | 8.1 | 1.9 | 61 |  | 212291589
GOETTL | GSZC706010A* | CAPT4961*4A* | G*VS800805CUA* | 55000 | 57000 | 15.2 | 11.7 | 8.1 | 1.9 | 67 |  | 212291689
GOETTL | GSZC706010A* | CAPT4961*4A*+MBVC2001**-1A* |  | 56000 | 57000 | 16.2 | 11.7 | 8.2 | 1.9 | 67 |  | 212291685
GOETTL | GSZC706010A* | CHPT4860D4A*+MBVC2001**-1A* |  | 54500 | 57000 | 15.2 | 11.7 | 8.1 | 1.8 | 67 |  | 212291684
GOETTL | GSZC706010A* | AMVT60DP1400A* |  | 56000 | 57000 | 16.2 | 11.7 | 8.2 | 1.9 | 67 |  | 212291683
GOETTL | GSZC703610A* | CAPTA4230*4A*+MBVC2001**-1A* |  | 34800 | 34000 | 17.2 | 12.5 | 8.2 | 2 | 62 |  | 212291618
GOETTL | GSZC703610A* | AMVT42CP1400A* |  | 34800 | 34000 | 17.2 | 12.5 | 8.1 | 2 | 62 |  | 212291617
GOETTL | GSZC702410A* | CAPTA3626*4A* | G*VC800603B*A* | 23600 | 23200 | 17.2 | 12.5 | 8.2 | 2 | 60 |  | 212291616
GOETTL | GSZC702410A* | CHPTA2426*4A* | G*VC800603B*A* | 23600 | 23200 | 17.2 | 12.5 | 8.1 | 1.9 | 60 |  | 212291615
GOETTL | GSZC702410A* | CAPTA3626*4A* | G*VC800604B*A* | 23600 | 23200 | 17.2 | 12.5 | 8.2 | 2 | 60 |  | 212291614
GOETTL | GSZC702410A* | CHPTA2426*4A* | G*VC800604B*A* | 23600 | 23200 | 17.2 | 12.5 | 8.1 | 1.9 | 60 |  | 212291613
GOETTL | GSZC702410A* | CAPTA3626*4A* | G*VC800804C*A* | 23600 | 23200 | 17.2 | 12.5 | 8.2 | 2 | 60 |  | 212291612
GOETTL | GSZC702410A* | CHPTA2426*4A* | G*VC800804C*A* | 23600 | 23200 | 17.2 | 12.5 | 8.1 | 1.9 | 60 |  | 212291611
EVERREST | ASZC703610A* | CHPTA3630*4A* | A*VM970603BNB* | 34400 | 33800 | 17.2 | 12.5 | 8.1 | 1.9 | 62 |  | 212649745
EVERREST | ASZC703610A* | CAPTA4230*4A* | A*VS960805CUA* | 34800 | 34000 | 17.2 | 12.5 | 8.1 | 2 | 62 |  | 212649736
EVERREST | ASZC702410A* | CAPTA3626*4A* | A*VM970804CNB* | 23600 | 23200 | 17.2 | 12.5 | 8.2 | 2 | 60 |  | 212649734
EVERREST | ASZC702410A* | CAPTA3626*4A* | A*VC800603B*A* | 23600 | 23200 | 17.2 | 12.5 | 8.2 | 2 | 60 |  | 212649650
EVERREST | ASZC702410A* | CAPTA3626*4A* | A*VS960603BUA* | 23600 | 23200 | 17.2 | 12.5 | 8.2 | 2 | 60 |  | 212649649
EVERREST | GSZC703610A* | CAPTA4230*4A* | G*VC960403BNB* | 34800 | 34000 | 17.2 | 12.5 | 8.1 | 2 | 62 |  | 212650160
EVERREST | GSZC703610A* | CAPTA4230*4A* | G*VS960805CUA* | 34800 | 34000 | 17.2 | 12.5 | 8.1 | 2 | 62 |  | 212650149
GOETTL | ASZC703610A* | CHPTA3630*4A* | A*VC960603BNB* | 34400 | 33800 | 17.2 | 12.5 | 8.1 | 1.9 | 62 |  | 212289372
GOETTL | ASZC703610A* | CAPTA4230*4A* | A*VC960804CNB* | 34800 | 34000 | 17.2 | 12.5 | 8.1 | 2 | 62 |  | 212289371
GOETTL | ASZC703610A* | CHPTA3630*4A* | A*VC960804CNB* | 34600 | 33800 | 17.2 | 12.5 | 8.1 | 1.9 | 62 |  | 212289370
GOETTL | ASZC703610A* | CAPTA4230*4A* | A*VC961005CNB* | 34800 | 34000 | 17.2 | 12.5 | 8.1 | 2 | 62 |  | 212289369
GOETTL | ASZC703610A* | CHPTA3630*4A* | A*VC961005CNB* | 34600 | 33800 | 17.2 | 12.5 | 8.1 | 1.9 | 62 |  | 212289368
GOETTL | ASZC703610A* | CAPTA4230*4A* | A*VM970603BNB* | 34800 | 34000 | 17.2 | 12.5 | 8.1 | 2 | 62 |  | 212289367
GOETTL | ASZC703610A* | CHPTA3630*4A* | A*VM970603BNB* | 34400 | 33800 | 17.2 | 12.5 | 8.1 | 1.9 | 62 |  | 212289366
GOETTL | ASZC702410A* | CAPTA3626*4A*+MBVC1601**-1A* |  | 24000 | 23200 | 17.2 | 12.5 | 8.2 | 2 | 60 |  | 212289323
GOETTL | ASZC702410A* | CHPTA2426*4A*+MBVC1601**-1A* |  | 23600 | 23000 | 17.2 | 12.5 | 8.1 | 1.9 | 61 |  | 212289322
GOETTL | ASZC702410A* | AMVT30BP1400A* |  | 23800 | 23200 | 17.2 | 12.5 | 8.2 | 2 | 60 |  | 212289321
EVERREST | ASZC703610A* | CAPTA4230*4A* | A*VC960603BNB* | 34800 | 34000 | 17.2 | 12.5 | 8.1 | 2 | 62 |  | 212649458
EVERREST | ASZC704810A* | CHPT4860D4A* | A*VC800804C*A* | 46000 | 47000 | 16.5 | 12 | 8.1 | 1.8 | 66 |  | 212649399
EVERREST | ASZC703610A* | CHPTA3630*4A* | A*VC960403BNB* | 34400 | 33800 | 17.2 | 12.5 | 8.1 | 1.9 | 62 |  | 212649389
EVERREST | ASZC704810A* | CAPT4961*4A* | A*VC800805D*A* | 46500 | 47500 | 17.2 | 12 | 8.2 | 2 | 65 |  | 212648202
EVERREST | ASZC704810A* | CAPT4961*4A*+MBVC1601**-1A* |  | 47000 | 48000 | 17.2 | 12 | 8.2 | 2 | 65 |  | 212648199
EVERREST | ASZC703610A* | CAPTA4230*4A* | A*VC960804CNB* | 34800 | 34000 | 17.2 | 12.5 | 8.1 | 2 | 62 |  | 212648197
GOETTL | ASZV903610A* | CA*F3743*6D*+TXV | A*VM971205DNB* | 33200 | 33600 | 19 | 12 | 8.2 | 1.8 | 64 | 73 | 212362576
GOETTL | ASZV903610A* | CA*F3743*6D*+TXV | A*VM971005CNB* | 33200 | 33600 | 19 | 12 | 8.2 | 1.8 | 64 | 73 | 212362575
GOETTL | ASZV903610A* | CA*F3743*6D*+TXV | A*VM970804CNB* | 33200 | 33600 | 19 | 12 | 8.2 | 1.8 | 64 | 73 | 212362574
GOETTL | ASZV903610A* | CA*F3743*6D*+TXV | A*VM970803BNB* | 33600 | 34000 | 18.5 | 12 | 8.2 | 1.8 | 64 | 72 | 212362573
GOETTL | ASZV903610A* | CA*F3743*6D*+TXV | A*VM970603BNB* | 33600 | 34000 | 18.5 | 12 | 8.2 | 1.8 | 64 | 72 | 212362572
GOETTL | ASZV903610A* | CA*F3743*6D*+TXV | A*VC961205DNB* | 33600 | 34000 | 19 | 12 | 8.2 | 1.8 | 64 | 72 | 212362571
GOETTL | ASZV903610A* | CA*F3743*6D*+TXV | A*VC961005CNB* | 33600 | 34000 | 19 | 12 | 8.2 | 1.8 | 64 | 72 | 212362570
GOETTL | ASZV903610A* | CA*F3743*6D*+TXV | A*VS960805CUA* | 33600 | 34000 | 18.5 | 12 | 8.2 | 1.8 | 64 | 72 | 212362569
GOETTL | ASZV903610A* | CA*F3743*6D*+TXV | A*VC960804CNB* | 33600 | 34000 | 19 | 12 | 8.2 | 1.8 | 64 | 72 | 212362568
GOETTL | ASZV903610A* | CA*F3743*6D*+TXV | A*VC801005C*A* | 33600 | 34000 | 19 | 12 | 8.2 | 1.8 | 64 | 72 | 212362563
GOETTL | ASZV903610A* | CA*F3743*6D*+TXV | A*VC800805C*A* | 33600 | 34000 | 19 | 12 | 8.2 | 1.8 | 64 | 72 | 212362562
GOETTL | ASZV903610A* | CA*F3743*6D*+TXV | A*VS800805CUA* | 33600 | 34000 | 19 | 12 | 8.2 | 1.8 | 64 | 72 | 212362561
GOETTL | ASZV903610A* | CA*F3743*6D*+TXV | A*VC800804C*A* | 33600 | 34000 | 19 | 12 | 8.2 | 1.8 | 64 | 72 | 212362560
GOETTL | ASZV903610A* | CA*F3743*6D*+TXV | A*VC800604B*A* | 33600 | 34000 | 19 | 12 | 8.2 | 1.8 | 64 | 72 | 212362559
GOETTL | ASZV903610A* | CA*F3743*6D*+TXV | A*VS800604BUA* | 33600 | 34000 | 18.5 | 12 | 8.2 | 1.8 | 64 | 72 | 212362558
GOETTL | ASZV903610A* | CA*F3743*6D*+MBVC1201**-1A*+TXV |  | 34000 | 34000 | 19 | 12 | 8.2 | 1.8 | 64 | 72 | 212362557
GOETTL | ASZV903610A* | CA*F3137*6A*+TXV | A*VC800604B*A* | 33600 | 34000 | 18.5 | 12 | 8.2 | 1.8 | 64 | 72 | 212362550
GOETTL | ASZV903610A* | CA*F3137*6A*+TXV | A*VS800604BUA* | 33600 | 34000 | 18.5 | 12 | 8.2 | 1.8 | 64 | 72 | 212362549
GOETTL | ASZV903610A* | AMVE48DP1400A* |  | 33600 | 33600 | 19 | 12 | 8.2 | 1.8 | 64 | 73 | 212362547
GOETTL | ASZV903610A* | CA*F3137*6A*+MBVC1201**-1A*+TXV |  | 34000 | 34000 | 18.5 | 12 | 8.2 | 1.8 | 64 | 72 | 212362548
EVERREST | ASZC703610A* | CHPTA3630*4A* | A*VM971005CNB* | 34600 | 33800 | 17.2 | 12.5 | 8.1 | 1.9 | 62 |  | 212648237
EVERREST | ASZC702410A* | CHPTA2426*4A* | A*VC960403BNB* | 23600 | 23200 | 17.2 | 12.5 | 8.1 | 1.9 | 60 |  | 212648236
EVERREST | GSZC702410A* | CAPTA3626*4A* | G*VM970603BNB* | 23600 | 23200 | 17.2 | 12.5 | 8.2 | 2 | 60 |  | 212651625
EVERREST | GSZC704810A* | AMVT60DP1400A* |  | 46500 | 48500 | 17.2 | 12 | 8.2 | 2 | 64 |  | 212651353
EVERREST | GSZC703610A* | CAPTA4230*4A* | G*VS800604BUA* | 34600 | 34000 | 17.2 | 12.5 | 8.1 | 2 | 62 |  | 212652685
EVERREST | ASZC702410A* | CHPTA2426*4A* | A*VC960603BNB* | 23600 | 23200 | 17.2 | 12.5 | 8.1 | 1.9 | 60 |  | 212648342
EVERREST | ASZC704810A* | CHPT4860D4A* | A*VC961205DNB* | 46000 | 47500 | 16.5 | 12 | 8.2 | 1.8 | 65 |  | 212648250
EVERREST | GSZC704810A* | CHPT4860D4A* | G*VM971005CNB* | 46000 | 47000 | 16.5 | 12 | 8.1 | 1.8 | 66 |  | 212652571
EVERREST | GSZC703610A* | CAPTA4230*4A* | G*VC800805D*A* | 34800 | 34000 | 17.2 | 12.5 | 8.1 | 2 | 62 |  | 212652558
EVERREST | GSZC703610A* | CHPTA3630*4A* | G*VC800604B*A* | 34600 | 33800 | 17.2 | 12.5 | 8.1 | 1.9 | 62 |  | 212651768
EVERREST | GSZC703610A* | CHPTA3630*4A* | G*VS800604BUA* | 34600 | 33800 | 17.2 | 12.5 | 8.1 | 1.9 | 62 |  | 212652434
EVERREST | GSZC703610A* | CAPTA4230*4A* | G*VS960603BUA* | 34800 | 34000 | 17.2 | 12.5 | 8.1 | 2 | 62 |  | 212651630
EVERREST | GSZV903610A* | CA*F3743*6D*+TXV | G*VS800604BUA* | 33600 | 34000 | 18.5 | 12 | 8.2 | 1.8 | 64 | 72 | 212652832
EVERREST | ASZV903610A* | CA*F3743*6D*+TXV | A*VS800805CUA* | 33600 | 34000 | 19 | 12 | 8.2 | 1.8 | 64 | 72 | 212652069
EVERREST | GSZV903610A* | CA*F3743*6D*+TXV | G*VC960804CNB* | 33600 | 34000 | 19 | 12 | 8.2 | 1.8 | 64 | 72 | 212652190
EVERREST | GSZC706010A* | CAPT4961*4A*+MBVC2001**-1A* |  | 56000 | 57000 | 16.2 | 11.7 | 8.2 | 1.9 | 67 |  | 212652573
GOETTL | GSZV902410A* | CA*F3743*6D*+TXV | G*VC960803BNB* | 23000 | 23000 | 21 | 12 | 8.2 | 2.2 | 63 | 57 | 212362730
EVERREST | ASZC704810A* | CHPT4860D4A* | A*VC961005CNB* | 46000 | 47000 | 16.5 | 12 | 8.1 | 1.8 | 66 |  | 212649300
EVERREST | ASZC702410A* | CHPTA2426*4A* | A*VM970804CNB* | 23600 | 23200 | 17.2 | 12.5 | 8.1 | 1.9 | 60 |  | 212649349
GOETTL | ASZC702410A* | CHPTA2426*4A* | A*VS960805CUA* | 23600 | 23200 | 17.2 | 12.5 | 8.1 | 1.9 | 60 |  | 212289326
GOETTL | ASZC702410A* | CAPTA3626*4A*+MBVC1201**-1A* |  | 24000 | 23200 | 17.2 | 12.5 | 8.2 | 2 | 60 |  | 212289325
GOETTL | ASZC702410A* | CAPTA3626*4A* | A*VS960805CUA* | 23600 | 23200 | 17.2 | 12.5 | 8.2 | 2 | 60 |  | 212289327
GOETTL | ASZC702410A* | CHPTA2426*4A* | A*VS800805CUA* | 23600 | 23200 | 17.2 | 12.5 | 8.1 | 1.9 | 60 |  | 212289330
GOETTL | ASZC702410A* | CHPTA2426*4A* | A*VS960603BUA* | 23600 | 23200 | 17.2 | 12.5 | 8.1 | 1.9 | 60 |  | 212289328
GOETTL | ASZC702410A* | CAPTA3626*4A* | A*VS800805CUA* | 23600 | 23200 | 17.2 | 12.5 | 8.2 | 2 | 60 |  | 212289331
GOETTL | ASZC702410A* | CHPTA2426*4A* | A*VS800604BUA* | 23600 | 23200 | 17.2 | 12.5 | 8.1 | 1.9 | 60 |  | 212289332
EVERREST | GSZC704810A* | CAPT4961*4A* | G*VC961005CNB* | 46500 | 47500 | 16.5 | 12 | 8.2 | 2 | 65 |  | 212653328
EVERREST | GSZV903610A* | CA*F3137*6A*+TXV | G*VC800604B*A* | 33600 | 34000 | 18.5 | 12 | 8.2 | 1.8 | 64 | 72 | 212652076
EVERREST | GSZV903610A* | CA*F3137*6A*+MBVC1201**-1A*+TXV |  | 34000 | 34000 | 18.5 | 12 | 8.2 | 1.8 | 64 | 72 | 212652188
EVERREST | GSZC702410A* | AMVT30BP1400A* |  | 23800 | 23200 | 17.2 | 12.5 | 8.2 | 2 | 60 |  | 212652634
GOETTL | ASZC704810A* | CHPT4860D4A* | A*VM971005CNB* | 46000 | 47000 | 16.5 | 12 | 8.1 | 1.8 | 66 |  | 212289398
GOETTL | ASZC702410A* | CHPTA2426*4A* | A*VC960603BNB* | 23600 | 23200 | 17.2 | 12.5 | 8.1 | 1.9 | 60 |  | 212289340
GOETTL | ASZC702410A* | CAPTA3626*4A* | A*VS800604BUA* | 23600 | 23200 | 17.2 | 12.5 | 8.2 | 2 | 60 |  | 212289333
GOETTL | ASZC702410A* | CAPTA3626*4A* | A*VC960804CNB* | 23600 | 23200 | 17.2 | 12.5 | 8.2 | 2 | 60 |  | 212289339
GOETTL | ASZC702410A* | CHPTA2426*4A* | A*VC960804CNB* | 23600 | 23200 | 17.2 | 12.5 | 8.1 | 1.9 | 60 |  | 212289338
GOETTL | ASZC702410A* | CAPTA3626*4A* | A*VM970603BNB* | 23600 | 23200 | 17.2 | 12.5 | 8.2 | 2 | 60 |  | 212289337
GOETTL | ASZC702410A* | CHPTA2426*4A* | A*VM970804CNB* | 23600 | 23200 | 17.2 | 12.5 | 8.1 | 1.9 | 60 |  | 212289334
GOETTL | ASZC702410A* | CAPTA3626*4A* | A*VM970804CNB* | 23600 | 23200 | 17.2 | 12.5 | 8.2 | 2 | 60 |  | 212289335
EVERREST | GSZC702410A* | CAPTA3626*4A* | G*VC960603BNB* | 23600 | 23200 | 17.2 | 12.5 | 8.2 | 2 | 60 |  | 212652635
EVERREST | GSZC704810A* | CHPT4860D4A* | G*VC961005CNB* | 46000 | 47000 | 16.5 | 12 | 8.1 | 1.8 | 66 |  | 212650559
EVERREST | GSZC703610A* | CAPTA4230*4A*+MBVC1601**-1A* |  | 34800 | 34000 | 17.2 | 12.5 | 8.2 | 2 | 62 |  | 212650979
EVERREST | GSZC702410A* | CAPTA3626*4A* | G*VS800604BUA* | 23600 | 23200 | 17.2 | 12.5 | 8.2 | 2 | 60 |  | 212650977
EVERREST | GSZC702410A* | CHPTA2426*4A* | G*VC800804C*A* | 23600 | 23200 | 17.2 | 12.5 | 8.1 | 1.9 | 60 |  | 212650523
EVERREST | GSZC702410A* | CHPTA2426*4A*+MBVC1201**-1A* |  | 23600 | 23200 | 17.2 | 12.5 | 8.1 | 1.9 | 60 |  | 212650521
EVERREST | ASZC704810A* | CAPT4961*4A* | A*VC800804C*A* | 46500 | 47500 | 17.2 | 12 | 8.2 | 2 | 65 |  | 212649761
EVERREST | ASZC706010A* | CAPT4961*4A* | A*VC800805C*A* | 55000 | 57000 | 15.2 | 11.7 | 8.1 | 1.9 | 67 |  | 212649763
EVERREST | ASZC702410A* | CHPTA2426*4A* | A*VS960805CUA* | 23600 | 23200 | 17.2 | 12.5 | 8.1 | 1.9 | 60 |  | 212649727
EVERREST | ASZV903610A* | AMVE48DP1400A* |  | 33600 | 33600 | 19 | 12 | 8.2 | 1.8 | 64 | 73 | 212650959
EVERREST | GSZV903610A* | CA*F3743*6D*+TXV | G*VM970804CNB* | 33200 | 33600 | 19 | 12 | 8.2 | 1.8 | 64 | 73 | 212650293
EVERREST | GSZC702410A* | CHPTA2426*4A* | G*VC960804CNB* | 23600 | 23200 | 17.2 | 12.5 | 8.1 | 1.9 | 60 |  | 212652550
EVERREST | ASZV903610A* | CA*F3137*6A*+MBVC1201**-1A*+TXV |  | 34000 | 34000 | 18.5 | 12 | 8.2 | 1.8 | 64 | 72 | 212652719
EVERREST | ASZV903610A* | CA*F3743*6D*+TXV | A*VC800805C*A* | 33600 | 34000 | 19 | 12 | 8.2 | 1.8 | 64 | 72 | 212652676
EVERREST | ASZV903610A* | CA*F3743*6D*+TXV | A*VM970803BNB* | 33600 | 34000 | 18.5 | 12 | 8.2 | 1.8 | 64 | 72 | 212650497
EVERREST | GSZV903610A* | CA*F3743*6D*+TXV | G*VC801005C*A* | 33600 | 34000 | 19 | 12 | 8.2 | 1.8 | 64 | 72 | 212650617
EVERREST | GSZC703610A* | CHPTA3630*4A* | G*VS960603BUA* | 34400 | 33800 | 17.2 | 12.5 | 8.1 | 1.9 | 62 |  | 212653002
EVERREST | ASZV903610A* | CA*F3743*6D*+TXV | A*VC961005CNB* | 33600 | 34000 | 19 | 12 | 8.2 | 1.8 | 64 | 72 | 212653175
EVERREST | GSZC703610A* | CHPTA3630*4A* | G*VS960805CUA* | 34600 | 33800 | 17.2 | 12.5 | 8.1 | 1.9 | 62 |  | 212653359
EVERREST | GSZC702410A* | CHPTA2426*4A* | G*VS800805CUA* | 23600 | 23200 | 17.2 | 12.5 | 8.1 | 1.9 | 60 |  | 212653385
EVERREST | GSZC704810A* | CAPT4961*4A* | G*VM971005CNB* | 46500 | 47500 | 16.5 | 12 | 8.2 | 2 | 65 |  | 212653393
EVERREST | GSZC703610A* | CHPTA3630*4A* | G*VC960403BNB* | 34400 | 33800 | 17.2 | 12.5 | 8.1 | 1.9 | 62 |  | 212653391
EVERREST | GSZC703610A* | CHPTA3630*4A* | G*VC960804CNB* | 34600 | 33800 | 17.2 | 12.5 | 8.1 | 1.9 | 62 |  | 212653389
EVERREST | ASZC706010A* | CAPT4961*4A*+MBVC2001**-1A* |  | 56000 | 57000 | 16.2 | 11.7 | 8.2 | 1.9 | 67 |  | 212653604
GOETTL | ASZC703610A* | CAPTA4230*4A* | A*VC800604B*A* | 34600 | 34000 | 17.2 | 12.5 | 8.1 | 2 | 62 |  | 212289384
GOETTL | ASZC703610A* | CHPTA3630*4A* | A*VC800604B*A* | 34600 | 33800 | 17.2 | 12.5 | 8.1 | 1.9 | 62 |  | 212289383
GOETTL | ASZC703610A* | CAPTA4230*4A* | A*VC800804C*A* | 34800 | 34000 | 17.2 | 12.5 | 8.1 | 2 | 62 |  | 212289382
GOETTL | ASZC706010A* | CAPT4961*4A* | A*VS800805CUA* | 55000 | 57000 | 15.2 | 11.7 | 8.1 | 1.9 | 67 |  | 212289422
GOETTL | ASZC703610A* | CHPTA3630*4A* | A*VS960603BUA* | 34400 | 33800 | 17.2 | 12.5 | 8.1 | 1.9 | 62 |  | 212289356
GOETTL | ASZC703610A* | CAPTA4230*4A* | A*VS960805CUA* | 34800 | 34000 | 17.2 | 12.5 | 8.1 | 2 | 62 |  | 212289355
GOETTL | ASZC703610A* | CHPTA3630*4A* | A*VS960805CUA* | 34600 | 33800 | 17.2 | 12.5 | 8.1 | 1.9 | 62 |  | 212289354
GOETTL | ASZC703610A* | CAPTA4230*4A*+MBVC1601**-1A* |  | 34800 | 34000 | 17.2 | 12.5 | 8.2 | 2 | 62 |  | 212289353
GOETTL | ASZC703610A* | CAPTA4230*4A*+MBVC2001**-1A* |  | 34800 | 34000 | 17.2 | 12.5 | 8.2 | 2 | 62 |  | 212289351
GOETTL | ASZC703610A* | CHPTA3630*4A*+MBVC1601**-1A* |  | 34800 | 33800 | 17.2 | 12.5 | 8.2 | 1.9 | 62 |  | 212289352
GOETTL | ASZC703610A* | AMVT42CP1400A* |  | 34800 | 34000 | 17.2 | 12.5 | 8.1 | 2 | 62 |  | 212289350
GOETTL | ASZC702410A* | CAPTA3626*4A* | A*VC800603B*A* | 23600 | 23200 | 17.2 | 12.5 | 8.2 | 2 | 60 |  | 212289349
EVERREST | ASZC703610A* | CAPTA4230*4A* | A*VM971005CNB* | 34800 | 34000 | 17.2 | 12.5 | 8.1 | 2 | 62 |  | 212649707
EVERREST | ASZC702410A* | CAPTA3626*4A*+MBVC1601**-1A* |  | 24000 | 23200 | 17.2 | 12.5 | 8.2 | 2 | 60 |  | 212649700
EVERREST | ASZC702410A* | CAPTA3626*4A* | A*VC960403BNB* | 23600 | 23200 | 17.2 | 12.5 | 8.2 | 2 | 60 |  | 212649702
EVERREST | ASZC704810A* | CHPT4860D4A* | A*VC801005C*A* | 46000 | 47000 | 16.5 | 12 | 8.1 | 1.8 | 66 |  | 212649625
EVERREST | ASZC703610A* | CHPTA3630*4A* | A*VC961005CNB* | 34600 | 33800 | 17.2 | 12.5 | 8.1 | 1.9 | 62 |  | 212649623
EVERREST | ASZC704810A* | CHPT4860D4A*+MBVC2001**-1A* |  | 46500 | 48000 | 17.2 | 12 | 8.2 | 1.8 | 65 |  | 212649624
EVERREST | ASZC702410A* | CHPTA2426*4A* | A*VS960603BUA* | 23600 | 23200 | 17.2 | 12.5 | 8.1 | 1.9 | 60 |  | 212649617
EVERREST | ASZC702410A* | CAPTA3626*4A* | A*VS960805CUA* | 23600 | 23200 | 17.2 | 12.5 | 8.2 | 2 | 60 |  | 212649660
EVERREST | ASZC704810A* | AMVT60DP1400A* |  | 46500 | 48500 | 17.2 | 12 | 8.2 | 2 | 64 |  | 212649658
EVERREST | ASZC704810A* | CAPT4961*4A*+MBVC2001**-1A* |  | 47000 | 48000 | 17.2 | 12.5 | 8.2 | 2 | 65 |  | 212649657
EVERREST | ASZC702410A* | CAPTA3626*4A* | A*VM970603BNB* | 23600 | 23200 | 17.2 | 12.5 | 8.2 | 2 | 60 |  | 212649891
EVERREST | ASZC704810A* | CAPT4961*4A* | A*VS800805CUA* | 46500 | 47500 | 17.2 | 12 | 8.2 | 2 | 65 |  | 212649744
EVERREST | ASZC703610A* | CAPTA4230*4A* | A*VC960403BNB* | 34800 | 34000 | 17.2 | 12.5 | 8.1 | 2 | 62 |  | 212649742
EVERREST | ASZV902410A* | CA*F3743*6D*+TXV | A*VS800604BUA* | 23000 | 23000 | 21 | 12 | 8.2 | 2.2 | 63 | 57 | 212650052
GOETTL | GSZV903610A* | CA*F3743*6D*+TXV | G*VM971205DNB* | 33200 | 33600 | 19 | 12 | 8.2 | 1.8 | 64 | 73 | 212362786
GOETTL | GSZV903610A* | CA*F3743*6D*+TXV | G*VM971005CNB* | 33200 | 33600 | 19 | 12 | 8.2 | 1.8 | 64 | 73 | 212362785
GOETTL | GSZV903610A* | CA*F3743*6D*+TXV | G*VM970804CNB* | 33200 | 33600 | 19 | 12 | 8.2 | 1.8 | 64 | 73 | 212362784
GOETTL | GSZV903610A* | CA*F3743*6D*+TXV | G*VC961205DNB* | 33600 | 34000 | 19 | 12 | 8.2 | 1.8 | 64 | 72 | 212362781
GOETTL | GSZV903610A* | CA*F3743*6D*+TXV | G*VM970803BNB* | 33600 | 34000 | 18.5 | 12 | 8.2 | 1.8 | 64 | 72 | 212362783
GOETTL | GSZV903610A* | CA*F3743*6D*+TXV | G*VM970603BNB* | 33600 | 34000 | 18.5 | 12 | 8.2 | 1.8 | 64 | 72 | 212362782
GOETTL | GSZV903610A* | CA*F3743*6D*+TXV | G*VC961005CNB* | 33600 | 34000 | 19 | 12 | 8.2 | 1.8 | 64 | 72 | 212362780
GOETTL | GSZV903610A* | CA*F3743*6D*+TXV | G*VS960805CUA* | 33600 | 34000 | 18.5 | 12 | 8.2 | 1.8 | 64 | 72 | 212362779
GOETTL | GSZV903610A* | CA*F3743*6D*+TXV | G*VC960804CNB* | 33600 | 34000 | 19 | 12 | 8.2 | 1.8 | 64 | 72 | 212362778
GOETTL | GSZV903610A* | CA*F3743*6D*+TXV | G*VC801005C*A* | 33600 | 34000 | 19 | 12 | 8.2 | 1.8 | 64 | 72 | 212362773
GOETTL | GSZV903610A* | CA*F3743*6D*+TXV | G*VC800805C*A* | 33600 | 34000 | 19 | 12 | 8.2 | 1.8 | 64 | 72 | 212362772
GOETTL | GSZV903610A* | CA*F3743*6D*+TXV | G*VS800805CUA* | 33600 | 34000 | 19 | 12 | 8.2 | 1.8 | 64 | 72 | 212362771
GOETTL | GSZV903610A* | CA*F3743*6D*+TXV | G*VC800804C*A* | 33600 | 34000 | 19 | 12 | 8.2 | 1.8 | 64 | 72 | 212362770
GOETTL | GSZV903610A* | CA*F3743*6D*+MBVC1201**-1A*+TXV |  | 34000 | 34000 | 19 | 12 | 8.2 | 1.8 | 64 | 72 | 212362767
GOETTL | GSZV903610A* | CA*F3743*6D*+TXV | G*VC800604B*A* | 33600 | 34000 | 19 | 12 | 8.2 | 1.8 | 64 | 72 | 212362769
GOETTL | GSZV903610A* | CA*F3743*6D*+TXV | G*VS800604BUA* | 33600 | 34000 | 18.5 | 12 | 8.2 | 1.8 | 64 | 72 | 212362768
EVERREST | ASZC703610A* | CAPTA4230*4A*+MBVC2001**-1A* |  | 34800 | 34000 | 17.2 | 12.5 | 8.2 | 2 | 62 |  | 212648192
EVERREST | GSZC704810A* | CHPT4860D4A* | G*VC800805D*A* | 46000 | 47000 | 16.5 | 12 | 8.2 | 1.8 | 66 |  | 212653397
GOETTL | ASZC702410A* | CHPTA2426*4A* | A*VC800603B*A* | 23600 | 23200 | 17.2 | 12.5 | 8.1 | 1.9 | 60 |  | 212289348
GOETTL | ASZC702410A* | CAPTA3626*4A* | A*VC800604B*A* | 23600 | 23200 | 17.2 | 12.5 | 8.2 | 2 | 60 |  | 212289347
GOETTL | ASZC702410A* | CHPTA2426*4A* | A*VC800604B*A* | 23600 | 23200 | 17.2 | 12.5 | 8.1 | 1.9 | 60 |  | 212289346
GOETTL | ASZC702410A* | CAPTA3626*4A* | A*VC800804C*A* | 23600 | 23200 | 17.2 | 12.5 | 8.2 | 2 | 60 |  | 212289345
GOETTL | ASZC702410A* | CHPTA2426*4A* | A*VC800804C*A* | 23600 | 23200 | 17.2 | 12.5 | 8.1 | 1.9 | 60 |  | 212289344
GOETTL | ASZC702410A* | CAPTA3626*4A* | A*VC960403BNB* | 23600 | 23200 | 17.2 | 12.5 | 8.2 | 2 | 60 |  | 212289343
GOETTL | ASZC702410A* | CHPTA2426*4A* | A*VC960403BNB* | 23600 | 23200 | 17.2 | 12.5 | 8.1 | 1.9 | 60 |  | 212289342
GOETTL | ASZC702410A* | CAPTA3626*4A* | A*VC960603BNB* | 23600 | 23200 | 17.2 | 12.5 | 8.2 | 2 | 60 |  | 212289341
GOETTL | ASZC706010A* | CAPT4961*4A* | A*VC800805C*A* | 55000 | 57000 | 15.2 | 11.7 | 8.1 | 1.9 | 67 |  | 212289435
GOETTL | ASZC706010A* | CAPT4961*4A* | A*VC800805D*A* | 55000 | 57000 | 15.2 | 11.7 | 8.2 | 1.9 | 67 |  | 212289433
GOETTL | ASZC706010A* | CAPT4961*4A* | A*VC801005C*A* | 55000 | 57000 | 15.2 | 11.7 | 8.1 | 1.9 | 67 |  | 212289431
GOETTL | ASZC704810A* | CHPT4860D4A* | A*VC961005CNB* | 46000 | 47000 | 16.5 | 12 | 8.1 | 1.8 | 66 |  | 212289404
GOETTL | ASZC704810A* | CAPT4961*4A* | A*VC961205DNB* | 46500 | 48000 | 17.2 | 12 | 8.2 | 2 | 65 |  | 212289403
GOETTL | ASZC704810A* | CHPT4860D4A* | A*VC961205DNB* | 46000 | 47500 | 16.5 | 12 | 8.2 | 1.8 | 65 |  | 212289402
GOETTL | ASZC704810A* | CHPT4860D4A* | A*VM970804CNB* | 46000 | 47000 | 16.5 | 12 | 8.1 | 1.8 | 66 |  | 212289400
GOETTL | ASZC704810A* | CAPT4961*4A* | A*VM970804CNB* | 46500 | 47500 | 16.5 | 12 | 8.2 | 2 | 65 |  | 212289401
GOETTL | ASZC704810A* | CAPT4961*4A* | A*VM971005CNB* | 46500 | 47500 | 16.5 | 12 | 8.2 | 2 | 65 |  | 212289399
EVERREST | GSZC704810A* | CAPT4961*4A* | G*VC800804C*A* | 46500 | 47500 | 17.2 | 12 | 8.2 | 2 | 65 |  | 212650166
EVERREST | GSZC704810A* | CAPT4961*4A* | G*VS800805CUA* | 46500 | 47500 | 17.2 | 12 | 8.2 | 2 | 65 |  | 212650162
EVERREST | ASZC702410A* | CAPTA3626*4A*+MBVC1201**-1A* |  | 24000 | 23200 | 17.2 | 12.5 | 8.2 | 2 | 60 |  | 212649184
EVERREST | ASZC704810A* | CAPT4961*4A* | A*VM971005CNB* | 46500 | 47500 | 16.5 | 12 | 8.2 | 2 | 65 |  | 212649159
EVERREST | ASZC703610A* | CHPTA3630*4A* | A*VC800805C*A* | 34600 | 33800 | 17.2 | 12.5 | 8.1 | 1.9 | 62 |  | 212649133
EVERREST | ASZC703610A* | CAPTA4230*4A* | A*VS800805CUA* | 34800 | 34000 | 17.2 | 12.5 | 8.1 | 2 | 62 |  | 212649131
EVERREST | GSZC704810A* | CHPT4860D4A* | G*VC801005C*A* | 46000 | 47000 | 16.5 | 12 | 8.1 | 1.8 | 66 |  | 212653082
EVERREST | GSZV903610A* | CA*F3743*6D*+TXV | G*VC800604B*A* | 33600 | 34000 | 19 | 12 | 8.2 | 1.8 | 64 | 72 | 212653767
EVERREST | ASZC703610A* | CAPTA4230*4A* | A*VC800805D*A* | 34800 | 34000 | 17.2 | 12.5 | 8.1 | 2 | 62 |  | 212653601
EVERREST | ASZC703610A* | CHPTA3630*4A* | A*VS800805CUA* | 34600 | 33800 | 17.2 | 12.5 | 8.1 | 1.9 | 62 |  | 212653599
EVERREST | ASZC702410A* | CHPTA2426*4A* | A*VC960804CNB* | 23600 | 23200 | 17.2 | 12.5 | 8.1 | 1.9 | 60 |  | 212653597
GOETTL | ASZC704810A* | CHPT4860D4A* | A*VM971205DNB* | 46000 | 47500 | 16.5 | 12 | 8.1 | 1.8 | 65 |  | 212289396
GOETTL | ASZC704810A* | CAPT4961*4A* | A*VS800805CUA* | 46500 | 47500 | 17.2 | 12 | 8.2 | 2 | 65 |  | 212289395
GOETTL | ASZC704810A* | CHPT4860D4A* | A*VS800805CUA* | 46000 | 47000 | 16.5 | 12 | 8.1 | 1.8 | 66 |  | 212289394
GOETTL | ASZC704810A* | CAPT4961*4A* | A*VS960805CUA* | 46500 | 47500 | 16.5 | 12 | 8.2 | 2 | 65 |  | 212289393
GOETTL | ASZC704810A* | CHPT4860D4A* | A*VS960805CUA* | 46000 | 47000 | 16.5 | 12 | 8.1 | 1.8 | 66 |  | 212289392
GOETTL | ASZC704810A* | CAPT4961*4A*+MBVC1601**-1A* |  | 47000 | 48000 | 17.2 | 12 | 8.2 | 2 | 65 |  | 212289391
GOETTL | ASZC704810A* | CAPT4961*4A*+MBVC2001**-1A* |  | 47000 | 48000 | 17.2 | 12.5 | 8.2 | 2 | 65 |  | 212289389
GOETTL | ASZC704810A* | CHPT4860D4A*+MBVC1601**-1A* |  | 46500 | 48000 | 17.2 | 12 | 8.1 | 1.8 | 65 |  | 212289390
GOETTL | ASZC703610A* | CHPTA3630*4A* | A*VM970804CNB* | 34600 | 33800 | 17.2 | 12.5 | 8.1 | 1.9 | 62 |  | 212289364
GOETTL | ASZC703610A* | CAPTA4230*4A* | A*VM971005CNB* | 34800 | 34000 | 17.2 | 12.5 | 8.1 | 2 | 62 |  | 212289363
GOETTL | ASZC703610A* | CAPTA4230*4A* | A*VS800604BUA* | 34600 | 34000 | 17.2 | 12.5 | 8.1 | 2 | 62 |  | 212289361
GOETTL | ASZC703610A* | CHPTA3630*4A* | A*VM971005CNB* | 34600 | 33800 | 17.2 | 12.5 | 8.1 | 1.9 | 62 |  | 212289362
GOETTL | ASZC703610A* | CHPTA3630*4A* | A*VS800604BUA* | 34600 | 33800 | 17.2 | 12.5 | 8.1 | 1.9 | 62 |  | 212289360
GOETTL | ASZC703610A* | CAPTA4230*4A* | A*VS800805CUA* | 34800 | 34000 | 17.2 | 12.5 | 8.1 | 2 | 62 |  | 212289359
GOETTL | ASZC703610A* | CAPTA4230*4A* | A*VS960603BUA* | 34800 | 34000 | 17.2 | 12.5 | 8.1 | 2 | 62 |  | 212289357
GOETTL | ASZC703610A* | CHPTA3630*4A* | A*VS800805CUA* | 34600 | 33800 | 17.2 | 12.5 | 8.1 | 1.9 | 62 |  | 212289358
GOETTL | ASZC704810A* | CAPT4961*4A* | A*VC800805D*A* | 46500 | 47500 | 17.2 | 12 | 8.2 | 2 | 65 |  | 212289411
GOETTL | ASZC704810A* | CHPT4860D4A* | A*VC800805C*A* | 46000 | 47000 | 16.5 | 12 | 8.1 | 1.8 | 66 |  | 212289412
GOETTL | ASZC704810A* | CHPT4860D4A* | A*VC800805D*A* | 46000 | 47000 | 16.5 | 12 | 8.2 | 1.8 | 66 |  | 212289410
GOETTL | ASZC704810A* | CAPT4961*4A* | A*VC801005C*A* | 46500 | 47500 | 17.2 | 12 | 8.2 | 2 | 65 |  | 212289409
GOETTL | ASZC704810A* | CHPT4860D4A* | A*VC801005C*A* | 46000 | 47000 | 16.5 | 12 | 8.1 | 1.8 | 66 |  | 212289408
GOETTL | ASZC704810A* | CAPT4961*4A* | A*VC960804CNB* | 46500 | 47500 | 16.5 | 12 | 8.2 | 2 | 65 |  | 212289407
GOETTL | ASZC704810A* | CHPT4860D4A* | A*VC960804CNB* | 46000 | 47000 | 16.5 | 12 | 8.1 | 1.8 | 66 |  | 212289406
GOETTL | ASZC704810A* | CHPT4860D4A*+MBVC2001**-1A* |  | 46500 | 48000 | 17.2 | 12 | 8.2 | 1.8 | 65 |  | 212289388
GOETTL | ASZC704810A* | CAPT4961*4A* | A*VC961005CNB* | 46500 | 47500 | 16.5 | 12 | 8.2 | 2 | 65 |  | 212289405
GOETTL | ASZC704810A* | AMVT60DP1400A* |  | 46500 | 48500 | 17.2 | 12 | 8.2 | 2 | 64 |  | 212289387
GOETTL | ASZC703610A* | CHPTA3630*4A* | A*VC800603B*A* | 34600 | 33800 | 17.2 | 12.5 | 8.1 | 1.9 | 62 |  | 212289385
GOETTL | ASZC703610A* | CAPTA4230*4A* | A*VC800603B*A* | 34600 | 34000 | 17.2 | 12.5 | 8.1 | 2 | 62 |  | 212289386
EVERREST | ASZC702410A* | CHPTA2426*4A* | A*VC800604B*A* | 23600 | 23200 | 17.2 | 12.5 | 8.1 | 1.9 | 60 |  | 212649728
EVERREST | ASZC704810A* | CAPT4961*4A* | A*VC961205DNB* | 46500 | 48000 | 17.2 | 12 | 8.2 | 2 | 65 |  | 212649730
EVERREST | ASZC704810A* | CAPT4961*4A* | A*VC960804CNB* | 46500 | 47500 | 16.5 | 12 | 8.2 | 2 | 65 |  | 212649672
EVERREST | ASZC703610A* | CAPTA4230*4A* | A*VM970603BNB* | 34800 | 34000 | 17.2 | 12.5 | 8.1 | 2 | 62 |  | 212649668
EVERREST | ASZC704810A* | CAPT4961*4A* | A*VC801005C*A* | 46500 | 47500 | 17.2 | 12 | 8.2 | 2 | 65 |  | 212649664
EVERREST | ASZV903610A* | CA*F3743*6D*+TXV | A*VM970804CNB* | 33200 | 33600 | 19 | 12 | 8.2 | 1.8 | 64 | 73 | 212653189
EVERREST | ASZV902410A* | CA*F3743*6D*+MBVC1201**-1A*+TXV |  | 23000 | 23000 | 21.5 | 12 | 8.2 | 2.2 | 63 | 57 | 212653180
EVERREST | ASZV903610A* | CA*F3137*6A*+TXV | A*VC800604B*A* | 33600 | 34000 | 18.5 | 12 | 8.2 | 1.8 | 64 | 72 | 212653173
EVERREST | GSZV903610A* | CA*F3743*6D*+TXV | G*VM971005CNB* | 33200 | 33600 | 19 | 12 | 8.2 | 1.8 | 64 | 73 | 212653156
EVERREST | GSZC703610A* | CAPTA4230*4A* | G*VC800804C*A* | 34800 | 34000 | 17.2 | 12.5 | 8.1 | 2 | 62 |  | 212653117
EVERREST | GSZC703610A* | CHPTA3630*4A* | G*VM971005CNB* | 34600 | 33800 | 17.2 | 12.5 | 8.1 | 1.9 | 62 |  | 212653115
EVERREST | GSZC702410A* | CHPTA2426*4A* | G*VC960403BNB* | 23600 | 23200 | 17.2 | 12.5 | 8.1 | 1.9 | 60 |  | 212653113
EVERREST | GSZC702410A* | CHPTA2426*4A*+MBVC1601**-1A* |  | 23600 | 23000 | 17.2 | 12.5 | 8.1 | 1.9 | 61 |  | 212653111
EVERREST | GSZC703610A* | CHPTA3630*4A* | G*VC801005C*A* | 34600 | 33800 | 17.2 | 12.5 | 8.1 | 1.9 | 62 |  | 212653004
EVERREST | ASZV902410A* | CA*F3743*6D*+TXV | A*VC960803BNB* | 23000 | 23000 | 21 | 12 | 8.2 | 2.2 | 63 | 57 | 212651907
EVERREST | GSZC703610A* | CAPTA4230*4A* | G*VM970603BNB* | 34800 | 34000 | 17.2 | 12.5 | 8.1 | 2 | 62 |  | 212651374
EVERREST | GSZC702410A* | CAPTA3626*4A* | G*VC800604B*A* | 23600 | 23200 | 17.2 | 12.5 | 8.2 | 2 | 60 |  | 212651373
EVERREST | GSZV902410A* | CA*F3743*6D*+TXV | G*VC800604B*A* | 23000 | 23000 | 21.5 | 12 | 8.2 | 2.2 | 63 | 57 | 212651297
GOETTL | GSZC702410A* | CHPTA2426*4A* | G*VS800805CUA* | 23600 | 23200 | 17.2 | 12.5 | 8.1 | 1.9 | 60 |  | 212291597
GOETTL | GSZC703610A* | CHPTA3630*4A* | G*VC800805C*A* | 34600 | 33800 | 17.2 | 12.5 | 8.1 | 1.9 | 62 |  | 212291646
EVERREST | GSZC702410A* | CAPTA3626*4A* | G*VC960804CNB* | 23600 | 23200 | 17.2 | 12.5 | 8.2 | 2 | 60 |  | 212653371
EVERREST | GSZC702410A* | CHPTA2426*4A* | G*VM970804CNB* | 23600 | 23200 | 17.2 | 12.5 | 8.1 | 1.9 | 60 |  | 212653357
EVERREST | GSZV902410A* | CA*F3743*6D*+TXV | G*VS800604BUA* | 23000 | 23000 | 21 | 12 | 8.2 | 2.2 | 63 | 57 | 212653148
EVERREST | ASZV903610A* | CA*F3743*6D*+TXV | A*VC800604B*A* | 33600 | 34000 | 19 | 12 | 8.2 | 1.8 | 64 | 72 | 212653142
EVERREST | GSZC706010A* | CAPT4961*4A* | G*VS800805CUA* | 55000 | 57000 | 15.2 | 11.7 | 8.1 | 1.9 | 67 |  | 212653127
EVERREST | GSZC704810A* | CHPT4860D4A* | G*VC961205DNB* | 46000 | 47500 | 16.5 | 12 | 8.2 | 1.8 | 65 |  | 212653126
EVERREST | GSZC704810A* | CHPT4860D4A*+MBVC2001**-1A* |  | 46500 | 48000 | 17.2 | 12 | 8.2 | 1.8 | 65 |  | 212653040
EVERREST | GSZC703610A* | CHPTA3630*4A* | G*VC961005CNB* | 34600 | 33800 | 17.2 | 12.5 | 8.1 | 1.9 | 62 |  | 212653039
EVERREST | GSZC702410A* | CHPTA2426*4A* | G*VM970603BNB* | 23600 | 23200 | 17.2 | 12.5 | 8.1 | 1.9 | 60 |  | 212652982
EVERREST | GSZC706010A* | AMVT60DP1400A* |  | 56000 | 57000 | 16.2 | 11.7 | 8.2 | 1.9 | 67 |  | 212652980
EVERREST | GSZC704810A* | CHPT4860D4A* | G*VM971205DNB* | 46000 | 47500 | 16.5 | 12 | 8.1 | 1.8 | 65 |  | 212653035
EVERREST | GSZC702410A* | CHPTA2426*4A* | G*VC800603B*A* | 23600 | 23200 | 17.2 | 12.5 | 8.1 | 1.9 | 60 |  | 212653030
EVERREST | GSZC702410A* | CHPTA2426*4A* | G*VS960603BUA* | 23600 | 23200 | 17.2 | 12.5 | 8.1 | 1.9 | 60 |  | 212653028
EVERREST | GSZV902410A* | CA*F3743*6D*+TXV | G*VM970803BNB* | 23000 | 23000 | 21.5 | 12 | 8.2 | 2.2 | 63 | 57 | 212650599
EVERREST | GSZC704810A* | CAPT4961*4A* | G*VS960805CUA* | 46500 | 47500 | 16.5 | 12 | 8.2 | 2 | 65 |  | 212650996
EVERREST | GSZC703610A* | CAPTA4230*4A* | G*VM970804CNB* | 34800 | 34000 | 17.2 | 12.5 | 8.1 | 2 | 62 |  | 212653325
EVERREST | ASZC703610A* | CHPTA3630*4A* | A*VM970804CNB* | 34600 | 33800 | 17.2 | 12.5 | 8.1 | 1.9 | 62 |  | 212649270
EVERREST | ASZC703610A* | CAPTA4230*4A* | A*VC800604B*A* | 34600 | 34000 | 17.2 | 12.5 | 8.1 | 2 | 62 |  | 212649272
EVERREST | ASZC703610A* | CHPTA3630*4A* | A*VS960805CUA* | 34600 | 33800 | 17.2 | 12.5 | 8.1 | 1.9 | 62 |  | 212649350
EVERREST | ASZC704810A* | CAPT4961*4A* | A*VS960805CUA* | 46500 | 47500 | 16.5 | 12 | 8.2 | 2 | 65 |  | 212649459
GOETTL | GSZC703610A* | CAPTA4230*4A* | G*VC801005C*A* | 34800 | 34000 | 17.2 | 12.5 | 8.1 | 2 | 62 |  | 212291644
GOETTL | GSZC703610A* | CAPTA4230*4A* | G*VC800805D*A* | 34800 | 34000 | 17.2 | 12.5 | 8.1 | 2 | 62 |  | 212291645
GOETTL | GSZC703610A* | CAPTA4230*4A* | G*VC800805C*A* | 34800 | 34000 | 17.2 | 12.5 | 8.1 | 2 | 62 |  | 212291647
GOETTL | GSZC703610A* | CHPTA3630*4A* | G*VC800604B*A* | 34600 | 33800 | 17.2 | 12.5 | 8.1 | 1.9 | 62 |  | 212291650
GOETTL | GSZC703610A* | CAPTA4230*4A* | G*VC800804C*A* | 34800 | 34000 | 17.2 | 12.5 | 8.1 | 2 | 62 |  | 212291649
EVERREST | GSZC703610A* | CAPTA4230*4A* | G*VC960603BNB* | 34800 | 34000 | 17.2 | 12.5 | 8.1 | 2 | 62 |  | 212650994
GOETTL | ASZC703610A* | CAPTA4230*4A* | A*VC800805C*A* | 34800 | 34000 | 17.2 | 12.5 | 8.1 | 2 | 62 |  | 212289380
GOETTL | ASZC703610A* | CHPTA3630*4A* | A*VC800805C*A* | 34600 | 33800 | 17.2 | 12.5 | 8.1 | 1.9 | 62 |  | 212289379
GOETTL | ASZC703610A* | CHPTA3630*4A* | A*VC801005C*A* | 34600 | 33800 | 17.2 | 12.5 | 8.1 | 1.9 | 62 |  | 212289376
GOETTL | ASZC703610A* | CAPTA4230*4A* | A*VC800805D*A* | 34800 | 34000 | 17.2 | 12.5 | 8.1 | 2 | 62 |  | 212289378
GOETTL | ASZC703610A* | CAPTA4230*4A* | A*VC960403BNB* | 34800 | 34000 | 17.2 | 12.5 | 8.1 | 2 | 62 |  | 212289375
GOETTL | ASZC703610A* | CAPTA4230*4A* | A*VC801005C*A* | 34800 | 34000 | 17.2 | 12.5 | 8.1 | 2 | 62 |  | 212289377
GOETTL | ASZC703610A* | CHPTA3630*4A* | A*VC960403BNB* | 34400 | 33800 | 17.2 | 12.5 | 8.1 | 1.9 | 62 |  | 212289374
GOETTL | ASZC703610A* | CAPTA4230*4A* | A*VC960603BNB* | 34800 | 34000 | 17.2 | 12.5 | 8.1 | 2 | 62 |  | 212289373
GOETTL | GSZV902410A* | CA*F3743*6D*+MBVC1201**-1A*+TXV |  | 23000 | 23000 | 21.5 | 12 | 8.2 | 2.2 | 63 | 57 | 212362724
GOETTL | GSZV902410A* | CA*F3743*6D*+TXV | G*VS800604BUA* | 23000 | 23000 | 21 | 12 | 8.2 | 2.2 | 63 | 57 | 212362725
GOETTL | GSZV903610A* | CA*F3137*6A*+TXV | G*VS800604BUA* | 33600 | 34000 | 18.5 | 12 | 8.2 | 1.8 | 64 | 72 | 212362759
EVERREST | GSZV903610A* | CA*F3743*6D*+TXV | G*VC800804C*A* | 33600 | 34000 | 19 | 12 | 8.2 | 1.8 | 64 | 72 | 212653269
EVERREST | GSZV902410A* | CA*F3743*6D*+TXV | G*VC960803BNB* | 23000 | 23000 | 21 | 12 | 8.2 | 2.2 | 63 | 57 | 212653262
EVERREST | GSZC703610A* | AMVT42CP1400A* |  | 34800 | 34000 | 17.2 | 12.5 | 8.1 | 2 | 62 |  | 212653383
EVERREST | GSZC703610A* | CHPTA3630*4A* | G*VC800805C*A* | 34600 | 33800 | 17.2 | 12.5 | 8.1 | 1.9 | 62 |  | 212653382
EVERREST | GSZC703610A* | CAPTA4230*4A* | G*VS800805CUA* | 34800 | 34000 | 17.2 | 12.5 | 8.1 | 2 | 62 |  | 212653380
EVERREST | GSZC704810A* | CHPT4860D4A* | G*VC800804C*A* | 46000 | 47000 | 16.5 | 12 | 8.1 | 1.8 | 66 |  | 212653395
EVERREST | GSZC704810A* | CHPT4860D4A* | G*VS800805CUA* | 46000 | 47000 | 16.5 | 12 | 8.1 | 1.8 | 66 |  | 212653392
EVERREST | GSZC704810A* | CHPT4860D4A*+MBVC1601**-1A* |  | 46500 | 48000 | 17.2 | 12 | 8.1 | 1.8 | 65 |  | 212653390
EVERREST | ASZC704810A* | CHPT4860D4A* | A*VM971005CNB* | 46000 | 47000 | 16.5 | 12 | 8.1 | 1.8 | 66 |  | 212653603
EVERREST | GSZV903610A* | CA*F3743*6D*+TXV | G*VS960805CUA* | 33600 | 34000 | 18.5 | 12 | 8.2 | 1.8 | 64 | 72 | 212653227
EVERREST | GSZV903610A* | CA*F3137*6A*+TXV | G*VS800604BUA* | 33600 | 34000 | 18.5 | 12 | 8.2 | 1.8 | 64 | 72 | 212653215
EVERREST | GSZC706010A* | CHPT4860D4A*+MBVC2001**-1A* |  | 54500 | 57000 | 15.2 | 11.7 | 8.1 | 1.8 | 67 |  | 212651657
EVERREST | GSZC704810A* | CAPT4961*4A* | G*VM971205DNB* | 46500 | 48000 | 17.2 | 12 | 8.2 | 2 | 65 |  | 212651656
EVERREST | ASZV903610A* | CA*F3743*6D*+TXV | A*VC800804C*A* | 33600 | 34000 | 19 | 12 | 8.2 | 1.8 | 64 | 72 | 212651921
GOETTL | GSZC702410A* | CHPTA2426*4A* | G*VM970603BNB* | 23600 | 23200 | 17.2 | 12.5 | 8.1 | 1.9 | 60 |  | 212291603
GOETTL | GSZC702410A* | CAPTA3626*4A* | G*VC960804CNB* | 23600 | 23200 | 17.2 | 12.5 | 8.2 | 2 | 60 |  | 212291606
GOETTL | GSZC704810A* | CHPT4860D4A* | G*VM971205DNB* | 46000 | 47500 | 16.5 | 12 | 8.1 | 1.8 | 65 |  | 212291663
GOETTL | GSZC704810A* | CAPT4961*4A* | G*VM971005CNB* | 46500 | 47500 | 16.5 | 12 | 8.2 | 2 | 65 |  | 212291666
GOETTL | GSZC704810A* | CHPT4860D4A* | G*VM971005CNB* | 46000 | 47000 | 16.5 | 12 | 8.1 | 1.8 | 66 |  | 212291665
GOETTL | GSZC704810A* | CAPT4961*4A* | G*VS800805CUA* | 46500 | 47500 | 17.2 | 12 | 8.2 | 2 | 65 |  | 212291662
GOETTL | GSZC704810A* | CHPT4860D4A* | G*VS800805CUA* | 46000 | 47000 | 16.5 | 12 | 8.1 | 1.8 | 66 |  | 212291661
GOETTL | GSZC704810A* | CAPT4961*4A* | G*VS960805CUA* | 46500 | 47500 | 16.5 | 12 | 8.2 | 2 | 65 |  | 212291660
GOETTL | GSZC704810A* | CHPT4860D4A* | G*VS960805CUA* | 46000 | 47000 | 16.5 | 12 | 8.1 | 1.8 | 66 |  | 212291659
GOETTL | GSZC704810A* | CAPT4961*4A*+MBVC1601**-1A* |  | 47000 | 48000 | 17.2 | 12 | 8.2 | 2 | 65 |  | 212291658
GOETTL | GSZC704810A* | CHPT4860D4A*+MBVC1601**-1A* |  | 46500 | 48000 | 17.2 | 12 | 8.1 | 1.8 | 65 |  | 212291657
GOETTL | GSZC704810A* | CAPT4961*4A*+MBVC2001**-1A* |  | 47000 | 48000 | 17.2 | 12.5 | 8.2 | 2 | 65 |  | 212291656
GOETTL | GSZC704810A* | CHPT4860D4A*+MBVC2001**-1A* |  | 46500 | 48000 | 17.2 | 12 | 8.2 | 1.8 | 65 |  | 212291655
GOETTL | GSZC704810A* | AMVT60DP1400A* |  | 46500 | 48500 | 17.2 | 12 | 8.2 | 2 | 64 |  | 212291654
GOETTL | GSZC703610A* | CAPTA4230*4A* | G*VC800603B*A* | 34600 | 34000 | 17.2 | 12.5 | 8.1 | 2 | 62 |  | 212291653
GOETTL | GSZC703610A* | CAPTA4230*4A* | G*VC800604B*A* | 34600 | 34000 | 17.2 | 12.5 | 8.1 | 2 | 62 |  | 212291651
GOETTL | GSZC702410A* | CAPTA3626*4A* | G*VM970804CNB* | 23600 | 23200 | 17.2 | 12.5 | 8.2 | 2 | 60 |  | 212291602
GOETTL | GSZC702410A* | CHPTA2426*4A* | G*VS800604BUA* | 23600 | 23200 | 17.2 | 12.5 | 8.1 | 1.9 | 60 |  | 212291599
GOETTL | GSZC702410A* | CHPTA2426*4A* | G*VM970804CNB* | 23600 | 23200 | 17.2 | 12.5 | 8.1 | 1.9 | 60 |  | 212291601
GOETTL | GSZC702410A* | CAPTA3626*4A* | G*VS800805CUA* | 23600 | 23200 | 17.2 | 12.5 | 8.2 | 2 | 60 |  | 212291598
GOETTL | GSZC702410A* | CAPTA3626*4A* | G*VS960603BUA* | 23600 | 23200 | 17.2 | 12.5 | 8.2 | 2 | 60 |  | 212291596
EVERREST | ASZC702410A* | CAPTA3626*4A* | A*VC800804C*A* | 23600 | 23200 | 17.2 | 12.5 | 8.2 | 2 | 60 |  | 212649185
EVERREST | GSZC704810A* | CAPT4961*4A* | G*VC800805D*A* | 46500 | 47500 | 17.2 | 12 | 8.2 | 2 | 65 |  | 212654005
EVERREST | GSZC702410A* | CAPTA3626*4A* | G*VC800603B*A* | 23600 | 23200 | 17.2 | 12.5 | 8.2 | 2 | 60 |  | 212653803
GOETTL | GSZC706010A* | CAPT4961*4A* | G*VC801005C*A* | 55000 | 57000 | 15.2 | 11.7 | 8.1 | 1.9 | 67 |  | 212291698
EVERREST | GSZC703610A* | CHPTA3630*4A* | G*VC960603BNB* | 34400 | 33800 | 17.2 | 12.5 | 8.1 | 1.9 | 62 |  | 212651594
EVERREST | GSZC704810A* | CHPT4860D4A* | G*VS960805CUA* | 46000 | 47000 | 16.5 | 12 | 8.1 | 1.8 | 66 |  | 212651596
EVERREST | ASZV903610A* | CA*F3743*6D*+MBVC1201**-1A*+TXV |  | 34000 | 34000 | 19 | 12 | 8.2 | 1.8 | 64 | 72 | 212651148
EVERREST | GSZV903610A* | CA*F3743*6D*+MBVC1201**-1A*+TXV |  | 34000 | 34000 | 19 | 12 | 8.2 | 1.8 | 64 | 72 | 212651155
EVERREST | GSZC702410A* | CHPTA2426*4A* | G*VS800604BUA* | 23600 | 23200 | 17.2 | 12.5 | 8.1 | 1.9 | 60 |  | 212651583
EVERREST | GSZC703610A* | CHPTA3630*4A*+MBVC1601**-1A* |  | 34800 | 33800 | 17.2 | 12.5 | 8.2 | 1.9 | 62 |  | 212651585
EVERREST | ASZV903610A* | CA*F3743*6D*+TXV | A*VC801005C*A* | 33600 | 34000 | 19 | 12 | 8.2 | 1.8 | 64 | 72 | 212651435
GOETTL | ASZC704810A* | CAPT4961*4A* | A*VC800805C*A* | 46500 | 47500 | 17.2 | 12 | 8.2 | 2 | 65 |  | 212289413
EVERREST | ASZC702410A* | CHPTA2426*4A*+MBVC1601**-1A* |  | 23600 | 23000 | 17.2 | 12.5 | 8.1 | 1.9 | 61 |  | 212648234
EVERREST | ASZC703610A* | CAPTA4230*4A* | A*VC800804C*A* | 34800 | 34000 | 17.2 | 12.5 | 8.1 | 2 | 62 |  | 212648239
EVERREST | ASZV903610A* | CA*F3743*6D*+TXV | A*VS960805CUA* | 33600 | 34000 | 18.5 | 12 | 8.2 | 1.8 | 64 | 72 | 212653751
EVERREST | ASZV903610A* | CA*F3137*6A*+TXV | A*VS800604BUA* | 33600 | 34000 | 18.5 | 12 | 8.2 | 1.8 | 64 | 72 | 212653749
EVERREST | GSZC703610A* | CHPTA3630*4A* | G*VC800603B*A* | 34600 | 33800 | 17.2 | 12.5 | 8.1 | 1.9 | 62 |  | 212653326
EVERREST | GSZC702410A* | CAPTA3626*4A* | G*VC800804C*A* | 23600 | 23200 | 17.2 | 12.5 | 8.2 | 2 | 60 |  | 212653305
EVERREST | GSZC702410A* | CAPTA3626*4A*+MBVC1201**-1A* |  | 24000 | 23200 | 17.2 | 12.5 | 8.2 | 2 | 60 |  | 212653303
GOETTL | ASZC702410A* | CHPTA2426*4A*+MBVC1201**-1A* |  | 23600 | 23200 | 17.2 | 12.5 | 8.1 | 1.9 | 60 |  | 212289324
EVERREST | GSZC703610A* | CAPTA4230*4A* | G*VC800604B*A* | 34600 | 34000 | 17.2 | 12.5 | 8.1 | 2 | 62 |  | 212650546
EVERREST | GSZC703610A* | CHPTA3630*4A* | G*VM970804CNB* | 34600 | 33800 | 17.2 | 12.5 | 8.1 | 1.9 | 62 |  | 212650545
EVERREST | GSZC704810A* | CAPT4961*4A* | G*VC801005C*A* | 46500 | 47500 | 17.2 | 12 | 8.2 | 2 | 65 |  | 212653808
EVERREST | GSZC704810A* | CAPT4961*4A*+MBVC2001**-1A* |  | 47000 | 48000 | 17.2 | 12.5 | 8.2 | 2 | 65 |  | 212653807
EVERREST | GSZC703610A* | CAPTA4230*4A* | G*VC961005CNB* | 34800 | 34000 | 17.2 | 12.5 | 8.1 | 2 | 62 |  | 212653805
EVERREST | GSZC702410A* | CAPTA3626*4A* | G*VS960603BUA* | 23600 | 23200 | 17.2 | 12.5 | 8.2 | 2 | 60 |  | 212653801
GOETTL | ASZC704810A* | CAPT4961*4A* | A*VM971205DNB* | 46500 | 48000 | 17.2 | 12 | 8.2 | 2 | 65 |  | 212289397
GOETTL | ASZC703610A* | CHPTA3630*4A* | A*VC800804C*A* | 34600 | 33800 | 17.2 | 12.5 | 8.1 | 1.9 | 62 |  | 212289381
GOETTL | ASZC702410A* | CAPTA3626*4A* | A*VS960603BUA* | 23600 | 23200 | 17.2 | 12.5 | 8.2 | 2 | 60 |  | 212289329
GOETTL | ASZC702410A* | CHPTA2426*4A* | A*VM970603BNB* | 23600 | 23200 | 17.2 | 12.5 | 8.1 | 1.9 | 60 |  | 212289336
GOETTL | ASZC703610A* | CAPTA4230*4A* | A*VM970804CNB* | 34800 | 34000 | 17.2 | 12.5 | 8.1 | 2 | 62 |  | 212289365
EVERREST | GSZC703610A* | CAPTA4230*4A* | G*VC800603B*A* | 34600 | 34000 | 17.2 | 12.5 | 8.1 | 2 | 62 |  | 212651500
EVERREST | GSZC703610A* | CHPTA3630*4A* | G*VM970603BNB* | 34400 | 33800 | 17.2 | 12.5 | 8.1 | 1.9 | 62 |  | 212651499
EVERREST | GSZC702410A* | CHPTA2426*4A* | G*VS960805CUA* | 23600 | 23200 | 17.2 | 12.5 | 8.1 | 1.9 | 60 |  | 212651492
EVERREST | ASZV903610A* | CA*F3743*6D*+TXV | A*VM971005CNB* | 33200 | 33600 | 19 | 12 | 8.2 | 1.8 | 64 | 73 | 212650061
EVERREST | ASZC702410A* | CHPTA2426*4A* | A*VS800805CUA* | 23600 | 23200 | 17.2 | 12.5 | 8.1 | 1.9 | 60 |  | 212649506
EVERREST | ASZC703610A* | AMVT42CP1400A* |  | 34800 | 34000 | 17.2 | 12.5 | 8.1 | 2 | 62 |  | 212649504
EVERREST | ASZC706010A* | CAPT4961*4A* | A*VC800805D*A* | 55000 | 57000 | 15.2 | 11.7 | 8.2 | 1.9 | 67 |  | 212649494
EVERREST | ASZC702410A* | CHPTA2426*4A*+MBVC1201**-1A* |  | 23600 | 23200 | 17.2 | 12.5 | 8.1 | 1.9 | 60 |  | 212649259
EVERREST | ASZC702410A* | CHPTA2426*4A* | A*VC800804C*A* | 23600 | 23200 | 17.2 | 12.5 | 8.1 | 1.9 | 60 |  | 212649260
EVERREST | ASZC703610A* | CHPTA3630*4A* | A*VC800603B*A* | 34600 | 33800 | 17.2 | 12.5 | 8.1 | 1.9 | 62 |  | 212649192
EVERREST | ASZC704810A* | CAPT4961*4A* | A*VC961005CNB* | 46500 | 47500 | 16.5 | 12 | 8.2 | 2 | 65 |  | 212649211
EVERREST | ASZC704810A* | CHPT4860D4A* | A*VC800805C*A* | 46000 | 47000 | 16.5 | 12 | 8.1 | 1.8 | 66 |  | 212649828
EVERREST | ASZC702410A* | CHPTA2426*4A* | A*VS800604BUA* | 23600 | 23200 | 17.2 | 12.5 | 8.1 | 1.9 | 60 |  | 212649809
EVERREST | ASZC703610A* | CHPTA3630*4A*+MBVC1601**-1A* |  | 34800 | 33800 | 17.2 | 12.5 | 8.2 | 1.9 | 62 |  | 212649811
EVERREST | ASZC704810A* | CAPT4961*4A* | A*VC800805C*A* | 46500 | 47500 | 17.2 | 12 | 8.2 | 2 | 65 |  | 212649492
GOETTL | GSZC702410A* | CHPTA2426*4A* | G*VC960603BNB* | 23600 | 23200 | 17.2 | 12.5 | 8.1 | 1.9 | 60 |  | 212291607
GOETTL | GSZC702410A* | CAPTA3626*4A* | G*VM970603BNB* | 23600 | 23200 | 17.2 | 12.5 | 8.2 | 2 | 60 |  | 212291604
GOETTL | GSZC702410A* | CHPTA2426*4A* | G*VC960804CNB* | 23600 | 23200 | 17.2 | 12.5 | 8.1 | 1.9 | 60 |  | 212291605
GOETTL | GSZC702410A* | CHPTA2426*4A* | G*VC960403BNB* | 23600 | 23200 | 17.2 | 12.5 | 8.1 | 1.9 | 60 |  | 212291609
GOETTL | GSZC702410A* | CAPTA3626*4A* | G*VC960403BNB* | 23600 | 23200 | 17.2 | 12.5 | 8.2 | 2 | 60 |  | 212291610
GOETTL | GSZC702410A* | CAPTA3626*4A* | G*VC960603BNB* | 23600 | 23200 | 17.2 | 12.5 | 8.2 | 2 | 60 |  | 212291608
ACIQ | R4H5S30*K*AAA* | FMA4X36**AL* |  | 28200 | 28200 | 15.2 | 12.5 | 8.1 | 2.18 | 61 | 46 | 213064800
ACIQ | N4H5S30*K*AAA* | FMA4X36**AL* |  | 28200 | 28200 | 15.2 | 12.5 | 8.1 | 2.18 | 61 | 46 | 213064799
ACIQ | R4H5S30*K*AAA* | FMA4X30**AL* |  | 28200 | 28200 | 15.2 | 12.5 | 8.1 | 2.18 | 61 | 46 | 213064797
ACIQ | N4H5S30*K*AAA* | FMA4X30**AL* |  | 28200 | 28200 | 15.2 | 12.5 | 8.1 | 2.18 | 61 | 46 | 213064796
ACIQ | H4H5S30*K*AAA* | FMA4X30**AL* |  | 28200 | 28200 | 15.2 | 12.5 | 8.1 | 2.18 | 61 | 46 | 213064795
ACIQ | H4H7T24*K*AAA* | EA*4X25L17A* | *96VTN0601714A* | 23800 | 24400 | 16.5 | 12.5 | 8.1 | 2.22 | 58 | 43 | 213072448
ACIQ | H4H7T60*K*AAA* | EA*4X61L24A* | *80VTL0902120A* | 55500 | 59000 | 15.5 | 11.7 | 8.1 | 2.18 | 63 | 51 | 213072424
ACIQ | N4H7T60*K*AAA* | EA*4X61L24A* | *80VTL0902120A* | 55500 | 59000 | 15.5 | 11.7 | 8.1 | 2.18 | 63 | 51 | 213072423
ACIQ | H4H7T24*K*AAA* | EA*4X25L17A* | *80CTL0701716A* | 23600 | 24000 | 16 | 12.5 | 8.1 | 2.22 | 58 | 42 | 213068055
ACIQ | H4H7T24*K*AAA* | EA*4X37L21A* | OMV112K14A | 23600 | 24200 | 16 | 12 | 8.1 | 2.22 | 59 | 43 | 213068012
ACIQ | H4H7T24*K*AAA* | EA*4X37L21A* | OMV098J12* | 23800 | 24400 | 16 | 12.5 | 8.1 | 2.22 | 59 | 43 | 213068011
ACIQ | H4H7T24*K*AAA* | EA*4X37L21A* | *96VTN0601714A* | 23800 | 24400 | 16.5 | 12.5 | 8.1 | 2.22 | 59 | 43 | 213068006
ACIQ | H4H7T24*K*AAA* | EA*4X37L21A* | *96VSN0802120A* | 23800 | 24200 | 17 | 12.5 | 8.1 | 2.26 | 58 | 43 | 213068002
ACIQ | H4H7T24*K*AAA* | EA*4X37L21A* | *97CMN0801714A* | 24000 | 24600 | 17 | 12.5 | 8.1 | 2.24 | 59 | 43 | 213067998
ACIQ | H4H7T24*K*AAA* | EA*4X37L21A* | *95CSU1002122A* | 24000 | 24400 | 17 | 12.5 | 8.1 | 2.26 | 59 | 43 | 213067996
ACIQ | H4H7T24*K*AAA* | EA*4X37L21A* | *95CSU0802120A* | 23600 | 24000 | 17 | 12.5 | 8.1 | 2.24 | 58 | 43 | 213067995
ACIQ | H4H7T24*K*AAA* | EA*4X37L21A* | *80CTL0902120A* | 23800 | 24200 | 16 | 12.5 | 8.1 | 2.24 | 58 | 43 | 213067993
ACIQ | H4H7T24*K*AAA* | EA*4X37L21A* | *80CTL0701716A* | 23600 | 24000 | 16 | 12.5 | 8.1 | 2.24 | 58 | 43 | 213067992
ACIQ | N4H7T24*K*AAA* | EA*4X37L21A* | OLV112A16A | 24400 | 25200 | 16 | 12 | 8.1 | 2.24 | 60 | 43 | 213064052
ACIQ | N4H7T24*K*AAA* | EA*4X37L21A* | *96CTN1002122A* | 24400 | 24800 | 17 | 12.5 | 8.1 | 2.28 | 59 | 43 | 213064050
ACIQ | N4H7T24*K*AAA* | EA*4X37L21A* | *96CTN0802120A* | 23800 | 24400 | 16 | 12.5 | 8.1 | 2.24 | 58 | 42 | 213064049
ACIQ | N4H7T24*K*AAA* | EA*4X37L21A* | *97CMN1002122A* | 24400 | 24800 | 17 | 12.5 | 8.1 | 2.28 | 59 | 43 | 213064047
ACIQ | N4H7T24*K*AAA* | EA*4X37L21A* | *97CMN0802120A* | 23800 | 24400 | 16 | 12.5 | 8.1 | 2.24 | 58 | 42 | 213064046
ACIQ | N4H7T24*K*AAA* | EA*4X37L21A* | *80CTL0702120A* | 24200 | 24800 | 17 | 12.5 | 8.1 | 2.26 | 59 | 43 | 213064044
ACIQ | N4H7T24*K*AAA* | EA*4X37L21A* | *80CSU1002120A* | 24000 | 24600 | 17 | 12.5 | 8.1 | 2.24 | 58 | 42 | 213064043
ACIQ | N4H7T24*K*AAA* | EA*4X37L17A* | *96VTN0401410A* | 23600 | 24600 | 16.5 | 12 | 8.1 | 2.16 | 59 | 43 | 213064040
ACIQ | N4H7T24*K*AAA* | EA*4X36L21A* | OLV112A16A | 23600 | 24600 | 16 | 12 | 8.1 | 2.16 | 59 | 43 | 213064034
ACIQ | N4H7T24*K*AAA* | EA*4X25L17A* | *80CTL0701716A* | 23600 | 24000 | 16 | 12.5 | 8.1 | 2.22 | 58 | 42 | 213064004
ACIQ | N4H5S24*K*AAA* | FMA4X30**AL* |  | 25000 | 23600 | 15.2 | 12.5 | 8.1 | 2.24 | 64 | 48 | 213064868
ACIQ | H4H5S24*K*AAA* | FMA4X30**AL* |  | 25000 | 23600 | 15.2 | 12.5 | 8.1 | 2.24 | 64 | 48 | 213064867
ACIQ | R4H5S24*K*AAA* | FMA4X30**AL* |  | 25000 | 23600 | 15.2 | 12.5 | 8.1 | 2.24 | 64 | 48 | 213064869
ACIQ | H4H7T36*K*AAA* | EA*4X37L21A* | *80CSU0802120A* | 35600 | 36000 | 16 | 12 | 8.1 | 2.16 | 62 | 49 | 213068172
ACIQ | N4H7T36*K*AAA* | EA*4X37L21A* | *96CTN0802120A* | 35400 | 36000 | 16 | 11.7 | 8.1 | 2.14 | 62 | 49 | 213064232
ACIQ | N4H7T36*K*AAA* | EA*4X37L21A* | *97CMN0802120A* | 35400 | 36000 | 16 | 11.7 | 8.1 | 2.14 | 62 | 49 | 213064231
ACIQ | H4H7T36*K*AAA* | EA*4X43L21A* | *96VTN0801716A* | 35000 | 35400 | 15.5 | 12 | 8.1 | 2.12 | 61 | 49 | 213068258
ACIQ | H4H7T36*K*AAA* | EA*4X43L21A* | *96VTN0601714A* | 35000 | 36000 | 15.5 | 11.7 | 8.1 | 2.1 | 62 | 49 | 213068257
ACIQ | H4H7T36*K*AAA* | EA*4X43L21A* | *80CSU0802120A* | 35600 | 35800 | 16 | 12 | 8.1 | 2.16 | 62 | 49 | 213068233
ACIQ | H4H7T36*K*AAA* | EA*4X37L21A* | *96VTN0801716A* | 34800 | 35400 | 15.5 | 12 | 8.1 | 2.12 | 61 | 49 | 213068198
ACIQ | H4H7T60*K*AAA* | EA*4X61L21A* | *96VTN1002122A* | 55500 | 59000 | 15.5 | 11.7 | 8.1 | 2.18 | 63 | 51 | 213068929
ACIQ | H4H7T24*K*AAA* | EA*4X37L21A* | OLV112A16A | 24400 | 25200 | 16 | 12 | 8.1 | 2.24 | 60 | 43 | 213068103
ACIQ | H4H7T24*K*AAA* | EA*4X37L21A* | *96CTN1002122A* | 24400 | 24800 | 17 | 12.5 | 8.1 | 2.28 | 59 | 43 | 213068101
ACIQ | H4H7T24*K*AAA* | EA*4X37L21A* | *96CTN0802120A* | 23800 | 24400 | 16 | 12.5 | 8.1 | 2.24 | 58 | 42 | 213068100
ACIQ | H4H7T24*K*AAA* | EA*4X37L21A* | *97CMN1002122A* | 24400 | 24800 | 17 | 12.5 | 8.1 | 2.28 | 59 | 43 | 213068098
ACIQ | H4H7T24*K*AAA* | EA*4X37L21A* | *97CMN0802120A* | 23800 | 24400 | 16 | 12.5 | 8.1 | 2.24 | 58 | 42 | 213068097
ACIQ | H4H7T24*K*AAA* | EA*4X37L21A* | *80CTL0702120A* | 24200 | 24800 | 17 | 12.5 | 8.1 | 2.26 | 59 | 43 | 213068095
ACIQ | H4H7T24*K*AAA* | EA*4X37L21A* | *80CSU1002120A* | 24000 | 24600 | 17 | 12.5 | 8.1 | 2.24 | 58 | 42 | 213068094
ACIQ | H4H7T24*K*AAA* | EA*4X37L17A* | *96VTN0401410A* | 23600 | 24600 | 16.5 | 12 | 8.1 | 2.16 | 59 | 43 | 213068091
ACIQ | H4H7T24*K*AAA* | EA*4X36L21A* | OLV112A16A | 23600 | 24600 | 16 | 12 | 8.1 | 2.16 | 59 | 43 | 213068085
ACIQ | N4H7T36*K*AAA* | EA*4X43L21A* | *97CMN0802120A* | 35400 | 36000 | 16 | 11.7 | 8.1 | 2.14 | 62 | 49 | 213064275
ACIQ | N4H7T36*K*AAA* | EA*4X43L21A* | *96CTN0802120A* | 35400 | 36000 | 16 | 11.7 | 8.1 | 2.14 | 62 | 49 | 213064278
ACIQ | H4H7T36*K*AAA* | EA*4X48L24A* | *97CMN0802120A* | 34800 | 35600 | 16 | 11.7 | 8.1 | 2.14 | 61 | 49 | 213068310
ACIQ | H4H7T36*K*AAA* | EA*4X48L24A* | *96CTN0802120A* | 34800 | 35600 | 16 | 11.7 | 8.1 | 2.14 | 61 | 49 | 213068315
TEMPSTAR | T4H7T48*K*AAA* | FCMB4B60L0D*+WALLCON |  | 47500 | 47500 | 17.5 | 12.5 | 8.1 | 2.42 | 62 | 51 | 213301836
KENMORE | (C,H,T)4H7T48*K*AAA* | FCMB4B60L0D*+WALLCON |  | 47500 | 47500 | 17.5 | 12.5 | 8.1 | 2.42 | 62 | 51 | 213301835
KEEPRITE | C4H7T48*K*AAA* | FCMB4B60L0D*+WALLCON |  | 47500 | 47500 | 17.5 | 12.5 | 8.1 | 2.42 | 62 | 51 | 213301834
DAY & NIGHT | C4H7T48*K*AAA* | FCMB4B60L0D*+WALLCON |  | 47500 | 47500 | 17.5 | 12.5 | 8.1 | 2.42 | 62 | 51 | 213301833
COMFORTMAKER | C4H7T48*K*AAA* | FCMB4B60L0D*+WALLCON |  | 47500 | 47500 | 17.5 | 12.5 | 8.1 | 2.42 | 62 | 51 | 213301832
ARCOAIRE | H4H7T48*K*AAA* | FCMB4B60L0D*+WALLCON |  | 47500 | 47500 | 17.5 | 12.5 | 8.1 | 2.42 | 62 | 51 | 213301831
AIRQUEST | H4H7T48*K*AAA* | FCMB4B60L0D*+WALLCON |  | 47500 | 47500 | 17.5 | 12.5 | 8.1 | 2.42 | 62 | 51 | 213301830
HEIL | H4H7T48*K*AAA* | FCMB4B60L0D*+WALLCON |  | 47500 | 47500 | 17.5 | 12.5 | 8.1 | 2.42 | 62 | 51 | 213301829
TEMPSTAR | T4H7T48*K*AAA* | FCMB4B48L0C*+WALLCON |  | 46500 | 47000 | 16.5 | 12 | 8.1 | 2.32 | 63 | 51 | 213301828
KENMORE | (C,H,T)4H7T48*K*AAA* | FCMB4B48L0C*+WALLCON |  | 46500 | 47000 | 16.5 | 12 | 8.1 | 2.32 | 63 | 51 | 213301827
KEEPRITE | C4H7T48*K*AAA* | FCMB4B48L0C*+WALLCON |  | 46500 | 47000 | 16.5 | 12 | 8.1 | 2.32 | 63 | 51 | 213301826
DAY & NIGHT | C4H7T48*K*AAA* | FCMB4B48L0C*+WALLCON |  | 46500 | 47000 | 16.5 | 12 | 8.1 | 2.32 | 63 | 51 | 213301825
COMFORTMAKER | C4H7T48*K*AAA* | FCMB4B48L0C*+WALLCON |  | 46500 | 47000 | 16.5 | 12 | 8.1 | 2.32 | 63 | 51 | 213301824
ARCOAIRE | H4H7T48*K*AAA* | FCMB4B48L0C*+WALLCON |  | 46500 | 47000 | 16.5 | 12 | 8.1 | 2.32 | 63 | 51 | 213301823
AIRQUEST | H4H7T48*K*AAA* | FCMB4B48L0C*+WALLCON |  | 46500 | 47000 | 16.5 | 12 | 8.1 | 2.32 | 63 | 51 | 213301822
HEIL | H4H7T48*K*AAA* | FCMB4B48L0C*+WALLCON |  | 46500 | 47000 | 16.5 | 12 | 8.1 | 2.32 | 63 | 51 | 213301821
TEMPSTAR | T4H7T36*K*AAA* | FCMB4B48L0C*+WALLCON |  | 34400 | 34800 | 16 | 12 | 8.1 | 2.26 | 63 | 51 | 213301820
KENMORE | (C,H,T)4H7T36*K*AAA* | FCMB4B48L0C*+WALLCON |  | 34400 | 34800 | 16 | 12 | 8.1 | 2.26 | 63 | 51 | 213301819
KEEPRITE | C4H7T36*K*AAA* | FCMB4B48L0C*+WALLCON |  | 34400 | 34800 | 16 | 12 | 8.1 | 2.26 | 63 | 51 | 213301818
ACIQ | HVH837GKA2* | EN(A,D,W)4X60L24**+WALLCON | *97CMN1002122A* | 32800 | 32200 | 18 | 12 | 8.1 | 1.98 | 97 | 76 | 213081002
ACIQ | HVH837GKA2* | EN(A,D,W)4X60L24**+WALLCON | *96CTN1202422A* | 32800 | 32200 | 18 | 12 | 8.1 | 1.98 | 97 | 76 | 213081001
ACIQ | HVH837GKA2* | EN(A,D,W)4X60L24**+WALLCON | *80CTL0902120A* | 32800 | 32200 | 18 | 12 | 8.1 | 1.98 | 98 | 77 | 213080999
ACIQ | HVH837GKA2* | EN(A,D,W)4X60L24**+WALLCON | *80CSU1002120A* | 32800 | 32200 | 17.5 | 11.7 | 8.1 | 1.98 | 98 | 77 | 213080998
ACIQ | HVH837GKA2* | EN(A,D,W)4X60L24**+WALLCON | *95CSU1002122A* | 32800 | 32200 | 18 | 12 | 8.1 | 1.98 | 97 | 76 | 213080997
ACIQ | HVH837GKA2* | EN(A,D,W)4X60L24**+WALLCON | *95CSU0802120A* | 32800 | 32200 | 18 | 12 | 8.1 | 1.98 | 97 | 76 | 213080996
ACIQ | HVH837GKA2* | EN(A,D)4X48L24**+WALLCON | *95CSU1002122A* | 32400 | 32800 | 17.5 | 11.7 | 8.1 | 1.98 | 96 | 75 | 213080995
ACIQ | HVH837GKA2* | EN(A,D)4X48L24**+WALLCON | *95CSU0802120A* | 32400 | 32800 | 17.5 | 11.7 | 8.1 | 1.96 | 96 | 76 | 213080994
ACIQ | HVH837GKA2* | EN(A,D,W)4X48L21**+WALLCON | *80CSU0601716A* | 32400 | 33000 | 17.5 | 11.7 | 8.1 | 1.96 | 96 | 75 | 213080993
ACIQ | HVH837GKA2* | EN(A,D,W)4X48L21**+WALLCON | *80CSU0401712A* | 32400 | 33000 | 17.5 | 11.7 | 8.1 | 1.96 | 96 | 75 | 213080992
ACIQ | HVH837GKA2* | EA*4X61L24A*+WALLCON | *97CMN0602120A* | 33000 | 32400 | 17.5 | 11.7 | 8.5 | 1.98 | 97 | 78 | 213080991
ACIQ | HVH837GKA2* | EA*4X61L24A*+WALLCON | *96CTN1002122A* | 33200 | 32000 | 18 | 12 | 8.5 | 2 | 98 | 78 | 213080990
ACIQ | HVH837GKA2* | EA*4X61L24A*+WALLCON | *97CMN1202422A* | 33200 | 32000 | 17.5 | 11.7 | 8.5 | 2 | 98 | 78 | 213080989
ACIQ | HVH837GKA2* | EA*4X61L24A*+WALLCON | *97CMN1002122A* | 33200 | 32000 | 18 | 12 | 8.5 | 2 | 98 | 78 | 213080988
ACIQ | HVH837GKA2* | EA*4X61L24A*+WALLCON | *96CTN1202422A* | 33200 | 32000 | 18 | 12 | 8.5 | 2 | 98 | 78 | 213080987
ACIQ | HVH837GKA2* | EA*4X61L24A*+WALLCON | *80CTL1352422A* | 33200 | 32000 | 18 | 12 | 8.5 | 2.02 | 98 | 78 | 213080986
ACIQ | HVH837GKA2* | EA*4X61L24A*+WALLCON | *80CTL0902120A* | 33200 | 32000 | 18 | 12 | 8.5 | 2 | 98 | 78 | 213080985
ACIQ | HVH837GKA2* | EA*4X61L21A*+WALLCON | *80CTL0901716A* | 33200 | 32000 | 18 | 12 | 8.5 | 2 | 98 | 78 | 213080984
ACIQ | HVH837GKA2* | EA*4X61L21A*+WALLCON | *96CTN1002122A* | 33200 | 32000 | 17.5 | 12 | 8.5 | 2 | 98 | 78 | 213080983
ACIQ | HVH837GKA2* | EA*4X61L21A*+WALLCON | *97CMN1002122A* | 33200 | 32000 | 17.5 | 12 | 8.5 | 2 | 98 | 78 | 213080982
ACIQ | HVH837GKA2* | EA*4X61L21A*+WALLCON | *80CTL0902120A* | 33200 | 32000 | 18 | 11.7 | 8.5 | 2 | 98 | 78 | 213080981
ACIQ | HVH837GKA2* | EA*4X61L21A*+WALLCON | *80CTL0701716A* | 33200 | 32200 | 17.5 | 11.7 | 8.5 | 1.98 | 98 | 78 | 213080980
ACIQ | HVH837GKA2* | EA*4X60L24A*+WALLCON | *96CTN1002122A* | 32800 | 31800 | 17.5 | 11.7 | 8.5 | 2 | 97 | 78 | 213080979
ACIQ | HVH837GKA2* | EA*4X60L24A*+WALLCON | *97CMN1202422A* | 32800 | 32000 | 17.5 | 11.7 | 8.5 | 1.98 | 98 | 78 | 213080978
ACIQ | HVH837GKA2* | EA*4X60L24A*+WALLCON | *97CMN1002122A* | 32800 | 31800 | 17.5 | 11.7 | 8.5 | 2 | 97 | 78 | 213080977
ACIQ | HVH837GKA2* | EA*4X60L24A*+WALLCON | *96CTN1202422A* | 32800 | 31800 | 18 | 11.7 | 8.5 | 2 | 97 | 78 | 213080976
ACIQ | HVH837GKA2* | EA*4X60L24A*+WALLCON | *80CTL1352422A* | 32800 | 31800 | 18 | 12 | 8.5 | 2 | 97 | 78 | 213080975
ACIQ | HVH837GKA2* | EA*4X60L24A*+WALLCON | *80CTL0902120A* | 32800 | 31800 | 17.5 | 11.7 | 8.5 | 1.98 | 97 | 78 | 213080974
ACIQ | N4H7T24*K*AAA* | FVM4X24***L |  | 22600 | 23400 | 16.5 | 12.5 | 8.1 | 2.18 | 58 | 42 | 213080957
ACIQ | HVH837GKA2* | EN(A,D,W)4X48L21**+WALLCON | *95CSU1002122A* | 32400 | 32800 | 17.5 | 11.7 | 8.1 | 1.98 | 96 | 75 | 213080956
ACIQ | HVH837GKA2* | EN(A,D,W)4X48L21**+WALLCON | *95CSU0802120A* | 32400 | 32800 | 17.5 | 11.7 | 8.1 | 1.96 | 96 | 76 | 213080955
ACIQ | HVH837GKA2* | EN(A,D)4X48L24**+WALLCON | *96CTN1002122A* | 32400 | 33000 | 17.5 | 11.7 | 8.1 | 1.96 | 95 | 75 | 213080954
ACIQ | HVH837GKA2* | EN(A,D)4X48L24**+WALLCON | *97CMN1002122A* | 32400 | 33000 | 17.5 | 11.7 | 8.1 | 1.96 | 95 | 75 | 213080953
ACIQ | HVH837GKA2* | EN(A,D)4X48L24**+WALLCON | *96CTN1202422A* | 32400 | 32800 | 17.5 | 11.7 | 8.1 | 1.96 | 96 | 76 | 213080952
ACIQ | HVH837GKA2* | EN(A,D)4X48L24**+WALLCON | *80CTL1352422A* | 32400 | 32800 | 17.5 | 11.7 | 8.1 | 1.98 | 96 | 76 | 213080951
ACIQ | HVH837GKA2* | EN(A,D,W)4X48L21**+WALLCON | *80CTL0901716A* | 32400 | 32800 | 18 | 11.7 | 8.1 | 1.98 | 96 | 76 | 213080949
ACIQ | HVH837GKA2* | EN(A,D,W)4X48L21**+WALLCON | *96CTN1002122A* | 32400 | 33000 | 17.5 | 11.7 | 8.1 | 1.96 | 95 | 75 | 213080948
ACIQ | HVH837GKA2* | EN(A,D,W)4X48L21**+WALLCON | *97CMN1002122A* | 32400 | 33000 | 17.5 | 11.7 | 8.1 | 1.96 | 95 | 75 | 213080947
ACIQ | HVH837GKA2* | EN(A,D,W)4X48L21**+WALLCON | *80CTL0902120A* | 32400 | 33000 | 17.5 | 11.7 | 8.1 | 1.96 | 96 | 75 | 213080946
ACIQ | HVH837GKA2* | END4X42L17**+WALLCON | *80CTL0901716A* | 32200 | 33000 | 17.5 | 11.7 | 8.1 | 1.92 | 95 | 75 | 213080945
ACIQ | H4H7T60*K*AAA* | FCM4X60***L+WALLCON |  | 55000 | 57000 | 16 | 12 | 8.1 | 2.32 | 64 | 51 | 213081062
ACIQ | H4H7T48*K*AAA* | FCM4X60***L+WALLCON |  | 46000 | 46500 | 17 | 12.5 | 8.1 | 2.36 | 63 | 50 | 213081060
ACIQ | H4H7T36*K*AAA* | FCM4X48***L+WALLCON |  | 34200 | 34200 | 16 | 12 | 8.1 | 2.22 | 63 | 51 | 213081059
ACIQ | H4H7T24*K*AAA* | FCM4X24***L+WALLCON |  | 23200 | 24000 | 16.5 | 12.5 | 8.1 | 2.36 | 61 | 45 | 213081057
ACIQ | H4H7T48*K*AAA* | EA*4X60L24A* | *80VTL0902120A* | 46000 | 47500 | 16.5 | 12 | 8.1 | 2.26 | 64 | 52 | 213081052
ACIQ | H4H7T24*K*AAA* | FVM4X24***L |  | 22600 | 23400 | 16.5 | 12.5 | 8.1 | 2.18 | 58 | 42 | 213081044
ACIQ | HVH837GKA** | EN(A,D,W)4X60L24**+WALLCON | *97CMN1202422A* | 32800 | 32200 | 17.5 | 11.7 | 8.1 | 1.96 | 98 | 77 | 213081039
ACIQ | HVH837GKA** | EN(A,D,W)4X60L24**+WALLCON | *97CMN1002122A* | 32800 | 32200 | 18 | 12 | 8.1 | 1.98 | 97 | 76 | 213081038
ACIQ | HVH837GKA** | EN(A,D,W)4X60L24**+WALLCON | *96CTN1202422A* | 32800 | 32200 | 18 | 12 | 8.1 | 1.98 | 97 | 76 | 213081037
ACIQ | HVH837GKA** | EN(A,D,W)4X60L24**+WALLCON | *96CTN1002122A* | 32800 | 32200 | 18 | 12 | 8.1 | 1.98 | 97 | 76 | 213081036
ACIQ | HVH837GKA** | EN(A,D,W)4X60L24**+WALLCON | *95CSU1002122A* | 32800 | 32200 | 18 | 12 | 8.1 | 1.98 | 97 | 76 | 213081035
ACIQ | HVH837GKA** | EN(A,D,W)4X60L24**+WALLCON | *95CSU0802120A* | 32800 | 32200 | 18 | 12 | 8.1 | 1.98 | 97 | 76 | 213081034
ACIQ | HVH837GKA** | EN(A,D,W)4X60L24**+WALLCON | *80CTL1352422A* | 32800 | 32200 | 18 | 12 | 8.1 | 1.98 | 97 | 76 | 213081033
ACIQ | HVH837GKA** | EN(A,D,W)4X60L24**+WALLCON | *80CTL0902120A* | 32800 | 32200 | 18 | 12 | 8.1 | 1.98 | 98 | 77 | 213081032
ACIQ | HVH837GKA** | EN(A,D,W)4X60L24**+WALLCON | *80CSU1002120A* | 32800 | 32200 | 17.5 | 11.7 | 8.1 | 1.98 | 98 | 77 | 213081031
ACIQ | HVH837GKA** | EN(A,D,W)4X48L21**+WALLCON | *80CSU0601716A* | 32400 | 33000 | 17.5 | 11.7 | 8.1 | 1.96 | 96 | 75 | 213081030
ACIQ | HVH837GKA** | EN(A,D,W)4X48L21**+WALLCON | *80CSU0401712A* | 32400 | 33000 | 17.5 | 11.7 | 8.1 | 1.96 | 96 | 75 | 213081029
ACIQ | HVH837GKA** | EN(A,D)4X48L24**+WALLCON | *95CSU1002122A* | 32400 | 32800 | 17.5 | 11.7 | 8.1 | 1.98 | 96 | 75 | 213081028
ACIQ | HVH837GKA** | EN(A,D)4X48L24**+WALLCON | *95CSU0802120A* | 32400 | 32800 | 17.5 | 11.7 | 8.1 | 1.96 | 96 | 76 | 213081027
ACIQ | HVH837GKA** | EA*4X61L24A*+WALLCON | *97CMN1202422A* | 33200 | 32000 | 17.5 | 11.7 | 8.5 | 2 | 98 | 78 | 213081026
ACIQ | HVH837GKA** | EA*4X61L24A*+WALLCON | *97CMN1002122A* | 33200 | 32000 | 18 | 12 | 8.5 | 2 | 98 | 78 | 213081025
ACIQ | HVH837GKA** | EA*4X61L24A*+WALLCON | *97CMN0602120A* | 33000 | 32400 | 17.5 | 11.7 | 8.5 | 1.98 | 97 | 78 | 213081024
ACIQ | HVH837GKA** | EA*4X61L24A*+WALLCON | *96CTN1202422A* | 33200 | 32000 | 18 | 12 | 8.5 | 2 | 98 | 78 | 213081023
ACIQ | HVH837GKA** | EA*4X61L24A*+WALLCON | *96CTN1002122A* | 33200 | 32000 | 18 | 12 | 8.5 | 2 | 98 | 78 | 213081022
ACIQ | HVH837GKA** | EA*4X61L24A*+WALLCON | *80CTL1352422A* | 33200 | 32000 | 18 | 12 | 8.5 | 2.02 | 98 | 78 | 213081021
ACIQ | HVH837GKA** | EA*4X61L21A*+WALLCON | *97CMN1002122A* | 33200 | 32000 | 17.5 | 12 | 8.5 | 2 | 98 | 78 | 213081019
ACIQ | HVH837GKA** | EA*4X61L21A*+WALLCON | *96CTN1002122A* | 33200 | 32000 | 17.5 | 12 | 8.5 | 2 | 98 | 78 | 213081018
ACIQ | HVH837GKA** | EA*4X61L21A*+WALLCON | *80CTL0902120A* | 33200 | 32000 | 18 | 11.7 | 8.5 | 2 | 98 | 78 | 213081017
ACIQ | HVH837GKA** | EA*4X61L21A*+WALLCON | *80CTL0901716A* | 33200 | 32000 | 18 | 12 | 8.5 | 2 | 98 | 78 | 213081016
ACIQ | HVH837GKA** | EA*4X61L21A*+WALLCON | *80CTL0701716A* | 33200 | 32200 | 17.5 | 11.7 | 8.5 | 1.98 | 98 | 78 | 213081015
ACIQ | HVH837GKA** | EA*4X60L24A*+WALLCON | *97CMN1202422A* | 32800 | 32000 | 17.5 | 11.7 | 8.5 | 1.98 | 98 | 78 | 213081014
ACIQ | HVH837GKA** | EA*4X60L24A*+WALLCON | *97CMN1002122A* | 32800 | 31800 | 17.5 | 11.7 | 8.5 | 2 | 97 | 78 | 213081013
ACIQ | HVH837GKA** | EA*4X60L24A*+WALLCON | *96CTN1202422A* | 32800 | 31800 | 18 | 11.7 | 8.5 | 2 | 97 | 78 | 213081012
ACIQ | HVH837GKA** | EA*4X60L24A*+WALLCON | *96CTN1002122A* | 32800 | 31800 | 17.5 | 11.7 | 8.5 | 2 | 97 | 78 | 213081011
ACIQ | HVH837GKA** | EA*4X60L24A*+WALLCON | *80CTL1352422A* | 32800 | 31800 | 18 | 12 | 8.5 | 2 | 97 | 78 | 213081010
ACIQ | HVH837GKA** | EA*4X60L24A*+WALLCON | *80CTL0902120A* | 32800 | 31800 | 17.5 | 11.7 | 8.5 | 1.98 | 97 | 78 | 213081009
ACIQ | HVH825GKA2* | EN(A,D,W)4X48L21**+WALLCON | *80CTL0901716A* | 24200 | 21200 | 17.5 | 11.7 | 8.1 | 2.02 | 97 | 78 | 213081008
ACIQ | HVH825GKA2* | EA*4X43L21A*+WALLCON | *80CTL0901716A* | 24600 | 21000 | 17.5 | 11.7 | 8.5 | 2.04 | 97 | 79 | 213081007
ACIQ | HVH825GKA3* | EN(A,D,W)4X48L21**+WALLCON | *80CTL0901716A* | 24200 | 21200 | 17.5 | 11.7 | 8.1 | 2.02 | 97 | 78 | 213081006
ACIQ | HVH825GKA3* | EA*4X43L21A*+WALLCON | *80CTL0901716A* | 24600 | 21000 | 17.5 | 11.7 | 8.5 | 2.04 | 97 | 79 | 213081005
ACIQ | HVH837GKA2* | EN(A,D,W)4X60L24**+WALLCON | *96CTN1002122A* | 32800 | 32200 | 18 | 12 | 8.1 | 1.98 | 97 | 76 | 213081004
ACIQ | HVH837GKA2* | EN(A,D,W)4X60L24**+WALLCON | *97CMN1202422A* | 32800 | 32200 | 17.5 | 11.7 | 8.1 | 1.96 | 98 | 77 | 213081003
ACIQ | N4H7T24*K*AAA* | EA*4X37L21A* | *95MSU1002122A* | 23600 | 24600 | 17 | 12.5 | 8.1 | 2.4 | 60 | 45 | 213081137
ACIQ | H4H7T24*K*AAA* | EA*4X37L21A* | *95MSU1002120A* | 23200 | 24200 | 16.5 | 12.5 | 8.1 | 2.36 | 60 | 45 | 213081136
ACIQ | N4H7T24*K*AAA* | EA*4X37L21A* | *95MSU1002120A* | 23200 | 24200 | 16.5 | 12.5 | 8.1 | 2.36 | 60 | 45 | 213081135
ACIQ | H4H7T24*K*AAA* | EA*4X37L21A* | *95MSU0601716A* | 23000 | 24000 | 16 | 12 | 8.1 | 2.34 | 60 | 45 | 213081132
ACIQ | N4H7T24*K*AAA* | EA*4X37L21A* | *95MSU0601716A* | 23000 | 24000 | 16 | 12 | 8.1 | 2.34 | 60 | 45 | 213081131
ACIQ | H4H7T24*K*AAA* | EA*4X37L21A* | *95MSU0401712A* | 23000 | 24200 | 16.5 | 12 | 8.1 | 2.34 | 60 | 45 | 213081130
ACIQ | H4H7T24*K*AAA* | EA*4X37L21A* | *80MSU1002120A* | 23200 | 24200 | 16.5 | 12 | 8.1 | 2.34 | 60 | 45 | 213081128
ACIQ | N4H7T24*K*AAA* | EA*4X37L21A* | *80MSU1002120A* | 22800 | 24000 | 16 | 12.5 | 8.1 | 2.34 | 60 | 45 | 213081127
ACIQ | H4H7T24*K*AAA* | EA*4X37L21A* | *80MSU0802120A* | 22800 | 24000 | 16 | 12.5 | 8.1 | 2.34 | 60 | 44 | 213081126
ACIQ | N4H7T24*K*AAA* | EA*4X37L21A* | *80MSU0802120A* | 22800 | 24000 | 16 | 12.5 | 8.1 | 2.34 | 60 | 44 | 213081125
ACIQ | H4H7T24*K*AAA* | EA*4X37L21A* | *80MSU0601716A* | 22800 | 24000 | 16 | 12.5 | 8.1 | 2.34 | 60 | 44 | 213081124
ACIQ | N4H7T24*K*AAA* | EA*4X37L21A* | *80MSU0601716A* | 23000 | 24000 | 16.5 | 12.5 | 8.1 | 2.34 | 60 | 44 | 213081123
ACIQ | H4H7T24*K*AAA* | EA*4X37L21A* | *80MSU0401712A* | 23000 | 24000 | 16.5 | 12.5 | 8.1 | 2.34 | 60 | 45 | 213081122
ACIQ | N4H7T24*K*AAA* | EA*4X37L21A* | *80MSU0401712A* | 23200 | 24200 | 16.5 | 12 | 8.1 | 2.34 | 60 | 44 | 213081121
ACIQ | H4H7T24*K*AAA* | EA*4X37L17A* | *80MSU0601716A* | 23200 | 24200 | 16.5 | 12.5 | 8.1 | 2.34 | 60 | 45 | 213081116
ACIQ | H4H7T24*K*AAA* | EA*4X25L17A* | *80MSU0601716A* | 23400 | 24400 | 17 | 12.5 | 8.1 | 2.38 | 60 | 44 | 213081074
ECOTEMP | W4H5S42*K*AAA* | WBGL604BD |  | 41000 | 42000 | 15.5 | 12.5 | 8.1 | 2.3 | 61 | 49 | 213307849
GRANDAIRE | W4H5S42*K*AAA* | WBGL604BD |  | 41000 | 42000 | 15.5 | 12.5 | 8.1 | 2.3 | 61 | 49 | 213307848
COMFORTMAKER | C4H7T48*K*AAA* | F5MA4*48L*C* |  | 46500 | 47500 | 16 | 12.5 | 8.1 | 2.34 | 62 | 51 | 213310418
ARCOAIRE | H4H7T48*K*AAA* | F5MA4*48L*C* |  | 46500 | 47500 | 16 | 12.5 | 8.1 | 2.34 | 62 | 51 | 213310417
AIRQUEST | H4H7T48*K*AAA* | F5MA4*48L*C* |  | 46500 | 47500 | 16 | 12.5 | 8.1 | 2.34 | 62 | 51 | 213310416
HEIL | H4H7T48*K*AAA* | F5MA4*48L*C* |  | 46500 | 47500 | 16 | 12.5 | 8.1 | 2.34 | 62 | 51 | 213310415
TEMPSTAR | N4H7T48*K*AAA* | F5MA4*48L*C* |  | 46500 | 47500 | 16 | 12.5 | 8.1 | 2.34 | 62 | 51 | 213310414
MARATHERM | N4H7T48*K*AAA* | F5MA4*48L*C* |  | 46500 | 47500 | 16 | 12.5 | 8.1 | 2.34 | 62 | 51 | 213310413
KENMORE | N4H7T48*K*AAA* | F5MA4*48L*C* |  | 46500 | 47500 | 16 | 12.5 | 8.1 | 2.34 | 62 | 51 | 213310412
KEEPRITE | N4H7T48*K*AAA* | F5MA4*48L*C* |  | 46500 | 47500 | 16 | 12.5 | 8.1 | 2.34 | 62 | 51 | 213310411
DAY & NIGHT | N4H7T48*K*AAA* | F5MA4*48L*C* |  | 46500 | 47500 | 16 | 12.5 | 8.1 | 2.34 | 62 | 51 | 213310410
COMFORTMAKER | N4H7T48*K*AAA* | F5MA4*48L*C* |  | 46500 | 47500 | 16 | 12.5 | 8.1 | 2.34 | 62 | 51 | 213310409
ARCOAIRE | N4H7T48*K*AAA* | F5MA4*48L*C* |  | 46500 | 47500 | 16 | 12.5 | 8.1 | 2.34 | 62 | 51 | 213310408
AIRQUEST | N4H7T48*K*AAA* | F5MA4*48L*C* |  | 46500 | 47500 | 16 | 12.5 | 8.1 | 2.34 | 62 | 51 | 213310407
HEIL | N4H7T48*K*AAA* | F5MA4*48L*C* |  | 46500 | 47500 | 16 | 12.5 | 8.1 | 2.34 | 62 | 51 | 213310406
BRYANT HEATING AND COOLING SYSTEMS | PH7TAN448**AA* | F54AA*C48L* |  | 46500 | 47500 | 16 | 12.5 | 8.1 | 2.34 | 62 | 51 | 213310405
BRYANT HEATING AND COOLING SYSTEMS | GH7TAN448**AA* | F54AA*C48L* |  | 46500 | 47500 | 16 | 12.5 | 8.1 | 2.34 | 62 | 51 | 213310404
CARRIER | GH7TAN448**AA* | F54AA*C48L* |  | 46500 | 47500 | 16 | 12.5 | 8.1 | 2.34 | 62 | 51 | 213310402
CARRIER | 25TPA748A**30* | F54AA*C48L* |  | 46500 | 47500 | 16 | 12.5 | 8.1 | 2.34 | 62 | 51 | 213310401
KENMORE | (C,H,T)4H7T36*K*AAA* | F5MA4*36L*B* |  | 34400 | 35400 | 15.2 | 11.7 | 8.1 | 2.18 | 62 | 51 | 213310399
KEEPRITE | C4H7T36*K*AAA* | F5MA4*36L*B* |  | 34400 | 35400 | 15.2 | 11.7 | 8.1 | 2.18 | 62 | 51 | 213310398
DAY & NIGHT | C4H7T36*K*AAA* | F5MA4*36L*B* |  | 34400 | 35400 | 15.2 | 11.7 | 8.1 | 2.18 | 62 | 51 | 213310397
COMFORTMAKER | C4H7T36*K*AAA* | F5MA4*36L*B* |  | 34400 | 35400 | 15.2 | 11.7 | 8.1 | 2.18 | 62 | 51 | 213310396
ARCOAIRE | H4H7T36*K*AAA* | F5MA4*36L*B* |  | 34400 | 35400 | 15.2 | 11.7 | 8.1 | 2.18 | 62 | 51 | 213310395
AIRQUEST | H4H7T36*K*AAA* | F5MA4*36L*B* |  | 34400 | 35400 | 15.2 | 11.7 | 8.1 | 2.18 | 62 | 51 | 213310394
HEIL | H4H7T36*K*AAA* | F5MA4*36L*B* |  | 34400 | 35400 | 15.2 | 11.7 | 8.1 | 2.18 | 62 | 51 | 213310393
TEMPSTAR | N4H7T36*K*AAA* | F5MA4*36L*B* |  | 34400 | 35400 | 15.2 | 11.7 | 8.1 | 2.18 | 62 | 51 | 213310392
MARATHERM | N4H7T36*K*AAA* | F5MA4*36L*B* |  | 34400 | 35400 | 15.2 | 11.7 | 8.1 | 2.18 | 62 | 51 | 213310391
KENMORE | N4H7T36*K*AAA* | F5MA4*36L*B* |  | 34400 | 35400 | 15.2 | 11.7 | 8.1 | 2.18 | 62 | 51 | 213310390
KEEPRITE | N4H7T36*K*AAA* | F5MA4*36L*B* |  | 34400 | 35400 | 15.2 | 11.7 | 8.1 | 2.18 | 62 | 51 | 213310389
DAY & NIGHT | N4H7T36*K*AAA* | F5MA4*36L*B* |  | 34400 | 35400 | 15.2 | 11.7 | 8.1 | 2.18 | 62 | 51 | 213310388
COMFORTMAKER | N4H7T36*K*AAA* | F5MA4*36L*B* |  | 34400 | 35400 | 15.2 | 11.7 | 8.1 | 2.18 | 62 | 51 | 213310387
ARCOAIRE | N4H7T36*K*AAA* | F5MA4*36L*B* |  | 34400 | 35400 | 15.2 | 11.7 | 8.1 | 2.18 | 62 | 51 | 213310386
AIRQUEST | N4H7T36*K*AAA* | F5MA4*36L*B* |  | 34400 | 35400 | 15.2 | 11.7 | 8.1 | 2.18 | 62 | 51 | 213310385
HEIL | N4H7T36*K*AAA* | F5MA4*36L*B* |  | 34400 | 35400 | 15.2 | 11.7 | 8.1 | 2.18 | 62 | 51 | 213310384
BRYANT HEATING AND COOLING SYSTEMS | PH7TAN436**AA* | F54AA*B36L* |  | 34400 | 35400 | 15.2 | 11.7 | 8.1 | 2.18 | 62 | 51 | 213310383
BRYANT HEATING AND COOLING SYSTEMS | GH7TAN436**AA* | F54AA*B36L* |  | 34400 | 35400 | 15.2 | 11.7 | 8.1 | 2.18 | 62 | 51 | 213310382
CARRIER | GH7TAN436**AA* | F54AA*B36L* |  | 34400 | 35400 | 15.2 | 11.7 | 8.1 | 2.18 | 62 | 51 | 213310380
TEMPSTAR | T4H7T24*K*AAA* | F5MA4*24L*B* |  | 23000 | 24200 | 15.5 | 12.5 | 8.1 | 2.3 | 60 | 45 | 213310378
KENMORE | (C,H,T)4H7T24*K*AAA* | F5MA4*24L*B* |  | 23000 | 24200 | 15.5 | 12.5 | 8.1 | 2.3 | 60 | 45 | 213310377
KEEPRITE | C4H7T24*K*AAA* | F5MA4*24L*B* |  | 23000 | 24200 | 15.5 | 12.5 | 8.1 | 2.3 | 60 | 45 | 213310376
DAY & NIGHT | C4H7T24*K*AAA* | F5MA4*24L*B* |  | 23000 | 24200 | 15.5 | 12.5 | 8.1 | 2.3 | 60 | 45 | 213310375
COMFORTMAKER | C4H7T24*K*AAA* | F5MA4*24L*B* |  | 23000 | 24200 | 15.5 | 12.5 | 8.1 | 2.3 | 60 | 45 | 213310374
ARCOAIRE | H4H7T24*K*AAA* | F5MA4*24L*B* |  | 23000 | 24200 | 15.5 | 12.5 | 8.1 | 2.3 | 60 | 45 | 213310373
AIRQUEST | H4H7T24*K*AAA* | F5MA4*24L*B* |  | 23000 | 24200 | 15.5 | 12.5 | 8.1 | 2.3 | 60 | 45 | 213310372
HEIL | H4H7T24*K*AAA* | F5MA4*24L*B* |  | 23000 | 24200 | 15.5 | 12.5 | 8.1 | 2.3 | 60 | 45 | 213310371
TEMPSTAR | N4H7T24*K*AAA* | F5MA4*24L*B* |  | 23000 | 24200 | 15.5 | 12.5 | 8.1 | 2.3 | 60 | 45 | 213310370
MARATHERM | N4H7T24*K*AAA* | F5MA4*24L*B* |  | 23000 | 24200 | 15.5 | 12.5 | 8.1 | 2.3 | 60 | 45 | 213310369
KENMORE | N4H7T24*K*AAA* | F5MA4*24L*B* |  | 23000 | 24200 | 15.5 | 12.5 | 8.1 | 2.3 | 60 | 45 | 213310368
KEEPRITE | N4H7T24*K*AAA* | F5MA4*24L*B* |  | 23000 | 24200 | 15.5 | 12.5 | 8.1 | 2.3 | 60 | 45 | 213310367
DAY & NIGHT | N4H7T24*K*AAA* | F5MA4*24L*B* |  | 23000 | 24200 | 15.5 | 12.5 | 8.1 | 2.3 | 60 | 45 | 213310366
COMFORTMAKER | N4H7T24*K*AAA* | F5MA4*24L*B* |  | 23000 | 24200 | 15.5 | 12.5 | 8.1 | 2.3 | 60 | 45 | 213310365
ARCOAIRE | N4H7T24*K*AAA* | F5MA4*24L*B* |  | 23000 | 24200 | 15.5 | 12.5 | 8.1 | 2.3 | 60 | 45 | 213310364
AIRQUEST | N4H7T24*K*AAA* | F5MA4*24L*B* |  | 23000 | 24200 | 15.5 | 12.5 | 8.1 | 2.3 | 60 | 45 | 213310363
HEIL | N4H7T24*K*AAA* | F5MA4*24L*B* |  | 23000 | 24200 | 15.5 | 12.5 | 8.1 | 2.3 | 60 | 45 | 213310362
BRYANT HEATING AND COOLING SYSTEMS | PH7TAN424**AA* | F54AA*B24L* |  | 23000 | 24200 | 15.5 | 12.5 | 8.1 | 2.3 | 60 | 45 | 213310361
BRYANT HEATING AND COOLING SYSTEMS | GH7TAN424**AA* | F54AA*B24L* |  | 23000 | 24200 | 15.5 | 12.5 | 8.1 | 2.3 | 60 | 45 | 213310360
CARRIER | GH7TAN424**AA* | F54AA*B24L* |  | 23000 | 24200 | 15.5 | 12.5 | 8.1 | 2.3 | 60 | 45 | 213310358
CARRIER | 25TPA724A**30* | F54AA*B24L* |  | 23000 | 24200 | 15.5 | 12.5 | 8.1 | 2.3 | 60 | 45 | 213310357
ECOTEMP | W4H7T36*K*AAA* | WBGL484BC |  | 35400 | 35600 | 16.5 | 12.5 | 8.1 | 2.26 | 62 | 50 | 213307857
GRANDAIRE | W4H7T36*K*AAA* | WBGL484BC |  | 35400 | 35600 | 16.5 | 12.5 | 8.1 | 2.26 | 62 | 50 | 213307856
ECOTEMP | W4H5S60*K*AAA* | WBGL604BD |  | 57000 | 56000 | 15.2 | 12.5 | 8.1 | 2.34 | 63 | 49 | 213307853
GRANDAIRE | W4H5S60*K*AAA* | WBGL604BD |  | 57000 | 56000 | 15.2 | 12.5 | 8.1 | 2.34 | 63 | 49 | 213307852
TEMPSTAR | T4H7T60*K*AAA* | F5MA4*60L*D* |  | 57000 | 60000 | 16 | 12 | 8.1 | 2.34 | 63 | 51 | 213310444
KENMORE | (C,H,T)4H7T60*K*AAA* | F5MA4*60L*D* |  | 57000 | 60000 | 16 | 12 | 8.1 | 2.34 | 63 | 51 | 213310443
KEEPRITE | C4H7T60*K*AAA* | F5MA4*60L*D* |  | 57000 | 60000 | 16 | 12 | 8.1 | 2.34 | 63 | 51 | 213310442
COMFORTMAKER | C4H7T60*K*AAA* | F5MA4*60L*D* |  | 57000 | 60000 | 16 | 12 | 8.1 | 2.34 | 63 | 51 | 213310440
ARCOAIRE | H4H7T60*K*AAA* | F5MA4*60L*D* |  | 57000 | 60000 | 16 | 12 | 8.1 | 2.34 | 63 | 51 | 213310439
AIRQUEST | H4H7T60*K*AAA* | F5MA4*60L*D* |  | 57000 | 60000 | 16 | 12 | 8.1 | 2.34 | 63 | 51 | 213310438
HEIL | H4H7T60*K*AAA* | F5MA4*60L*D* |  | 57000 | 60000 | 16 | 12 | 8.1 | 2.34 | 63 | 51 | 213310437
TEMPSTAR | N4H7T60*K*AAA* | F5MA4*60L*D* |  | 57000 | 60000 | 16 | 12 | 8.1 | 2.34 | 63 | 51 | 213310436
MARATHERM | N4H7T60*K*AAA* | F5MA4*60L*D* |  | 57000 | 60000 | 16 | 12 | 8.1 | 2.34 | 63 | 51 | 213310435
KENMORE | N4H7T60*K*AAA* | F5MA4*60L*D* |  | 57000 | 60000 | 16 | 12 | 8.1 | 2.34 | 63 | 51 | 213310434
KEEPRITE | N4H7T60*K*AAA* | F5MA4*60L*D* |  | 57000 | 60000 | 16 | 12 | 8.1 | 2.34 | 63 | 51 | 213310433
DAY & NIGHT | N4H7T60*K*AAA* | F5MA4*60L*D* |  | 57000 | 60000 | 16 | 12 | 8.1 | 2.34 | 63 | 51 | 213310432
COMFORTMAKER | N4H7T60*K*AAA* | F5MA4*60L*D* |  | 57000 | 60000 | 16 | 12 | 8.1 | 2.34 | 63 | 51 | 213310431
ARCOAIRE | N4H7T60*K*AAA* | F5MA4*60L*D* |  | 57000 | 60000 | 16 | 12 | 8.1 | 2.34 | 63 | 51 | 213310430
AIRQUEST | N4H7T60*K*AAA* | F5MA4*60L*D* |  | 57000 | 60000 | 16 | 12 | 8.1 | 2.34 | 63 | 51 | 213310429
HEIL | N4H7T60*K*AAA* | F5MA4*60L*D* |  | 57000 | 60000 | 16 | 12 | 8.1 | 2.34 | 63 | 51 | 213310428
BRYANT HEATING AND COOLING SYSTEMS | PH7TAN460**AA* | F54AA*D60L* |  | 57000 | 60000 | 16 | 12 | 8.1 | 2.34 | 63 | 51 | 213310427
BRYANT HEATING AND COOLING SYSTEMS | GH7TAN460**AA* | F54AA*D60L* |  | 57000 | 60000 | 16 | 12 | 8.1 | 2.34 | 63 | 51 | 213310426
CARRIER | GH7TAN460**AA* | F54AA*D60L* |  | 57000 | 60000 | 16 | 12 | 8.1 | 2.34 | 63 | 51 | 213310424
CARRIER | 25TPA760A**30* | F54AA*D60L* |  | 57000 | 60000 | 16 | 12 | 8.1 | 2.34 | 63 | 51 | 213310423
KENMORE | (C,H,T)4H7T48*K*AAA* | F5MA4*48L*C* |  | 46500 | 47500 | 16 | 12.5 | 8.1 | 2.34 | 62 | 51 | 213310421
DAY & NIGHT | C4H7T48*K*AAA* | F5MA4*48L*C* |  | 46500 | 47500 | 16 | 12.5 | 8.1 | 2.34 | 62 | 51 | 213310419
BRYANT HEATING AND COOLING SYSTEMS | PH5SAN442**AA* | PF4TNBD60L* |  | 41000 | 42000 | 15.5 | 12.5 | 8.1 | 2.3 | 61 | 49 | 213310692
BRYANT HEATING AND COOLING SYSTEMS | GH7TAN448**AA* | PF4TNXC48L* |  | 45500 | 47000 | 16.5 | 12.5 | 8.1 | 2.3 | 63 | 50 | 213310686
BRYANT HEATING AND COOLING SYSTEMS | GH7TAN436**AA* | PF4TNXC48L* |  | 35400 | 35600 | 16.5 | 12.5 | 8.1 | 2.26 | 62 | 50 | 213310685
BRYANT HEATING AND COOLING SYSTEMS | PH7TAN448**AA* | PF4TNXC48L* |  | 45500 | 47000 | 16.5 | 12.5 | 8.1 | 2.3 | 63 | 50 | 213310677
BRYANT HEATING AND COOLING SYSTEMS | PH7TAN436**AA* | PF4TNXC48L* |  | 35400 | 35600 | 16.5 | 12.5 | 8.1 | 2.26 | 62 | 50 | 213310676
BRYANT HEATING AND COOLING SYSTEMS | 215SAN060**AA* | PF4TNBD60L* |  | 57000 | 56000 | 15.2 | 12.5 | 8.1 | 2.34 | 63 | 49 | 213310668
BRYANT HEATING AND COOLING SYSTEMS | 215SAN042**AA* | PF4TNBD60L* |  | 41000 | 42000 | 15.5 | 12.5 | 8.1 | 2.3 | 61 | 49 | 213310666
BRYANT HEATING AND COOLING SYSTEMS | 225SAN042**AA* | PF4TNBD60L* |  | 41000 | 42000 | 15.5 | 12.5 | 8.1 | 2.3 | 61 | 49 | 213310715
BRYANT HEATING AND COOLING SYSTEMS | GH7TAN424**AA* | PF4TNXB24L* |  | 23200 | 23400 | 16.5 | 12.5 | 8.1 | 2.36 | 63 | 47 | 213310732
BRYANT HEATING AND COOLING SYSTEMS | GH5SAN460**AA* | PF4TNBD60L* |  | 57000 | 56000 | 15.2 | 12.5 | 8.1 | 2.34 | 63 | 49 | 213310730
BRYANT HEATING AND COOLING SYSTEMS | GH5SAN442**AA* | PF4TNBD60L* |  | 41000 | 42000 | 15.5 | 12.5 | 8.1 | 2.3 | 61 | 49 | 213310728
ACIQ | HVH837GKA2* | EA*4X48L24A*+WALLCON | *96CTN1002122A* | 32400 | 32600 | 17.5 | 11.7 | 8.5 | 2 | 96 | 76 | 213080944
ACIQ | HVH837GKA2* | EA*4X48L24A*+WALLCON | *97CMN1202422A* | 32200 | 32600 | 17.5 | 11.7 | 8.5 | 1.98 | 96 | 77 | 213080943
ACIQ | HVH837GKA2* | EA*4X48L24A*+WALLCON | *97CMN1002122A* | 32400 | 32600 | 17.5 | 11.7 | 8.5 | 2 | 96 | 76 | 213080942
ACIQ | HVH837GKA2* | EA*4X48L24A*+WALLCON | *96CTN1202422A* | 32400 | 32400 | 17.5 | 11.7 | 8.5 | 2 | 97 | 77 | 213080941
ACIQ | HVH837GKA2* | EA*4X48L24A*+WALLCON | *80CTL1352422A* | 32400 | 32400 | 17.5 | 11.7 | 8.5 | 2 | 97 | 77 | 213080940
ACIQ | HVH837GKA2* | EA*4X48L24A*+WALLCON | *80CTL0902120A* | 32400 | 32600 | 17.5 | 11.7 | 8.5 | 1.98 | 96 | 77 | 213080939
ACIQ | HVH837GKA2* | EA*4X48L21A*+WALLCON | *80CTL0901716A* | 32400 | 32600 | 18 | 11.7 | 8.5 | 2 | 96 | 76 | 213080938
ACIQ | HVH837GKA2* | EA*4X48L21A*+WALLCON | *96CTN1002122A* | 32400 | 32600 | 17.5 | 11.7 | 8.5 | 1.98 | 96 | 77 | 213080937
ACIQ | HVH837GKA2* | EA*4X48L21A*+WALLCON | *97CMN1002122A* | 32400 | 32600 | 17.5 | 11.7 | 8.5 | 1.98 | 96 | 77 | 213080936
ACIQ | HVH837GKA2* | EA*4X48L21A*+WALLCON | *80CTL0902120A* | 32200 | 32600 | 17.5 | 11.7 | 8.5 | 1.98 | 96 | 77 | 213080935
ACIQ | HVH837GKA2* | EA*4X43L21A*+WALLCON | *80CTL0901716A* | 33000 | 32800 | 18 | 11.7 | 8.5 | 2 | 97 | 76 | 213080934
ACIQ | HVH837GKA2* | EA*4X43L21A*+WALLCON | *96CTN1002122A* | 33000 | 33000 | 17.5 | 11.7 | 8.5 | 2 | 96 | 76 | 213080933
ACIQ | HVH837GKA2* | EA*4X43L21A*+WALLCON | *97CMN1002122A* | 33000 | 33000 | 17.5 | 11.7 | 8.5 | 2 | 96 | 76 | 213080932
ACIQ | HVH837GKA2* | EA*4X43L21A*+WALLCON | *80CTL0902120A* | 32800 | 33000 | 17.5 | 11.7 | 8.5 | 2 | 96 | 76 | 213080931
ACIQ | HVH837GKA2* | EA*4X43L21A*+WALLCON | *80CTL0701716A* | 32800 | 33000 | 17.5 | 11.7 | 8.5 | 1.98 | 97 | 76 | 213080930
ACIQ | HVH837GKA2* | EA*4X42L21A*+WALLCON | *80CTL0901716A* | 31800 | 33000 | 17.5 | 11.7 | 8.5 | 1.9 | 95 | 74 | 213080929
ACIQ | HVH837GKA2* | EA*4X37L21A*+WALLCON | *80CTL0901716A* | 33000 | 32800 | 18 | 11.7 | 8.5 | 2 | 97 | 76 | 213080928
ACIQ | HVH837GKA2* | EA*4X37L21A*+WALLCON | *96CTN1002122A* | 33000 | 33000 | 17.5 | 11.7 | 8.5 | 2 | 96 | 76 | 213080927
ACIQ | HVH837GKA2* | EA*4X37L21A*+WALLCON | *97CMN1002122A* | 33000 | 33000 | 17.5 | 11.7 | 8.5 | 2 | 96 | 76 | 213080926
ACIQ | HVH837GKA2* | EA*4X37L21A*+WALLCON | *80CTL0902120A* | 32800 | 33000 | 17.5 | 11.7 | 8.5 | 1.98 | 96 | 76 | 213080925
ACIQ | HVH825GKA3* | EA*4X37L21A*+WALLCON | *80CTL0901716A* | 24600 | 21000 | 17.5 | 11.7 | 8.5 | 2.04 | 97 | 79 | 213080923
ACIQ | HVH837GKA** | EN(A,D,W)4X48L21**+WALLCON | *95CSU1002122A* | 32400 | 32800 | 17.5 | 11.7 | 8.1 | 1.98 | 96 | 75 | 213080922
ACIQ | HVH837GKA** | EN(A,D,W)4X48L21**+WALLCON | *95CSU0802120A* | 32400 | 32800 | 17.5 | 11.7 | 8.1 | 1.96 | 96 | 76 | 213080921
ACIQ | HVH837GKA** | EA*4X43L21A*+WALLCON | *80CTL0901716A* | 33000 | 32800 | 18 | 11.7 | 8.5 | 2 | 97 | 76 | 213080920
ACIQ | HVH837GKA** | EA*4X43L21A*+WALLCON | *96CTN1002122A* | 33000 | 33000 | 17.5 | 11.7 | 8.5 | 2 | 96 | 76 | 213080919
ACIQ | HVH837GKA** | EA*4X43L21A*+WALLCON | *97CMN1002122A* | 33000 | 33000 | 17.5 | 11.7 | 8.5 | 2 | 96 | 76 | 213080918
ACIQ | HVH837GKA** | EA*4X43L21A*+WALLCON | *80CTL0902120A* | 32800 | 33000 | 17.5 | 11.7 | 8.5 | 2 | 96 | 76 | 213080917
ACIQ | HVH837GKA** | EA*4X43L21A*+WALLCON | *80CTL0701716A* | 32800 | 33000 | 17.5 | 11.7 | 8.5 | 1.98 | 97 | 76 | 213080916
ACIQ | HVH837GKA** | EA*4X37L21A*+WALLCON | *80CTL0901716A* | 33000 | 32800 | 18 | 11.7 | 8.5 | 2 | 97 | 76 | 213080915
ACIQ | HVH837GKA** | EA*4X37L21A*+WALLCON | *96CTN1002122A* | 33000 | 33000 | 17.5 | 11.7 | 8.5 | 2 | 96 | 76 | 213080914
ACIQ | HVH837GKA** | EA*4X37L21A*+WALLCON | *97CMN1002122A* | 33000 | 33000 | 17.5 | 11.7 | 8.5 | 2 | 96 | 76 | 213080913
ACIQ | HVH837GKA** | EA*4X37L21A*+WALLCON | *80CTL0902120A* | 32800 | 33000 | 17.5 | 11.7 | 8.5 | 1.98 | 96 | 76 | 213080912
ACIQ | HVH825GKA2* | EA*4X37L21A*+WALLCON | *80CTL0901716A* | 24600 | 21000 | 17.5 | 11.7 | 8.5 | 2.04 | 97 | 79 | 213080911
ACIQ | HVH837GKA** | EN(A,D)4X48L24**+WALLCON | *96CTN1002122A* | 32400 | 33000 | 17.5 | 11.7 | 8.1 | 1.96 | 95 | 75 | 213080909
ACIQ | HVH837GKA** | EN(A,D)4X48L24**+WALLCON | *97CMN1002122A* | 32400 | 33000 | 17.5 | 11.7 | 8.1 | 1.96 | 95 | 75 | 213080908
ACIQ | HVH837GKA** | EN(A,D)4X48L24**+WALLCON | *96CTN1202422A* | 32400 | 32800 | 17.5 | 11.7 | 8.1 | 1.96 | 96 | 76 | 213080907
ACIQ | HVH837GKA** | EN(A,D)4X48L24**+WALLCON | *80CTL1352422A* | 32400 | 32800 | 17.5 | 11.7 | 8.1 | 1.98 | 96 | 76 | 213080906
ACIQ | HVH837GKA** | EN(A,D)4X48L24**+WALLCON | *80CTL0902120A* | 32400 | 33000 | 17.5 | 11.7 | 8.1 | 1.96 | 96 | 75 | 213080905
ACIQ | HVH837GKA** | EN(A,D,W)4X48L21**+WALLCON | *80CTL0901716A* | 32400 | 32800 | 18 | 11.7 | 8.1 | 1.98 | 96 | 76 | 213080904
ACIQ | HVH837GKA** | EN(A,D,W)4X48L21**+WALLCON | *96CTN1002122A* | 32400 | 33000 | 17.5 | 11.7 | 8.1 | 1.96 | 95 | 75 | 213080903
ACIQ | HVH837GKA** | EN(A,D,W)4X48L21**+WALLCON | *97CMN1002122A* | 32400 | 33000 | 17.5 | 11.7 | 8.1 | 1.96 | 95 | 75 | 213080902
ACIQ | HVH837GKA** | EN(A,D,W)4X48L21**+WALLCON | *80CTL0902120A* | 32400 | 33000 | 17.5 | 11.7 | 8.1 | 1.96 | 96 | 75 | 213080901
ACIQ | HVH837GKA** | END4X42L17**+WALLCON | *80CTL0901716A* | 32200 | 33000 | 17.5 | 11.7 | 8.1 | 1.92 | 95 | 75 | 213080900
ACIQ | HVH837GKA** | EA*4X48L24A*+WALLCON | *96CTN1002122A* | 32400 | 32600 | 17.5 | 11.7 | 8.5 | 2 | 96 | 76 | 213080899
ACIQ | HVH837GKA** | EA*4X48L24A*+WALLCON | *97CMN1202422A* | 32200 | 32600 | 17.5 | 11.7 | 8.5 | 1.98 | 96 | 77 | 213080898
ACIQ | HVH837GKA** | EA*4X48L24A*+WALLCON | *97CMN1002122A* | 32400 | 32600 | 17.5 | 11.7 | 8.5 | 2 | 96 | 76 | 213080897
ACIQ | HVH837GKA** | EA*4X48L24A*+WALLCON | *96CTN1202422A* | 32400 | 32400 | 17.5 | 11.7 | 8.5 | 2 | 97 | 77 | 213080896
ACIQ | HVH837GKA** | EA*4X48L24A*+WALLCON | *80CTL1352422A* | 32400 | 32400 | 17.5 | 11.7 | 8.5 | 2 | 97 | 77 | 213080895
ACIQ | HVH837GKA** | EA*4X48L24A*+WALLCON | *80CTL0902120A* | 32400 | 32600 | 17.5 | 11.7 | 8.5 | 1.98 | 96 | 77 | 213080894
ACIQ | HVH837GKA** | EA*4X48L21A*+WALLCON | *80CTL0901716A* | 32400 | 32600 | 18 | 11.7 | 8.5 | 2 | 96 | 76 | 213080893
ACIQ | HVH837GKA** | EA*4X48L21A*+WALLCON | *96CTN1002122A* | 32400 | 32600 | 17.5 | 11.7 | 8.5 | 1.98 | 96 | 77 | 213080892
ACIQ | HVH837GKA** | EA*4X48L21A*+WALLCON | *97CMN1002122A* | 32400 | 32600 | 17.5 | 11.7 | 8.5 | 1.98 | 96 | 77 | 213080891
ACIQ | HVH837GKA** | EA*4X48L21A*+WALLCON | *80CTL0902120A* | 32200 | 32600 | 17.5 | 11.7 | 8.5 | 1.98 | 96 | 77 | 213080890
ACIQ | HVH837GKA** | EA*4X42L21A*+WALLCON | *80CTL0901716A* | 31800 | 33000 | 17.5 | 11.7 | 8.5 | 1.9 | 95 | 74 | 213080889
SURE | SP15AZ30AJ2N | TCFZ3617STANM | S802VA075317M | 28400 | 28400 | 15.2 | 11.7 | 8.1 | 2.1 | 69 | 55 | 212387215
RUSSELL | SP15AZ30AJ2N | TCFZ3617STANM | S802VA075317M | 28400 | 28400 | 15.2 | 11.7 | 8.1 | 2.1 | 69 | 55 | 212387214
SURE | SP15AZ18AJ2N | TCFZ2417STANM | S802VA050317M | 17100 | 17100 | 15.2 | 11.7 | 8.1 | 2.1 | 70 | 54 | 212387206
RUSSELL | SP15AZ24AJ2N | TCFZ2417STANM | S802VA075317M | 22800 | 22800 | 15.2 | 11.7 | 8.1 | 2.3 | 69 | 54 | 212387212
SURE | SP15AZ30AJ2N | TCFZ3617STANM | S802VA050317M | 28400 | 28400 | 15.2 | 11.7 | 8.1 | 2.1 | 70 | 56 | 212387211
RUSSELL | SP15AZ24AJ2N | TCFZ2417STANM | S802VA050317M | 22800 | 22800 | 15.2 | 11.7 | 8.1 | 2.2 | 68 | 54 | 212387208
SURE | SP15AZ24AJ2N | TCFZ2417STANM | S802VA050317M | 22800 | 22800 | 15.2 | 11.7 | 8.1 | 2.2 | 68 | 54 | 212387209
RUSSELL | SP15AZ18AJ2N | TCFZ2417STANM | S802VA050317M | 17100 | 17100 | 15.2 | 11.7 | 8.1 | 2.1 | 70 | 54 | 212387207
RUSSELL | SP15AZ42AJ2N | TCFZ4821STANM | S802V1005A21DZ | 40000 | 40000 | 15.2 | 11.7 | 8.1 | 2.4 | 72 | 58 | 212387204
RUSSELL | SP15AZ30AJ2N | TCFZ3617STANM | S802VA050317M | 28400 | 28400 | 15.2 | 11.7 | 8.1 | 2.1 | 70 | 56 | 212387210
SURE | SP15AZ42AJ2N | TCFZ4821STANM | S802V1005A21DZ | 40000 | 40000 | 15.2 | 11.7 | 8.1 | 2.4 | 72 | 58 | 212387205
SURE | SP15AZ36AJ2N | TCFZ3617STANM | S802V1004A17UH | 34000 | 34000 | 15.2 | 11.7 | 8.1 | 2.2 | 73 | 58 | 212387203
RUSSELL | SP15AZ36AJ2N | TCFZ3617STANM | S802V1004A17UH | 34000 | 34000 | 15.2 | 11.7 | 8.1 | 2.2 | 73 | 58 | 212387202
RUSSELL | SP15AZ36AJ2N | TCFZ3617STANM | S802V0754A17UH | 33800 | 33800 | 15.2 | 11.7 | 8.1 | 2.2 | 73 | 58 | 212387199
SURE | SP15AZ30AJ2N | TCFZ3617STANM | S802V1004A17UH | 28400 | 28400 | 15.2 | 11.7 | 8.1 | 2.1 | 70 | 56 | 212387200
RUSSELL | SP15AZ30AJ2N | TCFZ3617STANM | S802V1004A17UH | 28400 | 28400 | 15.2 | 11.7 | 8.1 | 2.1 | 70 | 56 | 212387201
RUSSELL | SP15AZ24AJ2N | TCFZ2417STANM | S802V0754A17UH | 22800 | 22800 | 15.2 | 11.7 | 8.1 | 2.2 | 69 | 55 | 212387195
SURE | SP15AZ36AJ2N | TCFZ3617STANM | S802V0754A17UH | 33800 | 33800 | 15.2 | 11.7 | 8.1 | 2.2 | 73 | 58 | 212387198
SURE | SP15AZ30AJ2N | TCFZ3617STANM | S802V0754A17UH | 28400 | 28400 | 15.2 | 11.7 | 8.1 | 2.1 | 70 | 56 | 212387197
RUSSELL | SP15AZ30AJ2N | TCFZ3617STANM | S802V0754A17UH | 28400 | 28400 | 15.2 | 11.7 | 8.1 | 2.1 | 70 | 56 | 212387196
SURE | SP15AZ24AJ2N | TCFZ2417STANM | S802V0754A17UH | 22800 | 22800 | 15.2 | 11.7 | 8.1 | 2.2 | 69 | 55 | 212387194
RUSSELL | SP15AZ30AJ2N | TCFZ3617STANM | S802V0754A17DZ | 28400 | 28400 | 15.2 | 11.7 | 8.1 | 2.1 | 71 | 56 | 212387182
SURE | SP15AZ30AJ2N | TCFZ3617STANM | S802V0754A17DZ | 28400 | 28400 | 15.2 | 11.7 | 8.1 | 2.1 | 71 | 56 | 212387184
RUSSELL | SP15AZ30AJ2N | TCFZ3617STANM | S802V0503A14UH | 28400 | 28400 | 15.2 | 11.7 | 8.1 | 2.1 | 70 | 56 | 212387171
SURE | SP15AZ30AJ2N | TCFZ3617STANM | S802V0503A14UH | 28400 | 28400 | 15.2 | 11.7 | 8.1 | 2.1 | 70 | 56 | 212387170
SURE | SP15AZ30AJ2N | TCFZ3617STANM | S802V0503A14DZ | 28400 | 28400 | 15.2 | 11.7 | 8.1 | 2.1 | 71 | 57 | 212387166
RUSSELL | SP15AZ30AJ2N | TCFZ3617STANM | S802V0503A14DZ | 28400 | 28400 | 15.2 | 11.7 | 8.1 | 2.1 | 71 | 57 | 212387167
SURE | SP15AZ24AJ2N | TCFZ2417STANM | S802V0503A14UH | 22800 | 22800 | 15.2 | 11.7 | 8.1 | 2.2 | 69 | 55 | 212387169
RUSSELL | SP15AZ24AJ2N | TCFZ2417STANM | S802V0503A14UH | 22800 | 22800 | 15.2 | 11.7 | 8.1 | 2.2 | 69 | 55 | 212387168
SURE | SP15AZ24AJ2N | TCFZ2417STANM | S802V0503A14DZ | 22800 | 22800 | 15.2 | 11.7 | 8.1 | 2.3 | 69 | 55 | 212387165
RUSSELL | SP15AZ24AJ2N | TCFZ2417STANM | S802V0503A14DZ | 22800 | 22800 | 15.2 | 11.7 | 8.1 | 2.3 | 69 | 55 | 212387164
RUSSELL | SP15AZ18AJ2N | TCFZ2417STANM | S802V0503A14DZ | 17100 | 17100 | 15.2 | 11.7 | 8.1 | 2.1 | 70 | 54 | 212387163
SURE | SP15AZ18AJ2N | TCFZ2417STANM | S802V0503A14DZ | 17100 | 17100 | 15.2 | 11.7 | 8.1 | 2.1 | 70 | 54 | 212387162
SURE | SP15AZ30AJ2N | TCFZ3617STANM | S801VA070417M | 28400 | 28400 | 15.2 | 11.7 | 8.1 | 2.1 | 69 | 55 | 212387161
RUSSELL | SP15AZ30AJ2N | TCFZ3617STANM | S801VA050417M | 28400 | 28400 | 15.2 | 11.7 | 8.1 | 2.1 | 69 | 55 | 212387157
SURE | SP15AZ24AJ2N | TCFZ2417STANM | S801VA070417M | 22800 | 22800 | 15.2 | 11.7 | 8.1 | 2.3 | 69 | 54 | 212387159
RUSSELL | SP15AZ24AJ2N | TCFZ2417STANM | S801VA070417M | 22800 | 22800 | 15.2 | 11.7 | 8.1 | 2.3 | 69 | 54 | 212387158
SURE | SP15AZ30AJ2N | TCFZ3617STANM | S801VA050417M | 28400 | 28400 | 15.2 | 11.7 | 8.1 | 2.1 | 69 | 55 | 212387156
RUSSELL | SP15AZ30AJ2N | TCFZ3617STANM | S801VA070417M | 28400 | 28400 | 15.2 | 11.7 | 8.1 | 2.1 | 69 | 55 | 212387160
SURE | SP15AZ24AJ2N | TCFZ2417STANM | S801VA050417M | 22800 | 22800 | 15.2 | 11.7 | 8.1 | 2.3 | 69 | 54 | 212387155
RUSSELL | SP15AZ24AJ2N | TCFZ2417STANM | S801VA050417M | 22800 | 22800 | 15.2 | 11.7 | 8.1 | 2.3 | 69 | 54 | 212387154
RUSSELL | SP15AZ36AJ2N | TCFZ3617STANM | S801V0754A17UH | 33800 | 33800 | 15.2 | 11.7 | 8.1 | 2.2 | 73 | 58 | 212387153
SURE | SP15AZ36AJ2N | TCFZ3617STANM | S801V0754A17UH | 33800 | 33800 | 15.2 | 11.7 | 8.1 | 2.2 | 73 | 58 | 212387152
RUSSELL | SP15AZ30AJ2N | TCFZ3617STANM | S801V0754A17UH | 28400 | 28400 | 15.2 | 11.7 | 8.1 | 2.1 | 70 | 56 | 212387151
RUUD | UP18AZ36AJVC | RHMVZ6021SEACA |  | 34200 | 32000 | 20 | 12.5 | 8.5 | 2.1 | 119 | 127 | 208553291
RUUD | UP18AZ24AJVC | RHMVZ2421HEACA |  | 22800 | 22800 | 20 | 12.5 | 8.5 | 2 | 106 | 109 | 208553288
RHEEM | RP18AZ48AJVC | RHMVZ6021SEACA |  | 45000 | 40000 | 19 | 12 | 8.5 | 1.8 | 104 | 105 | 208552859
RHEEM | RP18AZ24AJVC | RHMVZ2421HEACA |  | 22800 | 22800 | 20 | 12.5 | 8.5 | 2 | 106 | 109 | 208552856
RHEEM | RP18AZ36AJVC | RHMVZ6021SEACA |  | 34200 | 32000 | 20 | 12.5 | 8.5 | 2.1 | 119 | 127 | 208552857
RHEEM | WP14AZ18AJ2N | RCFZ2417STANM | R802VA075317Z | 17100 | 17100 | 15.2 | 11.7 | 8.1 | 2.2 | 70 | 54 | 212922178
RUUD | RP14AZ18AJ2N | RCFZ2417STANM | U802VA075317Z | 17100 | 17100 | 15.2 | 11.7 | 8.1 | 2.2 | 70 | 54 | 212922177
SURE | SP14AZ18AJ2N | TCFZ2417STANM | S802VA075317Z | 17100 | 17100 | 15.2 | 11.7 | 8.1 | 2.2 | 70 | 54 | 212922176
RHEEM | RP14AZ18AJ2N | RCFZ2417STANM | R802VA075317Z | 17100 | 17100 | 15.2 | 11.7 | 8.1 | 2.2 | 70 | 54 | 212922175
RUUD | WP14AZ18AJ2N | RCFZ2417STANM | U802VA075317Z | 17100 | 17100 | 15.2 | 11.7 | 8.1 | 2.2 | 70 | 54 | 212922174
RHEEM | RP18AZ36AJVC | RCFZ6021SEAAM | R802VA100521M | 34200 | 34200 | 20 | 12.5 | 8.5 | 2.2 | 118 | 126 | 210589390
RHEEM | RP18AZ36AJVC | RCFZ6021SEAAM | R802VA075317M | 34200 | 34200 | 20 | 12.5 | 8.5 | 2.2 | 118 | 126 | 210589387
RUUD | UP18AZ48AJVC | RCFZ6021SEAAM | U802VA100521M | 44500 | 43000 | 19 | 11.7 | 8.5 | 2 | 103 | 105 | 210589354
RUUD | UP18AZ48AJVC | RCFZ6021SEAAM | U802VA100521Z | 45000 | 43000 | 19 | 11.7 | 8.5 | 2 | 103 | 105 | 210589355
SURE | SP18AZ48AJVC | TCFZ6021SEAAM | S802VA100521Z | 45000 | 43000 | 19 | 11.7 | 8.5 | 2 | 103 | 105 | 210589351
RUSSELL | SP18AZ48AJVC | TCFZ6021SEAAM | S802VA100521Z | 45000 | 43000 | 19 | 11.7 | 8.5 | 2 | 103 | 105 | 210589350
RHEEM | RP18AZ48AJVC | RCFZ6021SEAAM | R802VA100521Z | 45000 | 43000 | 19 | 11.7 | 8.5 | 2 | 103 | 105 | 210589347
RHEEM | RP18AZ48AJVC | RCFZ6021SEAAM | R802VA100521M | 44500 | 43000 | 19 | 11.7 | 8.5 | 2 | 103 | 105 | 210589346
RUUD | RP15AZ30AJ2N | RCFZ3621STANM | U98MV0603A17UPS | 28400 | 28400 | 15.2 | 11.7 | 8.1 | 2.1 | 70 | 56 | 213244162
RUUD | RP15AZ30AJ2N | RCFZ3621STANM | U802VA075317Z | 28400 | 28400 | 15.2 | 11.7 | 8.1 | 2.1 | 70 | 56 | 213244157
RUUD | RP15AZ36AJ2N | RCFZ3621STANM | U802VA075317M | 33600 | 33600 | 15.2 | 11.7 | 8.1 | 2.2 | 71 | 57 | 213244156
RUUD | RP15AZ30AJ2N | RCFZ3621STANM | U802VA075317M | 28400 | 28400 | 15.2 | 11.7 | 8.1 | 2.1 | 69 | 55 | 213244155
RUUD | RP15AZ30AJ2N | RCFZ3621STANM | U802VA050317M | 28400 | 28400 | 15.2 | 11.7 | 8.1 | 2.1 | 70 | 56 | 213244152
RUSSELL | SP15AZ30AJ2N | TCFZ3621STANM | S98MV0603A17UPS | 28400 | 28400 | 15.2 | 11.7 | 8.1 | 2.1 | 70 | 56 | 213244143
SURE | SP15AZ30AJ2N | TCFZ3621STANM | S98MV0603A17UPS | 28400 | 28400 | 15.2 | 11.7 | 8.1 | 2.1 | 70 | 56 | 213244142
SURE | SP15AZ30AJ2N | TCFZ3621STANM | S962V0703A17M4S | 28400 | 28400 | 15.2 | 11.7 | 8.1 | 2.1 | 70 | 56 | 213244137
RUSSELL | SP15AZ30AJ2N | TCFZ3621STANM | S962V0703A17M4S | 28400 | 28400 | 15.2 | 11.7 | 8.1 | 2.1 | 70 | 56 | 213244136
SURE | SP15AZ30AJ2N | TCFZ3621STANM | S962V0603A17M4S | 28400 | 28400 | 15.2 | 11.7 | 8.1 | 2.1 | 71 | 57 | 213244135
RUSSELL | SP15AZ30AJ2N | TCFZ3621STANM | S962V0603A17M4S | 28400 | 28400 | 15.2 | 11.7 | 8.1 | 2.1 | 71 | 57 | 213244134
SURE | SP15AZ30AJ2N | TCFZ3621STANM | S962V0403A17M4S | 28400 | 28400 | 15.2 | 11.7 | 8.1 | 2.1 | 70 | 56 | 213244133
RUSSELL | SP15AZ30AJ2N | TCFZ3621STANM | S962V0403A17M4S | 28400 | 28400 | 15.2 | 11.7 | 8.1 | 2.1 | 70 | 56 | 213244132
SURE | SP15AZ30AJ2N | TCFZ3621STANM | S951V0703A17M4S | 28400 | 28400 | 15.2 | 11.7 | 8.1 | 2.1 | 70 | 56 | 213244131
RUSSELL | SP15AZ30AJ2N | TCFZ3621STANM | S951V0703A17M4S | 28400 | 28400 | 15.2 | 11.7 | 8.1 | 2.1 | 70 | 56 | 213244130
RUSSELL | SP15AZ30AJ2N | TCFZ3621STANM | S951V0603A17M4S | 28400 | 28400 | 15.2 | 11.7 | 8.1 | 2.1 | 71 | 57 | 213244129
SURE | SP15AZ30AJ2N | TCFZ3621STANM | S951V0603A17M4S | 28400 | 28400 | 15.2 | 11.7 | 8.1 | 2.1 | 71 | 57 | 213244128
SURE | SP15AZ30AJ2N | TCFZ3621STANM | S951V0403A17M4S | 28400 | 28400 | 15.2 | 11.7 | 8.1 | 2.1 | 70 | 56 | 213244127
RUSSELL | SP15AZ30AJ2N | TCFZ3621STANM | S951V0403A17M4S | 28400 | 28400 | 15.2 | 11.7 | 8.1 | 2.1 | 70 | 56 | 213244126
RUSSELL | SP15AZ30AJ2N | TCFZ3621STANM | S921V0703A17M4S | 28400 | 28400 | 15.2 | 11.7 | 8.1 | 2.1 | 70 | 56 | 213244125
SURE | SP15AZ30AJ2N | TCFZ3621STANM | S921V0703A17M4S | 28400 | 28400 | 15.2 | 11.7 | 8.1 | 2.1 | 70 | 56 | 213244124
SURE | SP15AZ30AJ2N | TCFZ3621STANM | S921V0603A17M4S | 28400 | 28400 | 15.2 | 11.7 | 8.1 | 2.1 | 71 | 57 | 213244123
RUSSELL | SP18AZ48AJVC | TCFZ6021SEAAM | S802V1005A21UHN | 44500 | 43000 | 19 | 11.7 | 8.5 | 2 | 103 | 105 | 212609400
RUUD | UP18AZ48AJVC | RCFZ6021SEAAM | R802V1005A21UHN | 44500 | 43000 | 19 | 11.7 | 8.5 | 2 | 103 | 105 | 212609399
RUSSELL | SP18AZ48AJVC | TCFZ6021SEAAM | S802V1005A21UHS | 44500 | 43000 | 19 | 11.7 | 8.5 | 2 | 103 | 105 | 212609398
RHEEM | RP18AZ48AJVC | RCFZ6021SEAAM | R802V1005A21UHS | 44500 | 43000 | 19 | 11.7 | 8.5 | 2 | 103 | 105 | 212609395
RUSSELL | SP18AZ48AJVC | TCFZ6021SEAAM | S802V0504A17UHN | 45000 | 44000 | 19 | 12 | 8.5 | 1.9 | 102 | 103 | 212609392
SURE | SP18AZ48AJVC | TCFZ6021SEAAM | S802V1005A21UHN | 44500 | 43000 | 19 | 11.7 | 8.5 | 2 | 103 | 105 | 212609391
SURE | SP18AZ48AJVC | TCFZ6021SEAAM | S802V0504A17UHN | 45000 | 44000 | 19 | 12 | 8.5 | 1.9 | 102 | 103 | 212609390
SURE | SP18AZ48AJVC | TCFZ6021SEAAM | S802V1005A21UHS | 44500 | 43000 | 19 | 11.7 | 8.5 | 2 | 103 | 105 | 212609389
RHEEM | RP18AZ48AJVC | RCFZ6021SEAAM | R802V0504A17UHN | 45000 | 44000 | 19 | 12 | 8.5 | 1.9 | 102 | 103 | 212609388
RUUD | UP18AZ48AJVC | RCFZ6021SEAAM | R802V0504A17UHN | 45000 | 44000 | 19 | 12 | 8.5 | 1.9 | 102 | 103 | 212609387
FUJITSU | WP15AZ30AJ2N | FCCN3617SZTA | FF92SV304017M4S*A | 28400 | 28400 | 15.2 | 11.7 | 8.1 | 2.1 | 70 | 56 | 212507746
FUJITSU | WP15AZ24AJ2N | FCCN2417SZTA | FF95SV306017M4S*A | 22800 | 22800 | 15.2 | 11.7 | 8.1 | 2.2 | 70 | 55 | 212507744
FUJITSU | WP15AZ30AJ2N | FCCN3617SZTA | FF95SV307017M4S*A | 28400 | 28400 | 15.2 | 11.7 | 8.1 | 2.1 | 70 | 56 | 212507745
FUJITSU | WP15AZ24AJ2N | FCCN2417SZTA | FF92SV304017M4S*A | 22800 | 22800 | 15.2 | 11.7 | 8.1 | 2.2 | 70 | 55 | 212507743
FUJITSU | FOP1530TJAZNA | FCCN3617SZTA | FF92SV306017M4S*A | 28400 | 28400 | 15.2 | 11.7 | 8.1 | 2.1 | 71 | 57 | 212507637
FUJITSU | FOP1530TJAZNA | FCCN3617SZTA | FF92SV304017M4S*A | 28400 | 28400 | 15.2 | 11.7 | 8.1 | 2.1 | 70 | 56 | 212507635
FUJITSU | FOP1524TJAZNA | FCCN2417SZTA | FF92SV304017M4S*A | 22800 | 22800 | 15.2 | 11.7 | 8.1 | 2.2 | 70 | 55 | 212507634
MAINLINE | MLP15AZ18AJ2N | TCFZ2417STANM | ML801V0503A14DZ | 17100 | 17100 | 15.2 | 11.7 | 8.1 | 2.1 | 70 | 54 | 212507787
MAINLINE | MLP15AZ24AJ2N | TCFZ2417STANM | ML801V0503A14DZ | 22800 | 22800 | 15.2 | 11.7 | 8.1 | 2.3 | 69 | 55 | 212507788
FUJITSU | WP15AZ30AJ2N | FCCN3617SZTA | FF96TV306017M4S*A | 28400 | 28400 | 15.2 | 11.7 | 8.1 | 2.1 | 71 | 57 | 212507766
DURASTAR | DRHP15A24AJ2AN | DRAEF2417STANM | DR96M4AW0402317S | 22800 | 22800 | 15.2 | 11.7 | 8.1 | 2.2 | 70 | 55 | 212507589
DURASTAR | DRHP15A18AJ2AN | DRAEF2417STANM | DR96M4AW0702317S | 17100 | 17100 | 15.2 | 11.7 | 8.1 | 2.1 | 70 | 54 | 212507588
DURASTAR | DRHP15A30AJ2AN | DRAEF3617STANM | DR95M4AW0401317S | 28400 | 28400 | 15.2 | 11.7 | 8.1 | 2.1 | 70 | 56 | 212507585
DURASTAR | DRHP15A30AJ2AN | DRAEF3617STANM | DR95M4AW0601317S | 28400 | 28400 | 15.2 | 11.7 | 8.1 | 2.1 | 71 | 57 | 212507584
DURASTAR | DRHP15A30AJ2AN | DRAEF3617STANM | DR95M4AW0701317S | 28400 | 28400 | 15.2 | 11.7 | 8.1 | 2.1 | 70 | 56 | 212507583
MAINLINE | MLP15AZ36AJ2N | MLH2VZ3617STANN |  | 34200 | 34200 | 15.2 | 11.7 | 8.1 | 2.3 | 71 | 57 | 212507884
MAINLINE | MLP15AZ30AJ2N | MLH2VZ3617STANN |  | 28400 | 28400 | 16 | 11.7 | 8.1 | 2.2 | 70 | 55 | 212507883
MAINLINE | MLP15AZ24AJ2N | MLH2VZ2417STANN |  | 22800 | 22800 | 16 | 11.7 | 8.1 | 2.3 | 68 | 54 | 212507882
MAINLINE | MLP15AZ18AJ2N | MLH2VZ2417STANN |  | 17100 | 17100 | 16 | 11.7 | 8.1 | 2.1 | 69 | 54 | 212507881
FUJITSU | WP15AZ30AJ2N | FCCN3617SZTA | FF96TV304017M4S*A | 28400 | 28400 | 15.2 | 11.7 | 8.1 | 2.1 | 70 | 56 | 212507764
FUJITSU | WP15AZ30AJ2N | FCCN3617SZTA | FF96TV307017M4S*A | 28400 | 28400 | 15.2 | 11.7 | 8.1 | 2.1 | 70 | 56 | 212507762
FUJITSU | WP15AZ24AJ2N | FCCN2417SZTA | FF96TV306017M4S*A | 22800 | 22800 | 15.2 | 11.7 | 8.1 | 2.2 | 70 | 55 | 212507761
FUJITSU | WP15AZ24AJ2N | FCCN2417SZTA | FF96TV307017M4S*A | 22800 | 22800 | 15.2 | 11.7 | 8.1 | 2.2 | 69 | 55 | 212507760
FUJITSU | WP15AZ24AJ2N | FCCN2417SZTA | FF96TV304017M4S*A | 22800 | 22800 | 15.2 | 11.7 | 8.1 | 2.2 | 70 | 55 | 212507759
FUJITSU | FOP1524TJAZNA | FCCN2417SZTA | FF96TV307017M4S*A | 22800 | 22800 | 15.2 | 11.7 | 8.1 | 2.2 | 69 | 55 | 212507653
FUJITSU | FOP1518TJAZNA | FCCN2417SZTA | FF96TV307017M4S*A | 17100 | 17100 | 15.2 | 11.7 | 8.1 | 2.1 | 70 | 54 | 212507652
FUJITSU | FOP1530TJAZNA | FCCN3617SZTA | FF96TV306017M4S*A | 28400 | 28400 | 15.2 | 11.7 | 8.1 | 2.1 | 71 | 57 | 212507651
FUJITSU | FOP1524TJAZNA | FCCN2417SZTA | FF96TV306017M4S*A | 22800 | 22800 | 15.2 | 11.7 | 8.1 | 2.2 | 70 | 55 | 212507650
FUJITSU | FOP1530TJAZNA | FCCN3617SZTA | FF96TV304017M4S*A | 28400 | 28400 | 15.2 | 11.7 | 8.1 | 2.1 | 70 | 56 | 212507649
FUJITSU | FOP1524TJAZNA | FCCN2417SZTA | FF96TV304017M4S*A | 22800 | 22800 | 15.2 | 11.7 | 8.1 | 2.2 | 70 | 55 | 212507648
FUJITSU | FOP1530TJAZNA | FCCN3617SZTA | FF95SV307017M4S*A | 28400 | 28400 | 15.2 | 11.7 | 8.1 | 2.1 | 70 | 56 | 212507647
FUJITSU | FOP1560TJAZNA | FCCN6024SZTA | FF98MV510021UPS*A | 56500 | 56500 | 15.2 | 11.7 | 8.1 | 2.5 | 74 | 61 | 212507672
FUJITSU | FOP1524TJAZNA | FCCN2417SZTA | FF98MV307017UPS*A | 22800 | 22800 | 15.2 | 11.7 | 8.1 | 2.2 | 68 | 54 | 212507671
RUSSELL | SP15AZ60AJ2N | SH2VZ6024STANN |  | 56500 | 56500 | 15.2 | 11.7 | 8.1 | 2.5 | 73 | 59 | 212381167
RHEEM | RP15AZ60AJ2N | RH2VZ6024STANN |  | 56500 | 56500 | 15.2 | 11.7 | 8.1 | 2.5 | 73 | 59 | 212381166
RUSSELL | SP15AZ48AJ2N | SH2VZ4821STANN |  | 45500 | 45500 | 15.2 | 11.7 | 8.1 | 2.5 | 73 | 60 | 212381161
RUUD | RP15AZ60AJ2N | RH2VZ6024STANN |  | 56500 | 56500 | 15.2 | 11.7 | 8.1 | 2.5 | 73 | 59 | 212381165
SURE | SP15AZ60AJ2N | SH2VZ6024STANN |  | 56500 | 56500 | 15.2 | 11.7 | 8.1 | 2.5 | 73 | 59 | 212381164
SURE | SP15AZ48AJ2N | SH2VZ4821STANN |  | 45500 | 45500 | 15.2 | 11.7 | 8.1 | 2.5 | 73 | 60 | 212381162
RHEEM | RP15AZ48AJ2N | RH2VZ4821STANN |  | 45500 | 45500 | 15.2 | 11.7 | 8.1 | 2.5 | 73 | 60 | 212381163
SURE | SP15AZ42AJ2N | SH2VZ4821STANN |  | 40000 | 40000 | 15.2 | 11.7 | 8.1 | 2.4 | 71 | 57 | 212381156
RHEEM | RP15AZ36AJ2N | RH2VZ3617STANN |  | 34200 | 34200 | 15.2 | 11.7 | 8.1 | 2.3 | 71 | 57 | 212381155
RUUD | RP15AZ48AJ2N | RH2VZ4821STANN |  | 45500 | 45500 | 15.2 | 11.7 | 8.1 | 2.5 | 73 | 60 | 212381160
RUSSELL | SP15AZ42AJ2N | SH2VZ4821STANN |  | 40000 | 40000 | 15.2 | 11.7 | 8.1 | 2.4 | 71 | 57 | 212381159
RHEEM | RP15AZ42AJ2N | RH2VZ4821STANN |  | 40000 | 40000 | 15.2 | 11.7 | 8.1 | 2.4 | 71 | 57 | 212381158
RUUD | RP15AZ42AJ2N | RH2VZ4821STANN |  | 40000 | 40000 | 15.2 | 11.7 | 8.1 | 2.4 | 71 | 57 | 212381157
SURE | SP15AZ36AJ2N | SH2VZ3617STANN |  | 34200 | 34200 | 15.2 | 11.7 | 8.1 | 2.3 | 71 | 57 | 212381150
RHEEM | RP15AZ24AJ2N | RH2VZ2417STANN |  | 22800 | 22800 | 16 | 11.7 | 8.1 | 2.3 | 68 | 54 | 212381139
RUSSELL | SP15AZ36AJ2N | SH2VZ3617STANN |  | 34200 | 34200 | 15.2 | 11.7 | 8.1 | 2.3 | 71 | 57 | 212381149
RUUD | RP15AZ36AJ2N | RH2VZ3617STANN |  | 34200 | 34200 | 15.2 | 11.7 | 8.1 | 2.3 | 71 | 57 | 212381148
RUSSELL | SP15AZ30AJ2N | SH2VZ3617STANN |  | 28400 | 28400 | 16 | 11.7 | 8.1 | 2.2 | 70 | 55 | 212381147
RHEEM | RP15AZ30AJ2N | RH2VZ3617STANN |  | 28400 | 28400 | 16 | 11.7 | 8.1 | 2.2 | 70 | 55 | 212381146
RUUD | RP15AZ30AJ2N | RH2VZ3617STANN |  | 28400 | 28400 | 16 | 11.7 | 8.1 | 2.2 | 70 | 55 | 212381145
SURE | SP15AZ30AJ2N | SH2VZ3617STANN |  | 28400 | 28400 | 16 | 11.7 | 8.1 | 2.2 | 70 | 55 | 212381140
RUUD | RP15AZ24AJ2N | RH2VZ2417STANN |  | 22800 | 22800 | 16 | 11.7 | 8.1 | 2.3 | 68 | 54 | 212381137
RUSSELL | SP15AZ24AJ2N | SH2VZ2417STANN |  | 22800 | 22800 | 16 | 11.7 | 8.1 | 2.3 | 68 | 54 | 212381136
SURE | SP15AZ24AJ2N | SH2VZ2417STANN |  | 22800 | 22800 | 16 | 11.7 | 8.1 | 2.3 | 68 | 54 | 212381134
RUSSELL | SP15AZ18AJ2N | SH2VZ2417STANN |  | 17100 | 17100 | 16 | 11.7 | 8.1 | 2.1 | 69 | 54 | 212381131
SURE | SP15AZ18AJ2N | SH2VZ2417STANN |  | 17100 | 17100 | 16 | 11.7 | 8.1 | 2.1 | 69 | 54 | 212381130
RHEEM | RP15AZ18AJ2N | RH2VZ2417STANN |  | 17100 | 17100 | 16 | 11.7 | 8.1 | 2.1 | 69 | 54 | 212381129
RUUD | RP15AZ18AJ2N | RH2VZ2417STANN |  | 17100 | 17100 | 16 | 11.7 | 8.1 | 2.1 | 69 | 54 | 212381128
RHEEM | WP15AZ36AJ2N | RCFZ3621STANM | R802V1005A21UHS | 34200 | 34200 | 15.2 | 11.7 | 8.1 | 2.2 | 72 | 57 | 213366323
RHEEM | RP15AZ36AJ2N | RCFZ3621STANM | R802V1005A21UHS | 34200 | 34200 | 15.2 | 11.7 | 8.1 | 2.2 | 72 | 57 | 213366322
RUUD | WP15AZ36AJ2N | RCFZ3621STANM | R802V1005A21UHS | 34200 | 34200 | 15.2 | 11.7 | 8.1 | 2.2 | 72 | 57 | 213366317
WEATHERKING | WP15AZ36AJ2N | TCFZ3621STANM | W802W1005A21UH | 34200 | 34200 | 15.2 | 11.7 | 8.1 | 2.2 | 72 | 57 | 213366314
RUUD | WP15AZ36AJ2N | RCFZ3621STANM | R802V1005A21UHN | 34200 | 34200 | 15.2 | 11.7 | 8.1 | 2.2 | 72 | 57 | 213366313
RUUD | RP15AZ36AJ2N | RCFZ3621STANM | R802V1005A21UHN | 34200 | 34200 | 15.2 | 11.7 | 8.1 | 2.2 | 72 | 57 | 213366312
RHEEM | WP15AZ36AJ2N | RCFZ3621STANM | R802V1005A21UHN | 34200 | 34200 | 15.2 | 11.7 | 8.1 | 2.2 | 72 | 57 | 213366309
RHEEM | RP15AZ36AJ2N | RCFZ3621STANM | R802V1005A21UHN | 34200 | 34200 | 15.2 | 11.7 | 8.1 | 2.2 | 72 | 57 | 213366307
SURE | SP15AZ36AJ2N | TCFZ3621STANM | S802V1005A21UHS | 34200 | 34200 | 15.2 | 11.7 | 8.1 | 2.2 | 72 | 57 | 213366304
RUSSELL | SP15AZ36AJ2N | TCFZ3621STANM | S802V1005A21UHS | 34200 | 34200 | 15.2 | 11.7 | 8.1 | 2.2 | 72 | 57 | 213366303
RUUD | RP15AZ36AJ2N | RCFZ3621STANM | R802V1005A21UHS | 34200 | 34200 | 15.2 | 11.7 | 8.1 | 2.2 | 72 | 57 | 213366302
SURE | SP15AZ36AJ2N | TCFZ3621STANM | S802V1005A21UHN | 34200 | 34200 | 15.2 | 11.7 | 8.1 | 2.2 | 72 | 57 | 213366301
SURE | SP18AZ36AJVC | TCFZ6021SEAAM | S962V1005A21M4S | 34200 | 34200 | 18 | 12.5 | 8.5 | 2.2 | 118 | 126 | 210106757
SURE | SP18AZ36AJVC | TCFZ6021SEAAM | S962V0705A21M4S | 34200 | 34200 | 19 | 12.5 | 8.5 | 2.2 | 118 | 126 | 210106751
SURE | SP18AZ36AJVC | TCFZ6021SEAAM | S962V0403A17M4S | 34200 | 34200 | 19 | 12.5 | 8.5 | 2.2 | 120 | 127 | 210106746
SURE | SP18AZ36AJVC | TCFZ6021SEAAM | S962V0703A17M4S | 34200 | 35000 | 19 | 12.5 | 8.5 | 2.2 | 107 | 123 | 210106749
SURE | SP18AZ24AJVC | TCFZ2421HEAAM | S98MV0703A17UPS | 22800 | 22800 | 20 | 12.5 | 8.5 | 2.1 | 111 | 114 | 210106743
SURE | SP18AZ24AJVC | TCFZ2421HEAAM | S97MV0703A17DHS | 22800 | 22800 | 20 | 12.5 | 8.5 | 2.1 | 111 | 114 | 210106736
SURE | SP18AZ24AJVC | TCFZ2421HEAAM | S98MV0603A17UPS | 22800 | 22800 | 20 | 12.5 | 8.5 | 2.1 | 111 | 114 | 210106739
SURE | SP18AZ24AJVC | TCFZ2421HEAAM | S97MV0603A17DHS | 22800 | 22800 | 20 | 12.5 | 8.5 | 2.1 | 111 | 114 | 210106733
SURE | SP18AZ24AJVC | TCFZ2421HEAAM | S962V0703A17M4S | 22800 | 22800 | 20 | 12.5 | 8.5 | 2.1 | 111 | 114 | 210106730
SURE | SP18AZ24AJVC | TCFZ2421HEAAM | S962V0603A17M4S | 22800 | 22800 | 20 | 12.5 | 8.5 | 2.1 | 112 | 114 | 210106727
SURE | SP18AZ24AJVC | TCFZ2421HEAAM | S962V0403A17M4S | 22800 | 22800 | 20 | 12.5 | 8.5 | 2.1 | 111 | 114 | 210106723
SURE | SP18AZ48AJVC | SHMVZ6021SEACA |  | 45000 | 40000 | 18 | 12 | 8.5 | 1.8 | 103 | 105 | 210106717
SURE | SP18AZ36AJVC | SHMVZ6021SEACA |  | 34200 | 32000 | 18 | 12.5 | 8.5 | 2.1 | 117 | 127 | 210106714
SURE | SP18AZ24AJVC | SHMVZ2421HEACA |  | 22800 | 22800 | 18 | 12.5 | 8.5 | 2 | 101 | 109 | 210106711
MAINLINE | MPP15AZ30AJ2N | TCFZ3617STANM | MP962W0603A17M4S | 28400 | 28400 | 15.2 | 11.7 | 8.1 | 2.1 | 71 | 57 | 212507936
THERMAL ZONE | TZP15AZ36AJ2N | TCFZ3617STANM | TZ80UH1V075B4*A | 33800 | 33800 | 15.2 | 11.7 | 8.1 | 2.2 | 73 | 58 | 212508043
THERMAL ZONE | TZPLAD1524AJN | TCFZ2417STANM | TZ80UH2V075B4*A | 22800 | 22800 | 15.2 | 11.7 | 8.1 | 2.2 | 69 | 55 | 212507963
THERMAL ZONE | TZP15AZ24AJ2N | TCFZ2417STANM | TZ92M41V040B3SA | 22800 | 22800 | 15.2 | 11.7 | 8.1 | 2.2 | 70 | 55 | 212508059
RUSSELL | SP15AZ24AJ2N | TCFZ2417STANM | S97MV0703A17DHS | 22800 | 22800 | 15.2 | 11.7 | 8.1 | 2.2 | 70 | 55 | 212387287
RUSSELL | SP15AZ24AJ2N | TCFZ2417STANM | S97MV0603A17DHS | 22800 | 22800 | 15.2 | 11.7 | 8.1 | 2.2 | 68 | 54 | 212387284
SURE | SP15AZ24AJ2N | TCFZ2417STANM | S97MV0603A17DHS | 22800 | 22800 | 15.2 | 11.7 | 8.1 | 2.2 | 68 | 54 | 212387285
SURE | SP15AZ24AJ2N | TCFZ2417STANM | S97MV0703A17DHS | 22800 | 22800 | 15.2 | 11.7 | 8.1 | 2.2 | 70 | 55 | 212387286
SURE | SP15AZ30AJ2N | TCFZ3617STANM | S962V0703A17M4S | 28400 | 28400 | 15.2 | 11.7 | 8.1 | 2.1 | 70 | 56 | 212387271
RUSSELL | SP15AZ24AJ2N | TCFZ2417STANM | S962V0703A17M4S | 22800 | 22800 | 15.2 | 11.7 | 8.1 | 2.2 | 69 | 55 | 212387268
RUSSELL | SP15AZ18AJ2N | TCFZ2417STANM | S962V0703A17M4S | 17100 | 17100 | 15.2 | 11.7 | 8.1 | 2.1 | 70 | 54 | 212387267
RUSSELL | SP15AZ30AJ2N | TCFZ3617STANM | S962V0703A17M4S | 28400 | 28400 | 15.2 | 11.7 | 8.1 | 2.1 | 70 | 56 | 212387270
SURE | SP15AZ30AJ2N | TCFZ3617STANM | S962V0403A17M4S | 28400 | 28400 | 15.2 | 11.7 | 8.1 | 2.1 | 70 | 56 | 212387261
SURE | SP15AZ24AJ2N | TCFZ2417STANM | S962V0703A17M4S | 22800 | 22800 | 15.2 | 11.7 | 8.1 | 2.2 | 69 | 55 | 212387269
SURE | SP15AZ24AJ2N | TCFZ2417STANM | S962V0603A17M4S | 22800 | 22800 | 15.2 | 11.7 | 8.1 | 2.2 | 70 | 55 | 212387262
SURE | SP15AZ30AJ2N | TCFZ3617STANM | S962V0603A17M4S | 28400 | 28400 | 15.2 | 11.7 | 8.1 | 2.1 | 71 | 57 | 212387265
RUSSELL | SP15AZ30AJ2N | TCFZ3617STANM | S962V0603A17M4S | 28400 | 28400 | 15.2 | 11.7 | 8.1 | 2.1 | 71 | 57 | 212387264
RUSSELL | SP15AZ24AJ2N | TCFZ2417STANM | S962V0403A17M4S | 22800 | 22800 | 15.2 | 11.7 | 8.1 | 2.2 | 70 | 55 | 212387259
SURE | SP15AZ18AJ2N | TCFZ2417STANM | S962V0703A17M4S | 17100 | 17100 | 15.2 | 11.7 | 8.1 | 2.1 | 70 | 54 | 212387266
RUSSELL | SP15AZ24AJ2N | TCFZ2417STANM | S962V0603A17M4S | 22800 | 22800 | 15.2 | 11.7 | 8.1 | 2.2 | 70 | 55 | 212387263
SURE | SP15AZ30AJ2N | TCFZ3617STANM | S951V0703A17M4S | 28400 | 28400 | 15.2 | 11.7 | 8.1 | 2.1 | 70 | 56 | 212387257
RUSSELL | SP15AZ30AJ2N | TCFZ3617STANM | S962V0403A17M4S | 28400 | 28400 | 15.2 | 11.7 | 8.1 | 2.1 | 70 | 56 | 212387260
SURE | SP15AZ24AJ2N | TCFZ2417STANM | S962V0403A17M4S | 22800 | 22800 | 15.2 | 11.7 | 8.1 | 2.2 | 70 | 55 | 212387258
RUSSELL | SP15AZ30AJ2N | TCFZ3617STANM | S951V0703A17M4S | 28400 | 28400 | 15.2 | 11.7 | 8.1 | 2.1 | 70 | 56 | 212387256
RUSSELL | SP15AZ24AJ2N | TCFZ2417STANM | S951V0603A17UHU | 22800 | 22800 | 15.2 | 11.7 | 8.1 | 2.2 | 70 | 56 | 212387254
SURE | SP15AZ24AJ2N | TCFZ2417STANM | S951V0603A17UHU | 22800 | 22800 | 15.2 | 11.7 | 8.1 | 2.2 | 70 | 56 | 212387255
SURE | SP15AZ24AJ2N | TCFZ2417STANM | S951V0603A17M4S | 22800 | 22800 | 15.2 | 11.7 | 8.1 | 2.2 | 70 | 55 | 212387251
SURE | SP15AZ30AJ2N | TCFZ3617STANM | S951V0603A17M4S | 28400 | 28400 | 15.2 | 11.7 | 8.1 | 2.1 | 71 | 57 | 212387252
RUSSELL | SP15AZ30AJ2N | TCFZ3617STANM | S951V0603A17M4S | 28400 | 28400 | 15.2 | 11.7 | 8.1 | 2.1 | 71 | 57 | 212387253
RUSSELL | SP15AZ24AJ2N | TCFZ2417STANM | S951V0403A17UHU | 22800 | 22800 | 15.2 | 11.7 | 8.1 | 2.2 | 70 | 56 | 212387247
RUSSELL | SP15AZ24AJ2N | TCFZ2417STANM | S951V0603A17M4S | 22800 | 22800 | 15.2 | 11.7 | 8.1 | 2.2 | 70 | 55 | 212387250
SURE | SP15AZ24AJ2N | TCFZ2417STANM | S951V0403A17UHU | 22800 | 22800 | 15.2 | 11.7 | 8.1 | 2.2 | 70 | 56 | 212387249
RUSSELL | SP15AZ30AJ2N | TCFZ3617STANM | S951V0403A17M4S | 28400 | 28400 | 15.2 | 11.7 | 8.1 | 2.1 | 70 | 56 | 212387241
SURE | SP15AZ30AJ2N | TCFZ3617STANM | S951V0403A17M4S | 28400 | 28400 | 15.2 | 11.7 | 8.1 | 2.1 | 70 | 56 | 212387242
SURE | SP15AZ24AJ2N | TCFZ2417STANM | S951V0403A17M4S | 22800 | 22800 | 15.2 | 11.7 | 8.1 | 2.2 | 70 | 55 | 212387240
RUSSELL | SP15AZ30AJ2N | TCFZ3617STANM | S921V0703A17M4S | 28400 | 28400 | 15.2 | 11.7 | 8.1 | 2.1 | 70 | 56 | 212387236
RUSSELL | SP15AZ24AJ2N | TCFZ2417STANM | S951V0403A17M4S | 22800 | 22800 | 15.2 | 11.7 | 8.1 | 2.2 | 70 | 55 | 212387238
RUSSELL | SP15AZ24AJ2N | TCFZ2417STANM | S921V0703A17M4S | 22800 | 22800 | 15.2 | 11.7 | 8.1 | 2.2 | 69 | 55 | 212387232
SURE | SP15AZ24AJ2N | TCFZ2417STANM | S921V0703A17M4S | 22800 | 22800 | 15.2 | 11.7 | 8.1 | 2.2 | 69 | 55 | 212387233
SURE | SP15AZ30AJ2N | TCFZ3617STANM | S921V0603A17M4S | 28400 | 28400 | 15.2 | 11.7 | 8.1 | 2.1 | 71 | 57 | 212387229
RUSSELL | SP15AZ18AJ2N | TCFZ2417STANM | S921V0703A17M4S | 17100 | 17100 | 15.2 | 11.7 | 8.1 | 2.1 | 70 | 54 | 212387230
SURE | SP15AZ30AJ2N | TCFZ3617STANM | S921V0703A17M4S | 28400 | 28400 | 15.2 | 11.7 | 8.1 | 2.1 | 70 | 56 | 212387234
RUSSELL | SP15AZ24AJ2N | TCFZ2417STANM | S921V0603A17M4S | 22800 | 22800 | 15.2 | 11.7 | 8.1 | 2.2 | 70 | 55 | 212387227
SURE | SP15AZ18AJ2N | TCFZ2417STANM | S921V0703A17M4S | 17100 | 17100 | 15.2 | 11.7 | 8.1 | 2.1 | 70 | 54 | 212387231
RUSSELL | SP15AZ30AJ2N | TCFZ3617STANM | S921V0603A17M4S | 28400 | 28400 | 15.2 | 11.7 | 8.1 | 2.1 | 71 | 57 | 212387228
RUSSELL | SP15AZ30AJ2N | TCFZ3617STANM | S921V0403A17M4S | 28400 | 28400 | 15.2 | 11.7 | 8.1 | 2.1 | 70 | 56 | 212387225
SURE | SP15AZ24AJ2N | TCFZ2417STANM | S921V0603A17M4S | 22800 | 22800 | 15.2 | 11.7 | 8.1 | 2.2 | 70 | 55 | 212387226
SURE | SP15AZ24AJ2N | TCFZ2417STANM | S921V0403A17M4S | 22800 | 22800 | 15.2 | 11.7 | 8.1 | 2.2 | 70 | 55 | 212387222
SURE | SP15AZ30AJ2N | TCFZ3617STANM | S921V0403A17M4S | 28400 | 28400 | 15.2 | 11.7 | 8.1 | 2.1 | 70 | 56 | 212387224
SURE | SP15AZ60AJ2N | TCFZ6024STANM | S802VA125524M | 57000 | 57000 | 15.2 | 11.7 | 8.1 | 2.6 | 73 | 59 | 212387220
RUSSELL | SP15AZ60AJ2N | TCFZ6024STANM | S802VA125524M | 57000 | 57000 | 15.2 | 11.7 | 8.1 | 2.6 | 73 | 59 | 212387221
RUSSELL | SP15AZ24AJ2N | TCFZ2417STANM | S921V0403A17M4S | 22800 | 22800 | 15.2 | 11.7 | 8.1 | 2.2 | 70 | 55 | 212387223
SURE | SP15AZ30AJ2N | TCFZ3617STANM | S802VA075317Z | 28400 | 28400 | 15.2 | 11.7 | 8.1 | 2.1 | 70 | 56 | 212387219
RUSSELL | SP15AZ36AJ2N | TCFZ3617STANM | S802VA075317M | 33600 | 33600 | 15.2 | 11.7 | 8.1 | 2.2 | 71 | 57 | 212387217
SURE | SP15AZ36AJ2N | TCFZ3617STANM | S802VA075317M | 33600 | 33600 | 15.2 | 11.7 | 8.1 | 2.2 | 71 | 57 | 212387216
RUSSELL | SP15AZ30AJ2N | TCFZ3617STANM | S802VA075317Z | 28400 | 28400 | 15.2 | 11.7 | 8.1 | 2.1 | 70 | 56 | 212387218
SURE | SP15AZ24AJ2N | TCFZ2417STANM | S802VA075317M | 22800 | 22800 | 15.2 | 11.7 | 8.1 | 2.3 | 69 | 54 | 212387213
FUJITSU | FOP1836MJAZCA1 | FHRAVM6021SJZECA |  | 34200 | 32000 | 20 | 12.5 | 8.5 | 2.1 | 119 | 127 | 208587412
FUJITSU | FOP1848MJAZCA1 | FHRAVM6021SJZECA |  | 45000 | 40000 | 19 | 12 | 8.5 | 1.8 | 104 | 105 | 208587413
FUJITSU | FOP1824MJAZCA1 | FHRAVM2421HJZECA |  | 22800 | 22800 | 20 | 12.5 | 8.5 | 2 | 106 | 109 | 208587411
RUUD | UP18AZ48AJVC | RHMVZ6021SEACA |  | 45000 | 40000 | 19 | 12 | 8.5 | 1.8 | 104 | 105 | 208553295
SURE | SP18AZ48AJVC | TCFZ6021SEAAM | S962V0855A21M4S | 44500 | 43000 | 18 | 11.7 | 8.5 | 2 | 103 | 105 | 210106778
SURE | SP18AZ36AJVC | TCFZ6021SEAAM | S98MV0703A17UPS | 34200 | 34200 | 19 | 12.5 | 8.5 | 2.2 | 120 | 127 | 210106766
SURE | SP18AZ36AJVC | TCFZ6021SEAAM | S98MV0855A21UPS | 34200 | 34200 | 19 | 12.5 | 8.5 | 2.2 | 118 | 126 | 210106769
SURE | SP18AZ36AJVC | TCFZ6021SEAAM | S98MV1005A21UPS | 34200 | 34200 | 19 | 12.5 | 8.5 | 2.2 | 120 | 127 | 210106772
SURE | SP18AZ36AJVC | TCFZ6021SEAAM | S98MV0603A17UPS | 34200 | 34200 | 19 | 12.5 | 8.5 | 2.2 | 120 | 127 | 210106763
SURE | SP18AZ36AJVC | TCFZ6021SEAAM | S97MV1005A21DHS | 34200 | 34200 | 19 | 12.5 | 8.5 | 2.2 | 118 | 126 | 210106760
SURE | SP18AZ36AJVC | TCFZ6021SEAAM | S962V0855A21M4S | 34200 | 34200 | 19 | 12.5 | 8.5 | 2.2 | 118 | 126 | 210106754
RHEEM | RP18AZ24AJVC | RCFZ2421HEAAM | R802V1005A21UHS | 22800 | 22800 | 20 | 12.5 | 8.5 | 2.1 | 111 | 114 | 212609308
RUUD | RP15AZ24AJ2N | RCFZ2417STANM | U98MV0703A17UPS | 22800 | 22800 | 15.2 | 11.7 | 8.1 | 2.2 | 68 | 54 | 212387378
RUUD | RP15AZ60AJ2N | RCFZ6024STANM | U98MV1005A21UPS | 56500 | 56500 | 15.2 | 11.7 | 8.1 | 2.5 | 74 | 61 | 212387379
RUUD | RP15AZ24AJ2N | RCFZ2417STANM | U98MV0603A17UPS | 22800 | 22800 | 15.2 | 11.7 | 8.1 | 2.2 | 68 | 54 | 212387376
RUUD | RP15AZ30AJ2N | RCFZ3617STANM | U98MV0603A17UPS | 28400 | 28400 | 15.2 | 11.7 | 8.1 | 2.1 | 70 | 56 | 212387377
RUUD | RP15AZ24AJ2N | RCFZ2417STANM | U97MV0703A17DHS | 22800 | 22800 | 15.2 | 11.7 | 8.1 | 2.2 | 70 | 55 | 212387370
RUUD | RP15AZ60AJ2N | RCFZ6024STANM | U97MV1005A21DHS | 57000 | 57000 | 15.2 | 11.7 | 8.1 | 2.6 | 74 | 60 | 212387371
RUUD | RP15AZ24AJ2N | RCFZ2417STANM | U97MV0603A17DHS | 22800 | 22800 | 15.2 | 11.7 | 8.1 | 2.2 | 68 | 54 | 212387369
RUUD | RP15AZ60AJ2N | RCFZ6024STANM | U802VA125524M | 57000 | 57000 | 15.2 | 11.7 | 8.1 | 2.6 | 73 | 59 | 212387361
RUUD | RP15AZ24AJ2N | RCFZ2417STANM | U802VA075317M | 22800 | 22800 | 15.2 | 11.7 | 8.1 | 2.3 | 69 | 54 | 212387356
RUUD | RP15AZ36AJ2N | RCFZ3617STANM | U802VA075317M | 33600 | 33600 | 15.2 | 11.7 | 8.1 | 2.2 | 71 | 57 | 212387358
RUUD | RP15AZ30AJ2N | RCFZ3617STANM | U802VA075317Z | 28400 | 28400 | 15.2 | 11.7 | 8.1 | 2.1 | 70 | 56 | 212387359
RUUD | RP15AZ30AJ2N | RCFZ3617STANM | U802VA075317M | 28400 | 28400 | 15.2 | 11.7 | 8.1 | 2.1 | 69 | 55 | 212387357
RUUD | RP15AZ30AJ2N | RCFZ3617STANM | U802VA050317M | 28400 | 28400 | 15.2 | 11.7 | 8.1 | 2.1 | 70 | 56 | 212387353
RUUD | RP15AZ24AJ2N | RCFZ2417STANM | U802VA050317M | 22800 | 22800 | 15.2 | 11.7 | 8.1 | 2.2 | 68 | 54 | 212387352
RUUD | RP15AZ18AJ2N | RCFZ2417STANM | U802VA050317M | 17100 | 17100 | 15.2 | 11.7 | 8.1 | 2.1 | 70 | 54 | 212387347
RUSSELL | SP15AZ60AJ2N | TCFZ6024STANM | S98MV1005A21UPS | 56500 | 56500 | 15.2 | 11.7 | 8.1 | 2.5 | 74 | 61 | 212387336
SURE | SP15AZ60AJ2N | TCFZ6024STANM | S98MV1005A21UPS | 56500 | 56500 | 15.2 | 11.7 | 8.1 | 2.5 | 74 | 61 | 212387335
SURE | SP15AZ24AJ2N | TCFZ2417STANM | S98MV0703A17UPS | 22800 | 22800 | 15.2 | 11.7 | 8.1 | 2.2 | 68 | 54 | 212387333
SURE | SP15AZ30AJ2N | TCFZ3617STANM | S98MV0603A17UPS | 28400 | 28400 | 15.2 | 11.7 | 8.1 | 2.1 | 70 | 56 | 212387331
RUSSELL | SP15AZ24AJ2N | TCFZ2417STANM | S98MV0703A17UPS | 22800 | 22800 | 15.2 | 11.7 | 8.1 | 2.2 | 68 | 54 | 212387334
RUSSELL | SP15AZ30AJ2N | TCFZ3617STANM | S98MV0603A17UPS | 28400 | 28400 | 15.2 | 11.7 | 8.1 | 2.1 | 70 | 56 | 212387332
SURE | SP15AZ24AJ2N | TCFZ2417STANM | S98MV0603A17UPS | 22800 | 22800 | 15.2 | 11.7 | 8.1 | 2.2 | 68 | 54 | 212387330
RUSSELL | SP15AZ24AJ2N | TCFZ2417STANM | S98MV0603A17UPS | 22800 | 22800 | 15.2 | 11.7 | 8.1 | 2.2 | 68 | 54 | 212387329
RUSSELL | SP15AZ60AJ2N | TCFZ6024STANM | S97MV1005A21DHS | 57000 | 57000 | 15.2 | 11.7 | 8.1 | 2.6 | 74 | 60 | 212387320
SURE | SP15AZ60AJ2N | TCFZ6024STANM | S97MV1005A21DHS | 57000 | 57000 | 15.2 | 11.7 | 8.1 | 2.6 | 74 | 60 | 212387321
RUSSELL | SP18AZ36AJVC | TCFZ6021SEAAM | S98MV0703A17UPS | 34200 | 34200 | 19 | 12.5 | 8.5 | 2.2 | 120 | 127 | 210106952
RUSSELL | SP18AZ48AJVC | TCFZ6021SEAAM | S962V0855A21M4S | 44500 | 43000 | 18 | 11.7 | 8.5 | 2 | 103 | 105 | 210106965
RUSSELL | SP18AZ36AJVC | TCFZ6021SEAAM | S98MV1005A21UPS | 34200 | 34200 | 19 | 12.5 | 8.5 | 2.2 | 120 | 127 | 210106959
RUSSELL | SP18AZ36AJVC | TCFZ6021SEAAM | S98MV0855A21UPS | 34200 | 34200 | 19 | 12.5 | 8.5 | 2.2 | 118 | 126 | 210106956
RUSSELL | SP18AZ36AJVC | TCFZ6021SEAAM | S98MV0603A17UPS | 34200 | 34200 | 19 | 12.5 | 8.5 | 2.2 | 120 | 127 | 210106949
RUSSELL | SP18AZ36AJVC | TCFZ6021SEAAM | S962V0705A21M4S | 34200 | 34200 | 19 | 12.5 | 8.5 | 2.2 | 118 | 126 | 210106937
RUSSELL | SP18AZ36AJVC | TCFZ6021SEAAM | S97MV1005A21DHS | 34200 | 34200 | 19 | 12.5 | 8.5 | 2.2 | 118 | 126 | 210106946
RUSSELL | SP18AZ24AJVC | TCFZ2421HEAAM | S98MV0703A17UPS | 22800 | 22800 | 20 | 12.5 | 8.5 | 2.1 | 111 | 114 | 210106928
RUSSELL | SP18AZ36AJVC | TCFZ6021SEAAM | S962V1005A21M4S | 34200 | 34200 | 18 | 12.5 | 8.5 | 2.2 | 118 | 126 | 210106943
RUSSELL | SP18AZ36AJVC | TCFZ6021SEAAM | S962V0855A21M4S | 34200 | 34200 | 19 | 12.5 | 8.5 | 2.2 | 118 | 126 | 210106940
RUSSELL | SP18AZ48AJVC | SHMVZ6021SEACA |  | 45000 | 40000 | 18 | 12 | 8.5 | 1.8 | 103 | 105 | 210106904
RUSSELL | SP18AZ36AJVC | TCFZ6021SEAAM | S962V0703A17M4S | 34200 | 35000 | 19 | 12.5 | 8.5 | 2.2 | 107 | 123 | 210106934
RUSSELL | SP18AZ36AJVC | TCFZ6021SEAAM | S962V0403A17M4S | 34200 | 34200 | 19 | 12.5 | 8.5 | 2.2 | 120 | 127 | 210106931
RUSSELL | SP18AZ24AJVC | TCFZ2421HEAAM | S962V0603A17M4S | 22800 | 22800 | 20 | 12.5 | 8.5 | 2.1 | 112 | 114 | 210106913
RUSSELL | SP18AZ24AJVC | TCFZ2421HEAAM | S98MV0603A17UPS | 22800 | 22800 | 20 | 12.5 | 8.5 | 2.1 | 111 | 114 | 210106925
RUSSELL | SP18AZ24AJVC | TCFZ2421HEAAM | S97MV0703A17DHS | 22800 | 22800 | 20 | 12.5 | 8.5 | 2.1 | 111 | 114 | 210106922
RUSSELL | SP18AZ24AJVC | TCFZ2421HEAAM | S97MV0603A17DHS | 22800 | 22800 | 20 | 12.5 | 8.5 | 2.1 | 111 | 114 | 210106920
RUSSELL | SP18AZ24AJVC | TCFZ2421HEAAM | S962V0703A17M4S | 22800 | 22800 | 20 | 12.5 | 8.5 | 2.1 | 111 | 114 | 210106916
RUSSELL | SP18AZ24AJVC | TCFZ2421HEAAM | S962V0403A17M4S | 22800 | 22800 | 20 | 12.5 | 8.5 | 2.1 | 111 | 114 | 210106910
RUSSELL | SP18AZ36AJVC | SHMVZ6021SEACA |  | 34200 | 32000 | 18 | 12.5 | 8.5 | 2.1 | 117 | 127 | 210106900
RUSSELL | SP18AZ24AJVC | SHMVZ2421HEACA |  | 22800 | 22800 | 18 | 12.5 | 8.5 | 2 | 101 | 109 | 210106897
RHEEM | RP18AZ36AJVC | RCFZ6021SEAAM | R951V0403A17UHU | 34200 | 34200 | 19 | 12.5 | 8.5 | 2.2 | 118 | 126 | 213372384
SURE | SP18AZ36AJVC | TCFZ3621MEAAM | S951V0403A17UHU | 34200 | 34200 | 19 | 12.5 | 8.5 | 2.2 | 118 | 126 | 213372382
RUUD | UP18AZ36AJVC | RCFZ3621MEAAM | R951V0603A17UHU | 34200 | 34200 | 19 | 12.5 | 8.5 | 2.2 | 120 | 127 | 213372383
RUUD | UP18AZ36AJVC | RCFZ6021SEAAM | R951V0403A17UHU | 34200 | 34200 | 19 | 12.5 | 8.5 | 2.2 | 118 | 126 | 213372381
SURE | SP18AZ36AJVC | TCFZ3621MEAAM | S951V0603A17UHU | 34200 | 34200 | 19 | 12.5 | 8.5 | 2.2 | 120 | 127 | 213372380
SURE | SP18AZ36AJVC | TCFZ6021SEAAM | S951V0403A17UHU | 34200 | 34200 | 19 | 12.5 | 8.5 | 2.2 | 118 | 126 | 213372379
RUUD | UP18AZ36AJVC | RCFZ3621MEAAM | R951V0403A17UHU | 34200 | 34200 | 19 | 12.5 | 8.5 | 2.2 | 118 | 126 | 213372378
RUSSELL | SP18AZ36AJVC | TCFZ6021SEAAM | S951V0403A17UHU | 34200 | 34200 | 19 | 12.5 | 8.5 | 2.2 | 118 | 126 | 213372377
RUSSELL | SP18AZ36AJVC | TCFZ3621MEAAM | S951V0403A17UHU | 34200 | 34200 | 19 | 12.5 | 8.5 | 2.2 | 118 | 126 | 213372376
RUUD | UP18AZ36AJVC | RCFZ6021SEAAM | R951V0603A17UHU | 34200 | 34200 | 19 | 12.5 | 8.5 | 2.2 | 120 | 127 | 213372375
RUUD | UP18AZ24AJVC | RCFZ2421HEAAM | R951V0403A17UHU | 22800 | 22800 | 20 | 12.5 | 8.5 | 2.1 | 112 | 115 | 213372374
RUUD | UP18AZ24AJVC | RCFZ2421HEAAM | R951V0603A17UHU | 22800 | 22800 | 20 | 12.5 | 8.5 | 2.1 | 112 | 115 | 213372373
RUSSELL | SP18AZ24AJVC | TCFZ2421HEAAM | S951V0603A17UHU | 22800 | 22800 | 20 | 12.5 | 8.5 | 2.1 | 112 | 115 | 213372372
RHEEM | RP18AZ24AJVC | RCFZ2421HEAAM | R951V0403A17UHU | 22800 | 22800 | 20 | 12.5 | 8.5 | 2.1 | 112 | 115 | 213372371
RHEEM | RP18AZ24AJVC | RCFZ2421HEAAM | R951V0603A17UHU | 22800 | 22800 | 20 | 12.5 | 8.5 | 2.1 | 112 | 115 | 213372370
RUSSELL | SP18AZ24AJVC | TCFZ2421HEAAM | S951V0403A17UHU | 22800 | 22800 | 20 | 12.5 | 8.5 | 2.1 | 112 | 115 | 213372369
SURE | SP18AZ24AJVC | TCFZ2421HEAAM | S951V0403A17UHU | 22800 | 22800 | 20 | 12.5 | 8.5 | 2.1 | 112 | 115 | 213372367
SURE | SP18AZ24AJVC | TCFZ2421HEAAM | S951V0603A17UHU | 22800 | 22800 | 20 | 12.5 | 8.5 | 2.1 | 112 | 115 | 213372368
RUUD | RP15AZ30AJ2N | RCFZ3621STANM | R921V0403A17M4S | 28400 | 28400 | 15.2 | 11.7 | 8.1 | 2.1 | 70 | 56 | 213244055
RHEEM | RP15AZ30AJ2N | RCFZ3621STANM | R802VA075317Z | 28400 | 28400 | 15.2 | 11.7 | 8.1 | 2.1 | 70 | 56 | 213244054
RHEEM | RP15AZ36AJ2N | RCFZ3621STANM | R802VA075317M | 33600 | 33600 | 15.2 | 11.7 | 8.1 | 2.2 | 71 | 57 | 213244053
RHEEM | RP15AZ30AJ2N | RCFZ3621STANM | R802VA075317M | 28400 | 28400 | 15.2 | 11.7 | 8.1 | 2.1 | 69 | 55 | 213244052
RHEEM | RP15AZ30AJ2N | RCFZ3621STANM | R802VA050317M | 28400 | 28400 | 15.2 | 11.7 | 8.1 | 2.1 | 70 | 56 | 213244051
RUUD | RP15AZ42AJ2N | RCFZ4824STANM | R802V1005A21DZ | 40000 | 40000 | 15.2 | 11.7 | 8.1 | 2.4 | 72 | 58 | 213244050
RHEEM | RP15AZ42AJ2N | RCFZ4824STANM | R802V1005A21DZ | 40000 | 40000 | 15.2 | 11.7 | 8.1 | 2.4 | 72 | 58 | 213244049
RUUD | RP15AZ30AJ2N | RCFZ3621STANM | R802V1004A17UH | 28400 | 28400 | 15.2 | 11.7 | 8.1 | 2.1 | 70 | 56 | 213244046
RUUD | RP15AZ36AJ2N | RCFZ3621STANM | R802V1004A17UH | 34000 | 34000 | 15.2 | 11.7 | 8.1 | 2.2 | 73 | 58 | 213244048
RHEEM | RP15AZ36AJ2N | RCFZ3621STANM | R802V1004A17UH | 34000 | 34000 | 15.2 | 11.7 | 8.1 | 2.2 | 73 | 58 | 213244047
RHEEM | RP15AZ30AJ2N | RCFZ3621STANM | R802V1004A17UH | 28400 | 28400 | 15.2 | 11.7 | 8.1 | 2.1 | 70 | 56 | 213244045
RHEEM | RP15AZ36AJ2N | RCFZ3621STANM | R802V0754A17UH | 33800 | 33800 | 15.2 | 11.7 | 8.1 | 2.2 | 73 | 58 | 213244043
RUUD | RP15AZ36AJ2N | RCFZ3621STANM | R802V0754A17UH | 33800 | 33800 | 15.2 | 11.7 | 8.1 | 2.2 | 73 | 58 | 213244044
RHEEM | RP15AZ30AJ2N | RCFZ3621STANM | R802V0754A17DZ | 28400 | 28400 | 15.2 | 11.7 | 8.1 | 2.1 | 71 | 56 | 213244039
RUUD | RP15AZ30AJ2N | RCFZ3621STANM | R802V0754A17UH | 28400 | 28400 | 15.2 | 11.7 | 8.1 | 2.1 | 70 | 56 | 213244042
RHEEM | RP15AZ30AJ2N | RCFZ3621STANM | R802V0754A17UH | 28400 | 28400 | 15.2 | 11.7 | 8.1 | 2.1 | 70 | 56 | 213244041
RUUD | RP15AZ30AJ2N | RCFZ3621STANM | R802V0754A17DZ | 28400 | 28400 | 15.2 | 11.7 | 8.1 | 2.1 | 71 | 56 | 213244040
RUUD | RP15AZ30AJ2N | RCFZ3621STANM | R802V0503A14DZ | 28400 | 28400 | 15.2 | 11.7 | 8.1 | 2.1 | 71 | 57 | 213244036
RUUD | RP15AZ30AJ2N | RCFZ3621STANM | R802V0503A14UH | 28400 | 28400 | 15.2 | 11.7 | 8.1 | 2.1 | 70 | 56 | 213244038
RUUD | RP15AZ36AJ2N | RCFZ3621STANM | R801V0754A17UH | 33800 | 33800 | 15.2 | 11.7 | 8.1 | 2.2 | 73 | 58 | 213244030
RHEEM | RP15AZ36AJ2N | RCFZ3621STANM | R801V0754A17UH | 33800 | 33800 | 15.2 | 11.7 | 8.1 | 2.2 | 73 | 58 | 213244029
RHEEM | RP15AZ30AJ2N | RCFZ3621STANM | R801V0754A17UH | 28400 | 28400 | 15.2 | 11.7 | 8.1 | 2.1 | 70 | 56 | 213244027
RHEEM | RP15AZ30AJ2N | RCFZ3621STANM | R801V0754A17DZ | 28400 | 28400 | 15.2 | 11.7 | 8.1 | 2.1 | 71 | 56 | 213244026
RUUD | RP15AZ30AJ2N | RCFZ3621STANM | R801V0754A17UH | 28400 | 28400 | 15.2 | 11.7 | 8.1 | 2.1 | 70 | 56 | 213244028
RUUD | RP15AZ30AJ2N | RCFZ3621STANM | R801V0754A17DZ | 28400 | 28400 | 15.2 | 11.7 | 8.1 | 2.1 | 71 | 56 | 213244025
RHEEM | RP15AZ30AJ2N | RCFZ3621STANM | R801V0704A17UHU | 28400 | 28400 | 15.2 | 11.7 | 8.1 | 2.1 | 71 | 56 | 213244024
RUUD | RP15AZ30AJ2N | RCFZ3621STANM | R801V0704A17UHU | 28400 | 28400 | 15.2 | 11.7 | 8.1 | 2.1 | 71 | 56 | 213244023
RUUD | RP15AZ30AJ2N | RCFZ3621STANM | R801V0504A17UHU | 28400 | 28400 | 15.2 | 11.7 | 8.1 | 2.1 | 71 | 57 | 213244022
RHEEM | RP15AZ30AJ2N | RCFZ3621STANM | R801V0504A17UHU | 28400 | 28400 | 15.2 | 11.7 | 8.1 | 2.1 | 71 | 57 | 213244021
RUUD | RP15AZ30AJ2N | RCFZ3621STANM | R801V0503A14UH | 28400 | 28400 | 15.2 | 11.7 | 8.1 | 2.1 | 70 | 56 | 213244017
RUUD | RP15AZ30AJ2N | RCFZ3621STANM | R801V0503A14DZ | 28400 | 28400 | 15.2 | 11.7 | 8.1 | 2.1 | 71 | 57 | 213244016
RUSSELL | SP18AZ36AJVC | TCFZ6021SEAAM | S802V0504A17UHS | 34200 | 34200 | 19 | 12.5 | 8.5 | 2.2 | 120 | 127 | 212609346
SURE | SP18AZ36AJVC | TCFZ6021SEAAM | S802V0755A21UHS | 34200 | 34200 | 19 | 12.5 | 8.5 | 2.2 | 118 | 126 | 212609345
RHEEM | RP18AZ36AJVC | RCFZ6021SEAAM | R802V0754A17DZ | 34200 | 34200 | 19 | 12.5 | 8.5 | 2.2 | 120 | 127 | 212609344
RUSSELL | SP18AZ36AJVC | TCFZ6021SEAAM | S802V0755A21UHS | 34200 | 34200 | 19 | 12.5 | 8.5 | 2.2 | 118 | 126 | 212609343
RHEEM | RP18AZ36AJVC | RCFZ6021SEAAM | R802V0754A17UHS | 34200 | 34200 | 19 | 12.5 | 8.5 | 2.2 | 118 | 126 | 212609342
RHEEM | RP18AZ24AJVC | RCFZ2421HEAAM | R802V0754A17UHS | 22800 | 22800 | 19 | 12.5 | 8.5 | 2.1 | 111 | 114 | 212609330
RHEEM | RP18AZ24AJVC | RCFZ2421HEAAM | R802V0754A17DZ | 22800 | 22800 | 20 | 12.5 | 8.5 | 2.1 | 111 | 114 | 212609341
RUSSELL | SP18AZ24AJVC | TCFZ2421HEAAM | S802V0754A17DZ | 22800 | 22800 | 20 | 12.5 | 8.5 | 2.1 | 111 | 114 | 212609340
RUUD | UP18AZ24AJVC | RCFZ2421HEAAM | R802V0754A17UHS | 22800 | 22800 | 19 | 12.5 | 8.5 | 2.1 | 111 | 114 | 212609339
RUUD | UP18AZ24AJVC | RCFZ2421HEAAM | R802V1004A17UHS | 22800 | 22800 | 20 | 12.5 | 8.5 | 2.1 | 111 | 114 | 212609338
RUUD | UP18AZ24AJVC | RCFZ2421HEAAM | R802V0754A17UHN | 22800 | 22800 | 19 | 12.5 | 8.5 | 2.1 | 111 | 114 | 212609337
RUUD | UP18AZ24AJVC | RCFZ2421HEAAM | R802V0504A17UHS | 22800 | 22800 | 20 | 12.5 | 8.5 | 2.1 | 111 | 114 | 212609336
RHEEM | RP18AZ24AJVC | RCFZ2421HEAAM | R802V1005A21UHN | 22800 | 22800 | 20 | 12.5 | 8.5 | 2.1 | 111 | 114 | 212609335
RUUD | UP18AZ24AJVC | RCFZ2421HEAAM | R802V0504A17UHN | 22800 | 22800 | 20 | 12.5 | 8.5 | 2.1 | 111 | 114 | 212609334
SURE | SP18AZ24AJVC | TCFZ2421HEAAM | S802V0754A17DZ | 22800 | 22800 | 20 | 12.5 | 8.5 | 2.1 | 111 | 114 | 212609333
RUSSELL | SP18AZ24AJVC | TCFZ2421HEAAM | S802V0754A17UHN | 22800 | 22800 | 19 | 12.5 | 8.5 | 2.1 | 111 | 114 | 212609332
RUUD | UP18AZ24AJVC | RCFZ2421HEAAM | R802V0754A17DZ | 22800 | 22800 | 20 | 12.5 | 8.5 | 2.1 | 111 | 114 | 212609331
RUSSELL | SP18AZ24AJVC | TCFZ2421HEAAM | S802V1005A21UHN | 22800 | 22800 | 20 | 12.5 | 8.5 | 2.1 | 111 | 114 | 212609329
RUSSELL | SP18AZ24AJVC | TCFZ2421HEAAM | S802V1005A21UHS | 22800 | 22800 | 20 | 12.5 | 8.5 | 2.1 | 111 | 114 | 212609328
RUUD | UP18AZ24AJVC | RCFZ2421HEAAM | R802V1004A17UHN | 22800 | 22800 | 20 | 12.5 | 8.5 | 2.1 | 111 | 114 | 212609327
SURE | SP18AZ24AJVC | TCFZ2421HEAAM | S802V1005A21UHN | 22800 | 22800 | 20 | 12.5 | 8.5 | 2.1 | 111 | 114 | 212609326
SURE | SP18AZ24AJVC | TCFZ2421HEAAM | S802V1005A21UHS | 22800 | 22800 | 20 | 12.5 | 8.5 | 2.1 | 111 | 114 | 212609325
RUUD | UP18AZ24AJVC | RCFZ2421HEAAM | R802V1005A21UHN | 22800 | 22800 | 20 | 12.5 | 8.5 | 2.1 | 111 | 114 | 212609314
RHEEM | RP18AZ24AJVC | RCFZ2421HEAAM | R802V0504A17UHS | 22800 | 22800 | 20 | 12.5 | 8.5 | 2.1 | 111 | 114 | 212609324
RHEEM | RP18AZ24AJVC | RCFZ2421HEAAM | R802V0504A17UHN | 22800 | 22800 | 20 | 12.5 | 8.5 | 2.1 | 111 | 114 | 212609323
SURE | SP18AZ24AJVC | TCFZ2421HEAAM | S802V1004A17UHN | 22800 | 22800 | 20 | 12.5 | 8.5 | 2.1 | 111 | 114 | 212609322
SURE | SP18AZ24AJVC | TCFZ2421HEAAM | S802V0504A17UHN | 22800 | 22800 | 20 | 12.5 | 8.5 | 2.1 | 111 | 114 | 212609321
RUSSELL | SP18AZ24AJVC | TCFZ2421HEAAM | S802V1004A17UHN | 22800 | 22800 | 20 | 12.5 | 8.5 | 2.1 | 111 | 114 | 212609320
RUSSELL | SP18AZ24AJVC | TCFZ2421HEAAM | S802V0504A17UHN | 22800 | 22800 | 20 | 12.5 | 8.5 | 2.1 | 111 | 114 | 212609319
SURE | SP18AZ24AJVC | TCFZ2421HEAAM | S802V1004A17UHS | 22800 | 22800 | 20 | 12.5 | 8.5 | 2.1 | 111 | 114 | 212609318
RUSSELL | SP18AZ24AJVC | TCFZ2421HEAAM | S802V1004A17UHS | 22800 | 22800 | 20 | 12.5 | 8.5 | 2.1 | 111 | 114 | 212609317
RHEEM | RP18AZ24AJVC | RCFZ2421HEAAM | R802V0754A17UHN | 22800 | 22800 | 19 | 12.5 | 8.5 | 2.1 | 111 | 114 | 212609316
RHEEM | RP18AZ24AJVC | RCFZ2421HEAAM | R802V1004A17UHN | 22800 | 22800 | 20 | 12.5 | 8.5 | 2.1 | 111 | 114 | 212609315
SURE | SP18AZ24AJVC | TCFZ2421HEAAM | S802V0754A17UHS | 22800 | 22800 | 19 | 12.5 | 8.5 | 2.1 | 111 | 114 | 212609313
SURE | SP18AZ24AJVC | TCFZ2421HEAAM | S802V0504A17UHS | 22800 | 22800 | 20 | 12.5 | 8.5 | 2.1 | 111 | 114 | 212609312
RUSSELL | SP18AZ24AJVC | TCFZ2421HEAAM | S802V0754A17UHS | 22800 | 22800 | 19 | 12.5 | 8.5 | 2.1 | 111 | 114 | 212609311
SURE | SP18AZ24AJVC | TCFZ2421HEAAM | S802V0754A17UHN | 22800 | 22800 | 19 | 12.5 | 8.5 | 2.1 | 111 | 114 | 212609310
RUSSELL | SP18AZ24AJVC | TCFZ2421HEAAM | S802V0504A17UHS | 22800 | 22800 | 20 | 12.5 | 8.5 | 2.1 | 111 | 114 | 212609309
RUUD | UP18AZ24AJVC | RCFZ2421HEAAM | R802V1005A21UHS | 22800 | 22800 | 20 | 12.5 | 8.5 | 2.1 | 111 | 114 | 212609306
RHEEM | RP18AZ24AJVC | RCFZ2421HEAAM | R802V1004A17UHS | 22800 | 22800 | 20 | 12.5 | 8.5 | 2.1 | 111 | 114 | 212609307
FUJITSU | WP15AZ24AJ2N | FCCN2417SZTA | FF80TV305014UH**A | 22800 | 22800 | 15.2 | 11.7 | 8.1 | 2.2 | 69 | 55 | 212507714
FUJITSU | WP15AZ30AJ2N | FCCN3617SZTA | FF80SV407517DZ**A | 28400 | 28400 | 15.2 | 11.7 | 8.1 | 2.1 | 71 | 56 | 212507713
FUJITSU | WP15AZ30AJ2N | FCCN3617SZTA | FF80SV405017UH**A | 28400 | 28400 | 15.2 | 11.7 | 8.1 | 2.1 | 71 | 57 | 212507711
FUJITSU | WP15AZ30AJ2N | FCCN3617SZTA | FF80SV407517UH**A | 28400 | 28400 | 15.2 | 11.7 | 8.1 | 2.1 | 70 | 56 | 212507712
FUJITSU | FOP1524TJAZNA | FCCN2417SZTA | FF80SV407017UH**A | 22800 | 22800 | 15.2 | 11.7 | 8.1 | 2.2 | 69 | 55 | 212507604
FUJITSU | FOP1530TJAZNA | FCCN3617SZTA | FF80SV407017UH**A | 28400 | 28400 | 15.2 | 11.7 | 8.1 | 2.1 | 71 | 56 | 212507605
FUJITSU | FOP1530TJAZNA | FCCN3617SZTA | FF80SV405017UH**A | 28400 | 28400 | 15.2 | 11.7 | 8.1 | 2.1 | 71 | 57 | 212507602
FUJITSU | FOP1524TJAZNA | FCCN2417SZTA | FF80SV405017UH**A | 22800 | 22800 | 15.2 | 11.7 | 8.1 | 2.2 | 70 | 55 | 212507603
FUJITSU | FOP1524TJAZNA | FCCN2417SZTA | FF80SV305014UH**A | 22800 | 22800 | 15.2 | 11.7 | 8.1 | 2.2 | 69 | 55 | 212507600
FUJITSU | FOP1530TJAZNA | FCCN3617SZTA | FF80SV305014UH**A | 28400 | 28400 | 15.2 | 11.7 | 8.1 | 2.1 | 70 | 56 | 212507601
FUJITSU | FOP1530TJAZNA | FCCN3617SZTA | FF80SV305014DZ**A | 28400 | 28400 | 15.2 | 11.7 | 8.1 | 2.1 | 71 | 57 | 212507599
DURASTAR | DRHP15A24AJ2AN | DRAEF2417STANM | DR96M4AW0602317S | 22800 | 22800 | 15.2 | 11.7 | 8.1 | 2.2 | 70 | 55 | 212507591
FUJITSU | FOP1518TJAZNA | FCCN2417SZTA | FF80SV305014DZ**A | 17100 | 17100 | 15.2 | 11.7 | 8.1 | 2.1 | 70 | 54 | 212507596
FUJITSU | FOP1524TJAZNA | FCCN2417SZTA | FF80SV305014DZ**A | 22800 | 22800 | 15.2 | 11.7 | 8.1 | 2.3 | 69 | 55 | 212507597
DURASTAR | DRHP15A30AJ2AN | DRAEF3617STANM | DR96M4AW0602317S | 28400 | 28400 | 15.2 | 11.7 | 8.1 | 2.1 | 71 | 57 | 212507594
DURASTAR | DRHP15A30AJ2AN | DRAEF3617STANM | DR96M4AW0402317S | 28400 | 28400 | 15.2 | 11.7 | 8.1 | 2.1 | 70 | 56 | 212507593
DURASTAR | DRHP15A30AJ2AN | DRAEF3617STANM | DR96M4AW0702317S | 28400 | 28400 | 15.2 | 11.7 | 8.1 | 2.1 | 70 | 56 | 212507592
DURASTAR | DRHP15A24AJ2AN | DRAEF2417STANM | DR96M4AW0702317S | 22800 | 22800 | 15.2 | 11.7 | 8.1 | 2.2 | 69 | 55 | 212507590
MAINLINE | MLP15AZ24AJ2N | TCFZ2417STANM | ML97MV0603A17DHS | 22800 | 22800 | 15.2 | 11.7 | 8.1 | 2.2 | 68 | 54 | 212507860
FUJITSU | FOP1536TJAZNA | FCCN3617SZTA | FF80TV407517UH**A | 33800 | 33800 | 15.2 | 11.7 | 8.1 | 2.2 | 73 | 58 | 212507623
FUJITSU | FOP1542TJAZNA | FCCN4821SZTA | FF80TV510021DZ**A | 40000 | 40000 | 15.2 | 11.7 | 8.1 | 2.4 | 72 | 58 | 212507626
FUJITSU | FOP1536TJAZNA | FCCN3617SZTA | FF80TV410017UH**A | 34000 | 34000 | 15.2 | 11.7 | 8.1 | 2.2 | 73 | 58 | 212507625
FUJITSU | FOP1530TJAZNA | FCCN3617SZTA | FF80TV410017UH**A | 28400 | 28400 | 15.2 | 11.7 | 8.1 | 2.1 | 70 | 56 | 212507624
MAINLINE | MLP15AZ42AJ2N | TCFZ4821STANM | ML802V1005A21DZ | 40000 | 40000 | 15.2 | 11.7 | 8.1 | 2.4 | 72 | 58 | 212507822
MAINLINE | MLP15AZ36AJ2N | TCFZ3617STANM | ML802VA075317M | 33600 | 33600 | 15.2 | 11.7 | 8.1 | 2.2 | 71 | 57 | 212507828
MAINLINE | MLP15AZ30AJ2N | TCFZ3617STANM | ML802VA075317M | 28400 | 28400 | 15.2 | 11.7 | 8.1 | 2.1 | 69 | 55 | 212507827
MAINLINE | MLP15AZ24AJ2N | TCFZ2417STANM | ML802VA075317M | 22800 | 22800 | 15.2 | 11.7 | 8.1 | 2.3 | 69 | 54 | 212507826
MAINLINE | MLP15AZ30AJ2N | TCFZ3617STANM | ML802VA050317M | 28400 | 28400 | 15.2 | 11.7 | 8.1 | 2.1 | 70 | 56 | 212507825
MAINLINE | MLP15AZ24AJ2N | TCFZ2417STANM | ML802VA050317M | 22800 | 22800 | 15.2 | 11.7 | 8.1 | 2.2 | 68 | 54 | 212507824
FUJITSU | FOP1560TJAZNA | FHRNVT6024S*ZTNA |  | 56500 | 56500 | 15.2 | 11.7 | 8.1 | 2.5 | 73 | 59 | 212507701
MAINLINE | MLP15AZ18AJ2N | TCFZ2417STANM | ML802VA050317M | 17100 | 17100 | 15.2 | 11.7 | 8.1 | 2.1 | 70 | 54 | 212507823
FUJITSU | FOP1536TJAZNA | FHRNVT3617S*ZTNA |  | 34200 | 34200 | 15.2 | 11.7 | 8.1 | 2.3 | 71 | 57 | 212507698
FUJITSU | FOP1548TJAZNA | FHRNVT4821S*ZTNA |  | 45500 | 45500 | 15.2 | 11.7 | 8.1 | 2.5 | 73 | 60 | 212507700
FUJITSU | FOP1542TJAZNA | FHRNVT4821S*ZTNA |  | 40000 | 40000 | 15.2 | 11.7 | 8.1 | 2.4 | 71 | 57 | 212507699
FUJITSU | FOP1530TJAZNA | FHRNVT3617S*ZTNA |  | 28400 | 28400 | 16 | 11.7 | 8.1 | 2.2 | 70 | 55 | 212507697
FUJITSU | FOP1524TJAZNA | FHRNVT2417S*ZTNA |  | 22800 | 22800 | 16 | 11.7 | 8.1 | 2.3 | 68 | 54 | 212507696
FUJITSU | FOP1518TJAZNA | FHRNVT2417S*ZTNA |  | 17100 | 17100 | 16 | 11.7 | 8.1 | 2.1 | 69 | 54 | 212507695
MAINLINE | MLP15AZ24AJ2N | TCFZ2417STANM | ML951V0603A17M4S | 22800 | 22800 | 15.2 | 11.7 | 8.1 | 2.2 | 70 | 55 | 212507843
MAINLINE | MLP15AZ30AJ2N | TCFZ3617STANM | ML951V0603A17M4S | 28400 | 28400 | 15.2 | 11.7 | 8.1 | 2.1 | 71 | 57 | 212507844
MAINLINE | MLP15AZ24AJ2N | TCFZ2417STANM | ML951V0403A17UHU | 22800 | 22800 | 15.2 | 11.7 | 8.1 | 2.2 | 70 | 56 | 212507842
MAINLINE | MLP15AZ30AJ2N | TCFZ3617STANM | ML951V0403A17M4S | 28400 | 28400 | 15.2 | 11.7 | 8.1 | 2.1 | 70 | 56 | 212507839
MAINLINE | MLP15AZ24AJ2N | TCFZ2417STANM | ML951V0403A17M4S | 22800 | 22800 | 15.2 | 11.7 | 8.1 | 2.2 | 70 | 55 | 212507838
FUJITSU | WP15AZ30AJ2N | FCCN3617SZTA | FF80TV305014UH**A | 28400 | 28400 | 15.2 | 11.7 | 8.1 | 2.1 | 70 | 56 | 212507724
FUJITSU | WP15AZ30AJ2N | FCCN3617SZTA | FF80TV407517UH**A | 28400 | 28400 | 15.2 | 11.7 | 8.1 | 2.1 | 70 | 56 | 212507723
FUJITSU | WP15AZ30AJ2N | FCCN3617SZTA | FF80TV410017UH**A | 28400 | 28400 | 15.2 | 11.7 | 8.1 | 2.1 | 70 | 56 | 212507721
FUJITSU | WP15AZ30AJ2N | FCCN3617SZTA | FF80TV407517DZ**A | 28400 | 28400 | 15.2 | 11.7 | 8.1 | 2.1 | 71 | 56 | 212507720
MAINLINE | MLP15AZ24AJ2N | TCFZ2417STANM | ML801VA070417M | 22800 | 22800 | 15.2 | 11.7 | 8.1 | 2.3 | 69 | 54 | 212507804
MAINLINE | MLP15AZ24AJ2N | TCFZ2417STANM | ML801VA050417M | 22800 | 22800 | 15.2 | 11.7 | 8.1 | 2.3 | 69 | 54 | 212507802
MAINLINE | MLP15AZ30AJ2N | TCFZ3617STANM | ML801VA050417M | 28400 | 28400 | 15.2 | 11.7 | 8.1 | 2.1 | 69 | 55 | 212507803
MAINLINE | MLP15AZ36AJ2N | TCFZ3617STANM | ML801V0754A17UH | 33800 | 33800 | 15.2 | 11.7 | 8.1 | 2.2 | 73 | 58 | 212507801
MAINLINE | MLP15AZ30AJ2N | TCFZ3617STANM | ML801V0754A17UH | 28400 | 28400 | 15.2 | 11.7 | 8.1 | 2.1 | 70 | 56 | 212507800
MAINLINE | MLP15AZ24AJ2N | TCFZ2417STANM | ML801V0754A17UH | 22800 | 22800 | 15.2 | 11.7 | 8.1 | 2.2 | 69 | 55 | 212507799
MAINLINE | MLP15AZ30AJ2N | TCFZ3617STANM | ML801V0754A17DZ | 28400 | 28400 | 15.2 | 11.7 | 8.1 | 2.1 | 71 | 56 | 212507798
FUJITSU | WP15AZ30AJ2N | FCCN3617SZTA | FF95SV306017M4S*A | 28400 | 28400 | 15.2 | 11.7 | 8.1 | 2.1 | 71 | 57 | 212507749
FUJITSU | WP15AZ30AJ2N | FCCN3617SZTA | FF92SV307017M4S*A | 28400 | 28400 | 15.2 | 11.7 | 8.1 | 2.1 | 70 | 56 | 212507748
FUJITSU | WP15AZ30AJ2N | FCCN3617SZTA | FF92SV306017M4S*A | 28400 | 28400 | 15.2 | 11.7 | 8.1 | 2.1 | 71 | 57 | 212507747
FRIEDRICH | FWP15AZ30AJ2N | FRH2VZ3617STANN |  | 28400 | 28400 | 16 | 11.7 | 8.1 | 2.2 | 70 | 55 | 213382080
FRIEDRICH | FRP15AZ30AJ2N | FRH2VZ3621MTANA |  | 28400 | 28400 | 16 | 11.7 | 8.1 | 2 | 66 | 50 | 213382079
FRIEDRICH | FWP15AZ30AJ2N | FRH2VZ3621MTANA |  | 28400 | 28400 | 16 | 11.7 | 8.1 | 2 | 66 | 50 | 213382076
FRIEDRICH | FRP15AZ30AJ2N | FRH2VZ3617STANN |  | 28400 | 28400 | 16 | 11.7 | 8.1 | 2.2 | 70 | 55 | 213382075
FRIEDRICH | FRP15AZ36AJ2N | FRH2VZ3621STANN |  | 34200 | 34200 | 15.2 | 11.7 | 8.1 | 2.3 | 71 | 56 | 213382073
FRIEDRICH | FWP15AZ36AJ2N | FRH2VZ3617STANN |  | 34200 | 34200 | 15.2 | 11.7 | 8.1 | 2.3 | 71 | 57 | 213382072
FRIEDRICH | FWP15AZ36AJ2N | FRH2VZ3621STANN |  | 34200 | 34200 | 15.2 | 11.7 | 8.1 | 2.3 | 71 | 56 | 213382071
FRIEDRICH | FRP15AZ36AJ2N | FRH2VZ3617STANN |  | 34200 | 34200 | 15.2 | 11.7 | 8.1 | 2.3 | 71 | 57 | 213382070
FRIEDRICH | FRP15AZ24AJ2N | FRH2VZ2417STANN |  | 22800 | 22800 | 16 | 11.7 | 8.1 | 2.4 | 70 | 56 | 213382069
FRIEDRICH | FWP15AZ24AJ2N | FRH2VZ2417STANN |  | 22800 | 22800 | 16 | 11.7 | 8.1 | 2.4 | 70 | 56 | 213382068
FRIEDRICH | FWP15AZ18AJ2N | FRH2VZ2417STANN |  | 17100 | 17100 | 16 | 11.7 | 8.1 | 2.2 | 70 | 54 | 213382067
FRIEDRICH | FRP15AZ18AJ2N | FRH2VZ2417STANN |  | 17100 | 17100 | 16 | 11.7 | 8.1 | 2.2 | 70 | 54 | 213382066
RHEEM | RP18AZ36AJVC | RCFZ3621MEAAM | R951V0603A17UHU | 34200 | 34200 | 19 | 12.5 | 8.5 | 2.2 | 120 | 127 | 213372390
RHEEM | RP18AZ36AJVC | RCFZ6021SEAAM | R951V0603A17UHU | 34200 | 34200 | 19 | 12.5 | 8.5 | 2.2 | 120 | 127 | 213372389
SURE | SP18AZ36AJVC | TCFZ6021SEAAM | S951V0603A17UHU | 34200 | 34200 | 19 | 12.5 | 8.5 | 2.2 | 120 | 127 | 213372388
RUSSELL | SP18AZ36AJVC | TCFZ6021SEAAM | S951V0603A17UHU | 34200 | 34200 | 19 | 12.5 | 8.5 | 2.2 | 120 | 127 | 213372387
RUSSELL | SP18AZ36AJVC | TCFZ3621MEAAM | S951V0603A17UHU | 34200 | 34200 | 19 | 12.5 | 8.5 | 2.2 | 120 | 127 | 213372386
RHEEM | RP18AZ36AJVC | RCFZ3621MEAAM | R951V0403A17UHU | 34200 | 34200 | 19 | 12.5 | 8.5 | 2.2 | 118 | 126 | 213372385
RUSSELL | SP15AZ30AJ2N | TCFZ3621STANM | S921V0603A17M4S | 28400 | 28400 | 15.2 | 11.7 | 8.1 | 2.1 | 71 | 57 | 213244122
RUSSELL | SP15AZ30AJ2N | TCFZ3621STANM | S921V0403A17M4S | 28400 | 28400 | 15.2 | 11.7 | 8.1 | 2.1 | 70 | 56 | 213244121
SURE | SP15AZ30AJ2N | TCFZ3621STANM | S921V0403A17M4S | 28400 | 28400 | 15.2 | 11.7 | 8.1 | 2.1 | 70 | 56 | 213244120
SURE | SP15AZ30AJ2N | TCFZ3621STANM | S802VA075317Z | 28400 | 28400 | 15.2 | 11.7 | 8.1 | 2.1 | 70 | 56 | 213244119
RUSSELL | SP15AZ30AJ2N | TCFZ3621STANM | S802VA075317Z | 28400 | 28400 | 15.2 | 11.7 | 8.1 | 2.1 | 70 | 56 | 213244118
RUSSELL | SP15AZ36AJ2N | TCFZ3621STANM | S802VA075317M | 33600 | 33600 | 15.2 | 11.7 | 8.1 | 2.2 | 71 | 57 | 213244117
SURE | SP15AZ36AJ2N | TCFZ3621STANM | S802VA075317M | 33600 | 33600 | 15.2 | 11.7 | 8.1 | 2.2 | 71 | 57 | 213244116
SURE | SP15AZ30AJ2N | TCFZ3621STANM | S802VA075317M | 28400 | 28400 | 15.2 | 11.7 | 8.1 | 2.1 | 69 | 55 | 213244115
RUSSELL | SP15AZ30AJ2N | TCFZ3621STANM | S802VA075317M | 28400 | 28400 | 15.2 | 11.7 | 8.1 | 2.1 | 69 | 55 | 213244114
SURE | SP15AZ30AJ2N | TCFZ3621STANM | S802VA050317M | 28400 | 28400 | 15.2 | 11.7 | 8.1 | 2.1 | 70 | 56 | 213244113
RUSSELL | SP15AZ30AJ2N | TCFZ3621STANM | S802VA050317M | 28400 | 28400 | 15.2 | 11.7 | 8.1 | 2.1 | 70 | 56 | 213244112
SURE | SP15AZ42AJ2N | TCFZ4824STANM | S802V1005A21DZ | 40000 | 40000 | 15.2 | 11.7 | 8.1 | 2.4 | 72 | 58 | 213244111
RUSSELL | SP15AZ42AJ2N | TCFZ4824STANM | S802V1005A21DZ | 40000 | 40000 | 15.2 | 11.7 | 8.1 | 2.4 | 72 | 58 | 213244110
SURE | SP15AZ36AJ2N | TCFZ3621STANM | S802V1004A17UH | 34000 | 34000 | 15.2 | 11.7 | 8.1 | 2.2 | 73 | 58 | 213244109
RUSSELL | SP15AZ36AJ2N | TCFZ3621STANM | S802V1004A17UH | 34000 | 34000 | 15.2 | 11.7 | 8.1 | 2.2 | 73 | 58 | 213244108
RUSSELL | SP15AZ30AJ2N | TCFZ3621STANM | S802V1004A17UH | 28400 | 28400 | 15.2 | 11.7 | 8.1 | 2.1 | 70 | 56 | 213244107
SURE | SP15AZ30AJ2N | TCFZ3621STANM | S802V1004A17UH | 28400 | 28400 | 15.2 | 11.7 | 8.1 | 2.1 | 70 | 56 | 213244106
RUSSELL | SP15AZ36AJ2N | TCFZ3621STANM | S802V0754A17UH | 33800 | 33800 | 15.2 | 11.7 | 8.1 | 2.2 | 73 | 58 | 213244105
SURE | SP15AZ36AJ2N | TCFZ3621STANM | S802V0754A17UH | 33800 | 33800 | 15.2 | 11.7 | 8.1 | 2.2 | 73 | 58 | 213244104
SURE | SP15AZ30AJ2N | TCFZ3621STANM | S802V0754A17UH | 28400 | 28400 | 15.2 | 11.7 | 8.1 | 2.1 | 70 | 56 | 213244103
RUSSELL | SP15AZ30AJ2N | TCFZ3621STANM | S802V0754A17UH | 28400 | 28400 | 15.2 | 11.7 | 8.1 | 2.1 | 70 | 56 | 213244102
SURE | SP15AZ30AJ2N | TCFZ3621STANM | S802V0754A17DZ | 28400 | 28400 | 15.2 | 11.7 | 8.1 | 2.1 | 71 | 56 | 213244101
RUSSELL | SP15AZ30AJ2N | TCFZ3621STANM | S802V0754A17DZ | 28400 | 28400 | 15.2 | 11.7 | 8.1 | 2.1 | 71 | 56 | 213244100
RUSSELL | SP15AZ30AJ2N | TCFZ3621STANM | S802V0503A14UH | 28400 | 28400 | 15.2 | 11.7 | 8.1 | 2.1 | 70 | 56 | 213244099
SURE | SP15AZ30AJ2N | TCFZ3621STANM | S802V0503A14UH | 28400 | 28400 | 15.2 | 11.7 | 8.1 | 2.1 | 70 | 56 | 213244098
RUSSELL | SP15AZ30AJ2N | TCFZ3621STANM | S802V0503A14DZ | 28400 | 28400 | 15.2 | 11.7 | 8.1 | 2.1 | 71 | 57 | 213244097
SURE | SP15AZ30AJ2N | TCFZ3621STANM | S802V0503A14DZ | 28400 | 28400 | 15.2 | 11.7 | 8.1 | 2.1 | 71 | 57 | 213244096
SURE | SP15AZ30AJ2N | TCFZ3621STANM | S801VA070417M | 28400 | 28400 | 15.2 | 11.7 | 8.1 | 2.1 | 69 | 55 | 213244095
RUSSELL | SP15AZ30AJ2N | TCFZ3621STANM | S801VA070417M | 28400 | 28400 | 15.2 | 11.7 | 8.1 | 2.1 | 69 | 55 | 213244094
RUSSELL | SP15AZ30AJ2N | TCFZ3621STANM | S801VA050417M | 28400 | 28400 | 15.2 | 11.7 | 8.1 | 2.1 | 69 | 55 | 213244093
SURE | SP15AZ30AJ2N | TCFZ3621STANM | S801VA050417M | 28400 | 28400 | 15.2 | 11.7 | 8.1 | 2.1 | 69 | 55 | 213244092
RUSSELL | SP15AZ36AJ2N | TCFZ3621STANM | S801V0754A17UH | 33800 | 33800 | 15.2 | 11.7 | 8.1 | 2.2 | 73 | 58 | 213244091
SURE | SP15AZ36AJ2N | TCFZ3621STANM | S801V0754A17UH | 33800 | 33800 | 15.2 | 11.7 | 8.1 | 2.2 | 73 | 58 | 213244090
RUSSELL | SP15AZ30AJ2N | TCFZ3621STANM | S801V0754A17UH | 28400 | 28400 | 15.2 | 11.7 | 8.1 | 2.1 | 70 | 56 | 213244089
SURE | SP15AZ30AJ2N | TCFZ3621STANM | S801V0754A17UH | 28400 | 28400 | 15.2 | 11.7 | 8.1 | 2.1 | 70 | 56 | 213244088
RUSSELL | SP15AZ30AJ2N | TCFZ3621STANM | S801V0754A17DZ | 28400 | 28400 | 15.2 | 11.7 | 8.1 | 2.1 | 71 | 56 | 213244087
SURE | SP15AZ30AJ2N | TCFZ3621STANM | S801V0754A17DZ | 28400 | 28400 | 15.2 | 11.7 | 8.1 | 2.1 | 71 | 56 | 213244086
SURE | SP15AZ30AJ2N | TCFZ3621STANM | S801V0704A17UHU | 28400 | 28400 | 15.2 | 11.7 | 8.1 | 2.1 | 71 | 56 | 213244085
SURE | SP15AZ30AJ2N | TCFZ3621STANM | S801V0504A17UHU | 28400 | 28400 | 15.2 | 11.7 | 8.1 | 2.1 | 71 | 57 | 213244084
RUSSELL | SP15AZ30AJ2N | TCFZ3621STANM | S801V0504A17UH | 28400 | 28400 | 15.2 | 11.7 | 8.1 | 2.1 | 71 | 57 | 213244082
SURE | SP15AZ30AJ2N | TCFZ3621STANM | S801V0503A14UH | 28400 | 28400 | 15.2 | 11.7 | 8.1 | 2.1 | 70 | 56 | 213244081
RUSSELL | SP15AZ30AJ2N | TCFZ3621STANM | S801V0503A14UH | 28400 | 28400 | 15.2 | 11.7 | 8.1 | 2.1 | 70 | 56 | 213244080
SURE | SP15AZ30AJ2N | TCFZ3621STANM | S801V0503A14DZ | 28400 | 28400 | 15.2 | 11.7 | 8.1 | 2.1 | 71 | 57 | 213244079
RUSSELL | SP15AZ30AJ2N | TCFZ3621STANM | S801V0503A14DZ | 28400 | 28400 | 15.2 | 11.7 | 8.1 | 2.1 | 71 | 57 | 213244078
RHEEM | RP15AZ30AJ2N | RCFZ3621STANM | R98MV0603A17UPS | 28400 | 28400 | 15.2 | 11.7 | 8.1 | 2.1 | 70 | 56 | 213244075
RHEEM | RP15AZ30AJ2N | RCFZ3621STANM | R96VA0602317M | 28400 | 28400 | 15.2 | 11.7 | 8.1 | 2.1 | 70 | 56 | 213244073
RUUD | RP15AZ30AJ2N | RCFZ3621STANM | R962V0703A17M4S | 28400 | 28400 | 15.2 | 11.7 | 8.1 | 2.1 | 70 | 56 | 213244072
RHEEM | RP15AZ30AJ2N | RCFZ3621STANM | R962V0703A17M4S | 28400 | 28400 | 15.2 | 11.7 | 8.1 | 2.1 | 70 | 56 | 213244071
RHEEM | RP15AZ30AJ2N | RCFZ3621STANM | R962V0603A17M4S | 28400 | 28400 | 15.2 | 11.7 | 8.1 | 2.1 | 71 | 57 | 213244070
RUUD | RP15AZ30AJ2N | RCFZ3621STANM | R962V0603A17M4S | 28400 | 28400 | 15.2 | 11.7 | 8.1 | 2.1 | 71 | 57 | 213244069
RUUD | RP15AZ30AJ2N | RCFZ3621STANM | R962V0403A17M4S | 28400 | 28400 | 15.2 | 11.7 | 8.1 | 2.1 | 70 | 56 | 213244068
RHEEM | RP15AZ30AJ2N | RCFZ3621STANM | R962V0403A17M4S | 28400 | 28400 | 15.2 | 11.7 | 8.1 | 2.1 | 70 | 56 | 213244067
RHEEM | RP15AZ30AJ2N | RCFZ3621STANM | R951V0703A17M4S | 28400 | 28400 | 15.2 | 11.7 | 8.1 | 2.1 | 70 | 56 | 213244066
RUUD | RP15AZ30AJ2N | RCFZ3621STANM | R951V0703A17M4S | 28400 | 28400 | 15.2 | 11.7 | 8.1 | 2.1 | 70 | 56 | 213244065
RUUD | RP15AZ30AJ2N | RCFZ3621STANM | R951V0603A17M4S | 28400 | 28400 | 15.2 | 11.7 | 8.1 | 2.1 | 71 | 57 | 213244064
RHEEM | RP15AZ30AJ2N | RCFZ3621STANM | R951V0603A17M4S | 28400 | 28400 | 15.2 | 11.7 | 8.1 | 2.1 | 71 | 57 | 213244063
RUUD | RP15AZ30AJ2N | RCFZ3621STANM | R951V0403A17M4S | 28400 | 28400 | 15.2 | 11.7 | 8.1 | 2.1 | 70 | 56 | 213244062
RHEEM | RP15AZ30AJ2N | RCFZ3621STANM | R951V0403A17M4S | 28400 | 28400 | 15.2 | 11.7 | 8.1 | 2.1 | 70 | 56 | 213244061
RHEEM | RP15AZ30AJ2N | RCFZ3621STANM | R921V0703A17M4S | 28400 | 28400 | 15.2 | 11.7 | 8.1 | 2.1 | 70 | 56 | 213244060
RUUD | RP15AZ30AJ2N | RCFZ3621STANM | R921V0703A17M4S | 28400 | 28400 | 15.2 | 11.7 | 8.1 | 2.1 | 70 | 56 | 213244059
RUUD | RP15AZ30AJ2N | RCFZ3621STANM | R921V0603A17M4S | 28400 | 28400 | 15.2 | 11.7 | 8.1 | 2.1 | 71 | 57 | 213244058
RHEEM | RP15AZ30AJ2N | RCFZ3621STANM | R921V0603A17M4S | 28400 | 28400 | 15.2 | 11.7 | 8.1 | 2.1 | 71 | 57 | 213244057
RHEEM | RP15AZ30AJ2N | RCFZ3621STANM | R921V0403A17M4S | 28400 | 28400 | 15.2 | 11.7 | 8.1 | 2.1 | 70 | 56 | 213244056
RUUD | UP18AZ48AJVC | RCFZ6021SEAAM | R802V0504A17UHS | 45000 | 44000 | 19 | 12 | 8.5 | 1.9 | 102 | 103 | 212609384
RHEEM | RP18AZ48AJVC | RCFZ6021SEAAM | R802V0504A17UHS | 45000 | 44000 | 19 | 12 | 8.5 | 1.9 | 102 | 103 | 212609383
SURE | SP18AZ48AJVC | TCFZ6021SEAAM | S802V0504A17UHS | 45000 | 44000 | 19 | 12 | 8.5 | 1.9 | 102 | 103 | 212609377
RUUD | UP18AZ48AJVC | RCFZ6021SEAAM | R802V1005A21UHS | 44500 | 43000 | 19 | 11.7 | 8.5 | 2 | 103 | 105 | 212609376
RUSSELL | SP18AZ48AJVC | TCFZ6021SEAAM | S802V0504A17UHS | 45000 | 44000 | 19 | 12 | 8.5 | 1.9 | 102 | 103 | 212609375
RHEEM | RP18AZ48AJVC | RCFZ6021SEAAM | R802V1005A21UHN | 44500 | 43000 | 19 | 11.7 | 8.5 | 2 | 103 | 105 | 212609373
RUUD | UP18AZ36AJVC | RCFZ6021SEAAM | R802V0504A17UHN | 34200 | 34200 | 19 | 12.5 | 8.5 | 2.2 | 120 | 127 | 212609371
RUUD | UP18AZ36AJVC | RCFZ6021SEAAM | R802V0754A17UHS | 34200 | 34200 | 19 | 12.5 | 8.5 | 2.2 | 118 | 126 | 212609370
RUUD | UP18AZ36AJVC | RCFZ6021SEAAM | R802V0504A17UHS | 34200 | 34200 | 19 | 12.5 | 8.5 | 2.2 | 120 | 127 | 212609369
RHEEM | RP18AZ36AJVC | RCFZ6021SEAAM | R802V0755A21UHN | 34200 | 34200 | 19 | 12.5 | 8.5 | 2.2 | 118 | 126 | 212609368
RHEEM | RP18AZ36AJVC | RCFZ6021SEAAM | R802V0504A17UHS | 34200 | 34200 | 19 | 12.5 | 8.5 | 2.2 | 120 | 127 | 212609367
RHEEM | RP18AZ36AJVC | RCFZ6021SEAAM | R802V0504A17UHN | 34200 | 34200 | 19 | 12.5 | 8.5 | 2.2 | 120 | 127 | 212609366
RHEEM | RP18AZ36AJVC | RCFZ6021SEAAM | R802V0755A21UHS | 34200 | 34200 | 19 | 12.5 | 8.5 | 2.2 | 118 | 126 | 212609365
RUSSELL | SP18AZ36AJVC | TCFZ6021SEAAM | S802V0754A17DZ | 34200 | 34200 | 19 | 12.5 | 8.5 | 2.2 | 120 | 127 | 212609364
SURE | SP18AZ36AJVC | TCFZ6021SEAAM | S802V0754A17DZ | 34200 | 34200 | 19 | 12.5 | 8.5 | 2.2 | 120 | 127 | 212609363
RUUD | UP18AZ36AJVC | RCFZ6021SEAAM | R802V0755A21UHS | 34200 | 34200 | 19 | 12.5 | 8.5 | 2.2 | 118 | 126 | 212609362
SURE | SP18AZ36AJVC | TCFZ6021SEAAM | S802V0755A21UHN | 34200 | 34200 | 19 | 12.5 | 8.5 | 2.2 | 118 | 126 | 212609361
RUSSELL | SP18AZ36AJVC | TCFZ6021SEAAM | S802V0755A21UHN | 34200 | 34200 | 19 | 12.5 | 8.5 | 2.2 | 118 | 126 | 212609360
RHEEM | RP18AZ36AJVC | RCFZ6021SEAAM | R802V1004A17UHS | 34200 | 34200 | 19 | 12.5 | 8.5 | 2.2 | 118 | 126 | 212609359
RUUD | UP18AZ36AJVC | RCFZ6021SEAAM | R802V0755A21UHN | 34200 | 34200 | 19 | 12.5 | 8.5 | 2.2 | 118 | 126 | 212609358
RUSSELL | SP18AZ36AJVC | TCFZ6021SEAAM | S802V1004A17UHS | 34200 | 34200 | 19 | 12.5 | 8.5 | 2.2 | 118 | 126 | 212609357
SURE | SP18AZ36AJVC | TCFZ6021SEAAM | S802V1004A17UHS | 34200 | 34200 | 19 | 12.5 | 8.5 | 2.2 | 118 | 126 | 212609356
SURE | SP18AZ36AJVC | TCFZ6021SEAAM | S802V0504A17UHS | 34200 | 34200 | 19 | 12.5 | 8.5 | 2.2 | 120 | 127 | 212609348
SURE | SP18AZ36AJVC | TCFZ6021SEAAM | S802V0504A17UHN | 34200 | 34200 | 19 | 12.5 | 8.5 | 2.2 | 120 | 127 | 212609355
RUSSELL | SP18AZ36AJVC | TCFZ6021SEAAM | S802V0755A21DZ | 34200 | 34200 | 18 | 12.5 | 8.5 | 2.2 | 118 | 126 | 212609354
RUSSELL | SP18AZ36AJVC | TCFZ6021SEAAM | S802V0504A17UHN | 34200 | 34200 | 19 | 12.5 | 8.5 | 2.2 | 120 | 127 | 212609353
RUUD | UP18AZ36AJVC | RCFZ6021SEAAM | R802V1004A17UHS | 34200 | 34200 | 19 | 12.5 | 8.5 | 2.2 | 118 | 126 | 212609352
RUUD | UP18AZ36AJVC | RCFZ6021SEAAM | R802V0754A17DZ | 34200 | 34200 | 19 | 12.5 | 8.5 | 2.2 | 120 | 127 | 212609351
RHEEM | RP18AZ36AJVC | RCFZ6021SEAAM | R802V0755A21DZ | 34200 | 34200 | 18 | 12.5 | 8.5 | 2.2 | 118 | 126 | 212609350
SURE | SP18AZ36AJVC | TCFZ6021SEAAM | S802V0755A21DZ | 34200 | 34200 | 18 | 12.5 | 8.5 | 2.2 | 118 | 126 | 212609349
RUUD | UP18AZ36AJVC | RCFZ6021SEAAM | R802V0755A21DZ | 34200 | 34200 | 18 | 12.5 | 8.5 | 2.2 | 118 | 126 | 212609347
RUSSELL | SP18AZ36AJVC | TCFZ6021SEAAM | S802VA075421Z | 34200 | 34200 | 19 | 12.5 | 8.5 | 2.2 | 118 | 126 | 210589392
FUJITSU | FOP1836MJAZCA | FCCA6021SZEA | FF75214LT80X | 34200 | 34200 | 20 | 12.5 | 8.5 | 2.2 | 118 | 126 | 210868914
FUJITSU | FOP1836MJAZCA | FCCA6021SZEA | FF100215LT80X | 34200 | 34200 | 20 | 12.5 | 8.5 | 2.2 | 118 | 126 | 210868913
FUJITSU | FOP1836MJAZCA | FCCA6021SZEA | FF75214LT80Y | 34200 | 34200 | 19 | 12.5 | 8.5 | 2.2 | 118 | 126 | 210868912
FUJITSU | FOP1848MJAZCA | FCCA6021SZEA | FF100215LT80X | 44500 | 43000 | 19 | 11.7 | 8.5 | 2 | 103 | 105 | 210868917
FUJITSU | FOP1836MJAZCA | FCCA6021SZEA | FF75173LT80X | 34200 | 34200 | 20 | 12.5 | 8.5 | 2.2 | 118 | 126 | 210868911
RUUD | UP18AZ36AJVC | RCFZ6021SEAAM | U802VA075317M | 34200 | 34200 | 20 | 12.5 | 8.5 | 2.2 | 118 | 126 | 210589396
RUUD | UP18AZ36AJVC | RCFZ6021SEAAM | U802VA075421M | 34200 | 34200 | 20 | 12.5 | 8.5 | 2.2 | 118 | 126 | 210589397
RUUD | UP18AZ36AJVC | RCFZ6021SEAAM | U802VA100521M | 34200 | 34200 | 20 | 12.5 | 8.5 | 2.2 | 118 | 126 | 210589399
RUUD | UP18AZ36AJVC | RCFZ6021SEAAM | U802VA100521Z | 34200 | 34200 | 20 | 12.5 | 8.5 | 2.2 | 118 | 126 | 210589400
RUUD | UP18AZ36AJVC | RCFZ6021SEAAM | U802VA075421Z | 34200 | 34200 | 19 | 12.5 | 8.5 | 2.2 | 118 | 126 | 210589398
SURE | SP18AZ36AJVC | TCFZ6021SEAAM | S802VA100521Z | 34200 | 34200 | 20 | 12.5 | 8.5 | 2.2 | 118 | 126 | 210589395
RUSSELL | SP18AZ36AJVC | TCFZ6021SEAAM | S802VA100521Z | 34200 | 34200 | 20 | 12.5 | 8.5 | 2.2 | 118 | 126 | 210589394
SURE | SP18AZ36AJVC | TCFZ6021SEAAM | S802VA075421Z | 34200 | 34200 | 19 | 12.5 | 8.5 | 2.2 | 118 | 126 | 210589393
RHEEM | RP18AZ36AJVC | RCFZ6021SEAAM | R802VA075421Z | 34200 | 34200 | 19 | 12.5 | 8.5 | 2.2 | 118 | 126 | 210589389
RHEEM | RP18AZ36AJVC | RCFZ6021SEAAM | R802VA075421M | 34200 | 34200 | 20 | 12.5 | 8.5 | 2.2 | 118 | 126 | 210589388
RHEEM | RP18AZ36AJVC | RCFZ6021SEAAM | R802VA100521Z | 34200 | 34200 | 20 | 12.5 | 8.5 | 2.2 | 118 | 126 | 210589391
RUUD | UP18AZ36AJVC | RCFZ6021SEAAM | R962V1005A21M4S | 34200 | 34200 | 18 | 12.5 | 8.5 | 2.2 | 118 | 126 | 209872713
RUUD | UP18AZ36AJVC | RCFZ6021SEAAM | R962V0855A21M4S | 34200 | 34200 | 19 | 12.5 | 8.5 | 2.2 | 118 | 126 | 209872712
RUUD | UP18AZ36AJVC | RCFZ6021SEAAM | R962V0705A21M4S | 34200 | 34200 | 19 | 12.5 | 8.5 | 2.2 | 118 | 126 | 209872711
RUUD | UP18AZ36AJVC | RCFZ6021SEAAM | R962V0703A17M4S | 34200 | 35000 | 19 | 12.5 | 8.5 | 2.2 | 107 | 123 | 209872710
RUUD | UP18AZ36AJVC | RCFZ6021SEAAM | R962V0403A17M4S | 34200 | 34200 | 19 | 12.5 | 8.5 | 2.2 | 120 | 127 | 209872709
RHEEM | RP18AZ36AJVC | RCFZ6021SEAAM | R98MV1005A21UPS | 34200 | 34200 | 19 | 12.5 | 8.5 | 2.2 | 120 | 127 | 209872708
RHEEM | RP18AZ36AJVC | RCFZ6021SEAAM | R98MV0855A21UPS | 34200 | 34200 | 19 | 12.5 | 8.5 | 2.2 | 118 | 126 | 209872707
RHEEM | RP18AZ36AJVC | RCFZ6021SEAAM | R98MV0703A17UPS | 34200 | 34200 | 19 | 12.5 | 8.5 | 2.2 | 120 | 127 | 209872706
RHEEM | RP18AZ36AJVC | RCFZ6021SEAAM | R98MV0603A17UPS | 34200 | 34200 | 19 | 12.5 | 8.5 | 2.2 | 120 | 127 | 209872705
RHEEM | RP18AZ36AJVC | RCFZ6021SEAAM | R97MV1005A21DHS | 34200 | 34200 | 19 | 12.5 | 8.5 | 2.2 | 118 | 126 | 209872704
RHEEM | RP18AZ36AJVC | RCFZ6021SEAAM | R962V1005A21M4S | 34200 | 34200 | 18 | 12.5 | 8.5 | 2.2 | 118 | 126 | 209872703
RHEEM | RP18AZ36AJVC | RCFZ6021SEAAM | R962V0855A21M4S | 34200 | 34200 | 19 | 12.5 | 8.5 | 2.2 | 118 | 126 | 209872702
RHEEM | RP18AZ36AJVC | RCFZ6021SEAAM | R962V0703A17M4S | 34200 | 35000 | 19 | 12.5 | 8.5 | 2.2 | 107 | 123 | 209872700
RHEEM | RP18AZ36AJVC | RCFZ6021SEAAM | R962V0705A21M4S | 34200 | 34200 | 19 | 12.5 | 8.5 | 2.2 | 118 | 126 | 209872701
RHEEM | RP18AZ36AJVC | RCFZ6021SEAAM | R962V0403A17M4S | 34200 | 34200 | 19 | 12.5 | 8.5 | 2.2 | 120 | 127 | 209872699
RUUD | UP18AZ24AJVC | RCFZ2421HEAAM | U98MV0703A17UPS | 22800 | 22800 | 20 | 12.5 | 8.5 | 2.1 | 111 | 114 | 209872698
RUUD | UP18AZ24AJVC | RCFZ2421HEAAM | U98MV0603A17UPS | 22800 | 22800 | 20 | 12.5 | 8.5 | 2.1 | 111 | 114 | 209872697
RUUD | UP18AZ24AJVC | RCFZ2421HEAAM | U97MV0703A17DHS | 22800 | 22800 | 20 | 12.5 | 8.5 | 2.1 | 111 | 114 | 209872696
RUUD | UP18AZ24AJVC | RCFZ2421HEAAM | U97MV0603A17DHS | 22800 | 22800 | 20 | 12.5 | 8.5 | 2.1 | 111 | 114 | 209872695
RUUD | UP18AZ24AJVC | RCFZ2421HEAAM | R962V0703A17M4S | 22800 | 22800 | 20 | 12.5 | 8.5 | 2.1 | 111 | 114 | 209872694
RUUD | UP18AZ24AJVC | RCFZ2421HEAAM | R962V0603A17M4S | 22800 | 22800 | 20 | 12.5 | 8.5 | 2.1 | 112 | 114 | 209872693
RUUD | UP18AZ24AJVC | RCFZ2421HEAAM | R962V0403A17M4S | 22800 | 22800 | 20 | 12.5 | 8.5 | 2.1 | 111 | 114 | 209872692
RHEEM | RP18AZ24AJVC | RCFZ2421HEAAM | R98MV0703A17UPS | 22800 | 22800 | 20 | 12.5 | 8.5 | 2.1 | 111 | 114 | 209872691
RHEEM | RP18AZ24AJVC | RCFZ2421HEAAM | R97MV0703A17DHS | 22800 | 22800 | 20 | 12.5 | 8.5 | 2.1 | 111 | 114 | 209872689
RHEEM | RP18AZ24AJVC | RCFZ2421HEAAM | R98MV0603A17UPS | 22800 | 22800 | 20 | 12.5 | 8.5 | 2.1 | 111 | 114 | 209872690
RHEEM | RP18AZ24AJVC | RCFZ2421HEAAM | R962V0703A17M4S | 22800 | 22800 | 20 | 12.5 | 8.5 | 2.1 | 111 | 114 | 209872687
RHEEM | RP18AZ24AJVC | RCFZ2421HEAAM | R97MV0603A17DHS | 22800 | 22800 | 20 | 12.5 | 8.5 | 2.1 | 111 | 114 | 209872688
RHEEM | RP18AZ24AJVC | RCFZ2421HEAAM | R962V0603A17M4S | 22800 | 22800 | 20 | 12.5 | 8.5 | 2.1 | 112 | 114 | 209872686
RHEEM | RP18AZ24AJVC | RCFZ2421HEAAM | R962V0403A17M4S | 22800 | 22800 | 20 | 12.5 | 8.5 | 2.1 | 111 | 114 | 209872685
DURASTAR | DRHP15A30AJ2AN | DRAEF3617STANM | DR80UHAW1002417 | 28400 | 28400 | 15.2 | 11.7 | 8.1 | 2.1 | 70 | 56 | 212507568
DURASTAR | DRHP15A24AJ2AN | DRAEF2417STANM | DR80UHAW0752417 | 22800 | 22800 | 15.2 | 11.7 | 8.1 | 2.2 | 69 | 55 | 212507566
DURASTAR | DRHP15A24AJ2AN | DRAEF2417STANM | DR80UHAW0502314 | 22800 | 22800 | 15.2 | 11.7 | 8.1 | 2.2 | 69 | 55 | 212507564
DURASTAR | DRHP15A30AJ2AN | DRAEF3617STANM | DR80UHAW0501417 | 28400 | 28400 | 15.2 | 11.7 | 8.1 | 2.1 | 71 | 57 | 212507561
DURASTAR | DRHP15A30AJ2AN | DRAEF3617STANM | DR80DZAW0751417 | 28400 | 28400 | 15.2 | 11.7 | 8.1 | 2.1 | 71 | 56 | 212507563
DURASTAR | DRHP15A30AJ2AN | DRAEF3617STANM | DR80UHAW0751417 | 28400 | 28400 | 15.2 | 11.7 | 8.1 | 2.1 | 70 | 56 | 212507562
DURASTAR | DRHP15A30AJ2AN | DRAEF3617STANM | DR80DZAW0501314 | 28400 | 28400 | 15.2 | 11.7 | 8.1 | 2.1 | 71 | 57 | 212507560
DURASTAR | DRHP15A24AJ2AN | DRAEF2417STANM | DR80DZAW0751417 | 22800 | 22800 | 15.2 | 11.7 | 8.1 | 2.2 | 69 | 55 | 212507559
MAINLINE | MLP15AZ24AJ2N | TCFZ2417STANM | ML98MV0703A17UPS | 22800 | 22800 | 15.2 | 11.7 | 8.1 | 2.2 | 68 | 54 | 212507875
MAINLINE | MLP15AZ60AJ2N | TCFZ6024STANM | ML98MV1005A21UPS | 56500 | 56500 | 15.2 | 11.7 | 8.1 | 2.5 | 74 | 61 | 212507876
DURASTAR | DRHP15A24AJ2AN | DRAEF2417STANM | DR80DZAW0501314 | 22800 | 22800 | 15.2 | 11.7 | 8.1 | 2.3 | 69 | 55 | 212507558
MAINLINE | MLP15AZ30AJ2N | TCFZ3617STANM | ML98MV0603A17UPS | 28400 | 28400 | 15.2 | 11.7 | 8.1 | 2.1 | 70 | 56 | 212507874
MAINLINE | MLP15AZ24AJ2N | TCFZ2417STANM | ML98MV0603A17UPS | 22800 | 22800 | 15.2 | 11.7 | 8.1 | 2.2 | 68 | 54 | 212507873
MAINLINE | MLP15AZ60AJ2N | TCFZ6024STANM | ML97MV1005A21DHS | 57000 | 57000 | 15.2 | 11.7 | 8.1 | 2.6 | 74 | 60 | 212507869
FUJITSU | WP15AZ18AJ2N | FCCN2417SZTA | FF96TV307017M4S*A | 17100 | 17100 | 15.2 | 11.7 | 8.1 | 2.1 | 70 | 54 | 212507755
FUJITSU | FOP1524TJAZNA | FCCN2417SZTA | FF95SV306017M4S*A | 22800 | 22800 | 15.2 | 11.7 | 8.1 | 2.2 | 70 | 55 | 212507644
FUJITSU | WP15AZ30AJ2N | FCCN3617SZTA | FF95SV304017M4S*A | 28400 | 28400 | 15.2 | 11.7 | 8.1 | 2.1 | 70 | 56 | 212507750
FUJITSU | FOP1530TJAZNA | FCCN3617SZTA | FF95SV306017M4S*A | 28400 | 28400 | 15.2 | 11.7 | 8.1 | 2.1 | 71 | 57 | 212507645
FUJITSU | FOP1530TJAZNA | FCCN3617SZTA | FF95SV304017M4S*A | 28400 | 28400 | 15.2 | 11.7 | 8.1 | 2.1 | 70 | 56 | 212507642
FUJITSU | FOP1524TJAZNA | FCCN2417SZTA | FF95SV304017M4S*A | 22800 | 22800 | 15.2 | 11.7 | 8.1 | 2.2 | 70 | 55 | 212507641
FUJITSU | FOP1518TJAZNA | FCCN2417SZTA | FF92SV307017M4S*A | 17100 | 17100 | 15.2 | 11.7 | 8.1 | 2.1 | 70 | 54 | 212507638
FUJITSU | FOP1530TJAZNA | FCCN3617SZTA | FF92SV307017M4S*A | 28400 | 28400 | 15.2 | 11.7 | 8.1 | 2.1 | 70 | 56 | 212507640
FUJITSU | FOP1524TJAZNA | FCCN2417SZTA | FF92SV307017M4S*A | 22800 | 22800 | 15.2 | 11.7 | 8.1 | 2.2 | 69 | 55 | 212507639
MAINLINE | MLP15AZ30AJ2N | TCFZ3617STANM | ML801V0704A17UHU | 28400 | 28400 | 15.2 | 11.7 | 8.1 | 2.1 | 71 | 56 | 212507796
MAINLINE | MLP15AZ24AJ2N | TCFZ2417STANM | ML801V0504A17UHU | 22800 | 22800 | 15.2 | 11.7 | 8.1 | 2.2 | 70 | 55 | 212507793
MAINLINE | MLP15AZ24AJ2N | TCFZ2417STANM | ML801V0704A17UHU | 22800 | 22800 | 15.2 | 11.7 | 8.1 | 2.2 | 69 | 55 | 212507795
MAINLINE | MLP15AZ30AJ2N | TCFZ3617STANM | ML801V0504A17UHU | 28400 | 28400 | 15.2 | 11.7 | 8.1 | 2.1 | 71 | 57 | 212507794
MAINLINE | MLP15AZ24AJ2N | TCFZ2417STANM | ML801V0503A14UH | 22800 | 22800 | 15.2 | 11.7 | 8.1 | 2.2 | 69 | 55 | 212507790
MAINLINE | MLP15AZ30AJ2N | TCFZ3617STANM | ML801V0503A14UH | 28400 | 28400 | 15.2 | 11.7 | 8.1 | 2.1 | 70 | 56 | 212507791
FUJITSU | FOP1524TJAZNA | FCCN2417SZTA | FF98MV306017UPS*A | 22800 | 22800 | 15.2 | 11.7 | 8.1 | 2.2 | 68 | 54 | 212507669
MAINLINE | MLP15AZ30AJ2N | TCFZ3617STANM | ML801V0503A14DZ | 28400 | 28400 | 15.2 | 11.7 | 8.1 | 2.1 | 71 | 57 | 212507789
FUJITSU | FOP1560TJAZNA | FCCN6024SZTA | FF97MV510021DHS*A | 57000 | 57000 | 15.2 | 11.7 | 8.1 | 2.6 | 74 | 60 | 212507664
FUJITSU | WP15AZ18AJ2N | FCCN2417SZTA | FF92SV307017M4S*A | 17100 | 17100 | 15.2 | 11.7 | 8.1 | 2.1 | 70 | 54 | 212507738
FUJITSU | FOP1524TJAZNA | FCCN2417SZTA | FF97MV307017DHS*A | 22800 | 22800 | 15.2 | 11.7 | 8.1 | 2.2 | 70 | 55 | 212507663
FUJITSU | WP15AZ24AJ2N | FCCN2417SZTA | FF95SV304017M4S*A | 22800 | 22800 | 15.2 | 11.7 | 8.1 | 2.2 | 70 | 55 | 212507741
FUJITSU | WP15AZ24AJ2N | FCCN2417SZTA | FF92SV306017M4S*A | 22800 | 22800 | 15.2 | 11.7 | 8.1 | 2.2 | 70 | 55 | 212507739
DURASTAR | DRHP15A24AJ2AN | DRAEF2417STANM | DR80UHAW0751417 | 22800 | 22800 | 15.2 | 11.7 | 8.1 | 2.2 | 69 | 55 | 212507557
DURASTAR | DRHP15A18AJ2AN | DRAEF2417STANM | DR80DZAW0502314 | 17100 | 17100 | 15.2 | 11.7 | 8.1 | 2.1 | 70 | 54 | 212507555
DURASTAR | DRHP15A18AJ2AN | DRAEF2417STANM | DR80DZAW0501314 | 17100 | 17100 | 15.2 | 11.7 | 8.1 | 2.1 | 70 | 54 | 212507556
MAINLINE | MLP15AZ36AJ2N | TCFZ3617STANM | ML802V0754A17UH | 33800 | 33800 | 15.2 | 11.7 | 8.1 | 2.2 | 73 | 58 | 212507819
MAINLINE | MLP15AZ30AJ2N | TCFZ3617STANM | ML802V1004A17UH | 28400 | 28400 | 15.2 | 11.7 | 8.1 | 2.1 | 70 | 56 | 212507820
MAINLINE | MLP15AZ30AJ2N | TCFZ3617STANM | ML802V0754A17UH | 28400 | 28400 | 15.2 | 11.7 | 8.1 | 2.1 | 70 | 56 | 212507818
MAINLINE | MLP15AZ24AJ2N | TCFZ2417STANM | ML802V0754A17UH | 22800 | 22800 | 15.2 | 11.7 | 8.1 | 2.2 | 69 | 55 | 212507817
MAINLINE | MLP15AZ30AJ2N | TCFZ3617STANM | ML802V0754A17DZ | 28400 | 28400 | 15.2 | 11.7 | 8.1 | 2.1 | 71 | 56 | 212507814
MAINLINE | MLP15AZ24AJ2N | TCFZ2417STANM | ML921V0703A17M4S | 22800 | 22800 | 15.2 | 11.7 | 8.1 | 2.2 | 69 | 55 | 212507836
MAINLINE | MLP15AZ30AJ2N | TCFZ3617STANM | ML921V0603A17M4S | 28400 | 28400 | 15.2 | 11.7 | 8.1 | 2.1 | 71 | 57 | 212507834
MAINLINE | MLP15AZ18AJ2N | TCFZ2417STANM | ML921V0703A17M4S | 17100 | 17100 | 15.2 | 11.7 | 8.1 | 2.1 | 70 | 54 | 212507835
MAINLINE | MLP15AZ24AJ2N | TCFZ2417STANM | ML921V0603A17M4S | 22800 | 22800 | 15.2 | 11.7 | 8.1 | 2.2 | 70 | 55 | 212507833
MAINLINE | MLP15AZ30AJ2N | TCFZ3617STANM | ML921V0403A17M4S | 28400 | 28400 | 15.2 | 11.7 | 8.1 | 2.1 | 70 | 56 | 212507832
MAINLINE | MLP15AZ24AJ2N | TCFZ2417STANM | ML921V0403A17M4S | 22800 | 22800 | 15.2 | 11.7 | 8.1 | 2.2 | 70 | 55 | 212507831
FUJITSU | WP15AZ24AJ2N | FCCN2417SZTA | FF80TV407517UH**A | 22800 | 22800 | 15.2 | 11.7 | 8.1 | 2.2 | 69 | 55 | 212507717
MAINLINE | MLP15AZ30AJ2N | TCFZ3617STANM | ML802VA075317Z | 28400 | 28400 | 15.2 | 11.7 | 8.1 | 2.1 | 70 | 56 | 212507829
FUJITSU | WP15AZ24AJ2N | FCCN2417SZTA | FF80TV305014DZ**A | 22800 | 22800 | 15.2 | 11.7 | 8.1 | 2.3 | 69 | 55 | 212507716
RUUD | UP18AZ24AJVC | RCFZ2421HEAAM | U97MV1005A21DHS | 22800 | 22800 | 20 | 12.5 | 8.5 | 2.1 | 111 | 114 | 213163962
RUUD | UP18AZ24AJVC | RCFZ2421HEAAM | U97MV0855A21DHS | 22800 | 22800 | 20 | 12.5 | 8.5 | 2.1 | 111 | 114 | 213163961
RUUD | UP18AZ24AJVC | RCFZ2421HEAAM | R962V0705A21M4S | 22800 | 22800 | 20 | 12.5 | 8.5 | 2.1 | 111 | 114 | 213163960
RHEEM | RP18AZ24AJVC | RCFZ2421HEAAM | R97MV1005A21DHS | 22800 | 22800 | 20 | 12.5 | 8.5 | 2.1 | 111 | 114 | 213163957
RHEEM | RP18AZ24AJVC | RCFZ2421HEAAM | R97MV0855A21DHS | 22800 | 22800 | 20 | 12.5 | 8.5 | 2.1 | 111 | 114 | 213163965
RUSSELL | SP18AZ24AJVC | TCFZ2421HEAAM | S98MV0855A21UPS | 22800 | 22800 | 20 | 12.5 | 8.5 | 2.1 | 111 | 114 | 213163964
RHEEM | RP18AZ24AJVC | RCFZ2421HEAAM | R98MV1005A21UPS | 22800 | 22800 | 20 | 12.5 | 8.5 | 2.1 | 111 | 114 | 213163963
WEATHERKING | WP15AZ24AJ2N | TCFZ2417STANM | W802VA050317M | 22800 | 22800 | 15.2 | 11.7 | 8.1 | 2.2 | 68 | 54 | 212404426
RUUD | WP15AZ24AJ2N | RCFZ2417STANM | R802V0503A14DZ | 22800 | 22800 | 15.2 | 11.7 | 8.1 | 2.3 | 69 | 55 | 212404428
RHEEM | WP15AZ24AJ2N | RCFZ2417STANM | R802V0503A14DZ | 22800 | 22800 | 15.2 | 11.7 | 8.1 | 2.3 | 69 | 55 | 212404425
RUUD | WP15AZ24AJ2N | RCFZ2417STANM | U802VA075317M | 22800 | 22800 | 15.2 | 11.7 | 8.1 | 2.3 | 69 | 54 | 212404421
RHEEM | WP15AZ24AJ2N | RCFZ2417STANM | R802V0754A17UH | 22800 | 22800 | 15.2 | 11.7 | 8.1 | 2.2 | 69 | 55 | 212404422
RHEEM | WP15AZ24AJ2N | RCFZ2417STANM | R802VA050317M | 22800 | 22800 | 15.2 | 11.7 | 8.1 | 2.2 | 68 | 54 | 212404424
RHEEM | WP15AZ30AJ2N | RCFZ3617STANM | R801V0704A17UHU | 28400 | 28400 | 15.2 | 11.7 | 8.1 | 2.1 | 71 | 56 | 212404419
RUUD | WP15AZ30AJ2N | RCFZ3617STANM | R801V0503A14UH | 28400 | 28400 | 15.2 | 11.7 | 8.1 | 2.1 | 70 | 56 | 212404420
RUUD | WP15AZ30AJ2N | RCFZ3617STANM | R801V0754A17DZ | 28400 | 28400 | 15.2 | 11.7 | 8.1 | 2.1 | 71 | 56 | 212404415
RHEEM | WP15AZ30AJ2N | RCFZ3617STANM | R801V0504A17UHU | 28400 | 28400 | 15.2 | 11.7 | 8.1 | 2.1 | 71 | 57 | 212404417
RUUD | WP15AZ30AJ2N | RCFZ3617STANM | R801V0503A14DZ | 28400 | 28400 | 15.2 | 11.7 | 8.1 | 2.1 | 71 | 57 | 212404410
RUUD | WP15AZ30AJ2N | RCFZ3617STANM | R801V0754A17UH | 28400 | 28400 | 15.2 | 11.7 | 8.1 | 2.1 | 70 | 56 | 212404414
RHEEM | WP15AZ30AJ2N | RCFZ3617STANM | R801V0754A17UH | 28400 | 28400 | 15.2 | 11.7 | 8.1 | 2.1 | 70 | 56 | 212404413
RUUD | WP15AZ30AJ2N | RCFZ3617STANM | R801V0704A17UHU | 28400 | 28400 | 15.2 | 11.7 | 8.1 | 2.1 | 71 | 56 | 212404407
RHEEM | WP15AZ30AJ2N | RCFZ3617STANM | R801V0754A17DZ | 28400 | 28400 | 15.2 | 11.7 | 8.1 | 2.1 | 71 | 56 | 212404409
WEATHERKING | WP15AZ30AJ2N | TCFZ3617STANM | W801W0754A17DZ | 28400 | 28400 | 15.2 | 11.7 | 8.1 | 2.1 | 71 | 56 | 212404411
RUUD | WP15AZ30AJ2N | RCFZ3617STANM | R801V0504A17UHU | 28400 | 28400 | 15.2 | 11.7 | 8.1 | 2.1 | 71 | 57 | 212404405
WEATHERKING | WP15AZ30AJ2N | TCFZ3617STANM | W801W0754A17UH | 28400 | 28400 | 15.2 | 11.7 | 8.1 | 2.1 | 70 | 56 | 212404406
RHEEM | WP15AZ30AJ2N | RCFZ3617STANM | R801V0503A14UH | 28400 | 28400 | 15.2 | 11.7 | 8.1 | 2.1 | 70 | 56 | 212404408
RHEEM | WP15AZ24AJ2N | RCFZ2417STANM | R801V0504A17UHU | 22800 | 22800 | 15.2 | 11.7 | 8.1 | 2.2 | 70 | 55 | 212404396
RUUD | WP15AZ24AJ2N | RCFZ2417STANM | R801V0503A14UH | 22800 | 22800 | 15.2 | 11.7 | 8.1 | 2.2 | 69 | 55 | 212404397
WEATHERKING | WP15AZ30AJ2N | TCFZ3617STANM | W801W0503A14DZ | 28400 | 28400 | 15.2 | 11.7 | 8.1 | 2.1 | 71 | 57 | 212404401
RHEEM | WP15AZ30AJ2N | RCFZ3617STANM | R801V0503A14DZ | 28400 | 28400 | 15.2 | 11.7 | 8.1 | 2.1 | 71 | 57 | 212404400
RHEEM | WP15AZ24AJ2N | RCFZ2417STANM | R801V0704A17UHU | 22800 | 22800 | 15.2 | 11.7 | 8.1 | 2.2 | 69 | 55 | 212404395
RUUD | WP15AZ24AJ2N | RCFZ2417STANM | R801V0503A14DZ | 22800 | 22800 | 15.2 | 11.7 | 8.1 | 2.3 | 69 | 55 | 212404393
RUUD | WP15AZ24AJ2N | RCFZ2417STANM | R801V0704A17UHU | 22800 | 22800 | 15.2 | 11.7 | 8.1 | 2.2 | 69 | 55 | 212404394
RHEEM | WP15AZ24AJ2N | RCFZ2417STANM | R801V0754A17DZ | 22800 | 22800 | 15.2 | 11.7 | 8.1 | 2.2 | 69 | 55 | 212404381
RUUD | WP15AZ18AJ2N | RCFZ2417STANM | R802V0503A14DZ | 17100 | 17100 | 15.2 | 11.7 | 8.1 | 2.1 | 70 | 54 | 212404374
WEATHERKING | WP15AZ24AJ2N | TCFZ2417STANM | W801W0754A17DZ | 22800 | 22800 | 15.2 | 11.7 | 8.1 | 2.2 | 69 | 55 | 212404392
RUUD | WP15AZ24AJ2N | RCFZ2417STANM | R801V0504A17UHU | 22800 | 22800 | 15.2 | 11.7 | 8.1 | 2.2 | 70 | 55 | 212404384
RUUD | WP15AZ24AJ2N | RCFZ2417STANM | R801V0754A17UH | 22800 | 22800 | 15.2 | 11.7 | 8.1 | 2.2 | 69 | 55 | 212404389
RHEEM | WP15AZ24AJ2N | RCFZ2417STANM | R801V0754A17UH | 22800 | 22800 | 15.2 | 11.7 | 8.1 | 2.2 | 69 | 55 | 212404390
RHEEM | WP15AZ24AJ2N | RCFZ2417STANM | R801V0503A14UH | 22800 | 22800 | 15.2 | 11.7 | 8.1 | 2.2 | 69 | 55 | 212404391
WEATHERKING | WP15AZ24AJ2N | TCFZ2417STANM | W801W0503A14DZ | 22800 | 22800 | 15.2 | 11.7 | 8.1 | 2.3 | 69 | 55 | 212404388
RUUD | WP15AZ24AJ2N | RCFZ2417STANM | R801V0754A17DZ | 22800 | 22800 | 15.2 | 11.7 | 8.1 | 2.2 | 69 | 55 | 212404386
RHEEM | WP15AZ24AJ2N | RCFZ2417STANM | R801V0503A14DZ | 22800 | 22800 | 15.2 | 11.7 | 8.1 | 2.3 | 69 | 55 | 212404385
WEATHERKING | WP15AZ24AJ2N | TCFZ2417STANM | W801W0754A17UH | 22800 | 22800 | 15.2 | 11.7 | 8.1 | 2.2 | 69 | 55 | 212404383
RUUD | WP15AZ18AJ2N | RCFZ2417STANM | R801V0503A14DZ | 17100 | 17100 | 15.2 | 11.7 | 8.1 | 2.1 | 70 | 54 | 212404371
RUUD | WP15AZ18AJ2N | RCFZ2417STANM | U802VA050317M | 17100 | 17100 | 15.2 | 11.7 | 8.1 | 2.1 | 70 | 54 | 212404379
WEATHERKING | WP15AZ18AJ2N | TCFZ2417STANM | W801W0503A14DZ | 17100 | 17100 | 15.2 | 11.7 | 8.1 | 2.1 | 70 | 54 | 212404377
WEATHERKING | WP15AZ18AJ2N | TCFZ2417STANM | W802W0503A14DZ | 17100 | 17100 | 15.2 | 11.7 | 8.1 | 2.1 | 70 | 54 | 212404372
RUUD | UP18AZ24AJVC | RCFZ2421HEAAM | R962V0855A21M4S | 22800 | 22800 | 19 | 12.5 | 8.5 | 2.1 | 112 | 115 | 213163972
RUSSELL | SP18AZ24AJVC | TCFZ2421HEAAM | S962V0855A21M4S | 22800 | 22800 | 19 | 12.5 | 8.5 | 2.1 | 112 | 115 | 213163970
SURE | SP18AZ24AJVC | TCFZ2421HEAAM | S962V0855A21M4S | 22800 | 22800 | 19 | 12.5 | 8.5 | 2.1 | 112 | 115 | 213163971
RUSSELL | SP18AZ24AJVC | TCFZ2421HEAAM | S98MV1005A21UPS | 22800 | 22800 | 20 | 12.5 | 8.5 | 2.1 | 111 | 114 | 213163973
SURE | SP18AZ24AJVC | TCFZ2421HEAAM | S98MV1005A21UPS | 22800 | 22800 | 20 | 12.5 | 8.5 | 2.1 | 111 | 114 | 213163974
RUUD | UP18AZ24AJVC | RCFZ2421HEAAM | U98MV0855A21UPS | 22800 | 22800 | 20 | 12.5 | 8.5 | 2.1 | 111 | 114 | 213163976
RHEEM | RP18AZ24AJVC | RCFZ2421HEAAM | R98MV0855A21UPS | 22800 | 22800 | 20 | 12.5 | 8.5 | 2.1 | 111 | 114 | 213163977
RUSSELL | SP18AZ24AJVC | TCFZ2421HEAAM | S97MV1005A21DHS | 22800 | 22800 | 20 | 12.5 | 8.5 | 2.1 | 111 | 114 | 213163978
SURE | SP18AZ24AJVC | TCFZ2421HEAAM | S97MV1005A21DHS | 22800 | 22800 | 20 | 12.5 | 8.5 | 2.1 | 111 | 114 | 213163979
RHEEM | RP18AZ24AJVC | RCFZ2421HEAAM | R962V0705A21M4S | 22800 | 22800 | 20 | 12.5 | 8.5 | 2.1 | 111 | 114 | 213163983
RUSSELL | SP18AZ24AJVC | TCFZ2421HEAAM | S97MV0855A21DHS | 22800 | 22800 | 20 | 12.5 | 8.5 | 2.1 | 111 | 114 | 213163982
SURE | SP18AZ24AJVC | TCFZ2421HEAAM | S97MV0855A21DHS | 22800 | 22800 | 20 | 12.5 | 8.5 | 2.1 | 111 | 114 | 213163984
RUSSELL | SP18AZ24AJVC | TCFZ2421HEAAM | S962V0705A21M4S | 22800 | 22800 | 20 | 12.5 | 8.5 | 2.1 | 111 | 114 | 213163985
SURE | SP18AZ24AJVC | TCFZ2421HEAAM | S962V0705A21M4S | 22800 | 22800 | 20 | 12.5 | 8.5 | 2.1 | 111 | 114 | 213163987
RHEEM | RP18AZ36AJVC | RCFZ6021SEAAM | R97MV0855A21DHS | 34200 | 34200 | 19 | 12.5 | 8.5 | 2.2 | 118 | 126 | 213163990
RUUD | UP18AZ36AJVC | RCFZ6021SEAAM | U97MV0855A21DHS | 34200 | 34200 | 19 | 12.5 | 8.5 | 2.2 | 118 | 126 | 213163997
SURE | SP18AZ36AJVC | TCFZ6021SEAAM | S97MV0855A21DHS | 34200 | 34200 | 19 | 12.5 | 8.5 | 2.2 | 118 | 126 | 213163998
RUSSELL | SP18AZ36AJVC | TCFZ6021SEAAM | S97MV0855A21DHS | 34200 | 34200 | 19 | 12.5 | 8.5 | 2.2 | 118 | 126 | 213163999
RHEEM | WP15AZ18AJ2N | RCFZ2417STANM | R801V0503A14DZ | 17100 | 17100 | 15.2 | 11.7 | 8.1 | 2.1 | 70 | 54 | 212404363
RHEEM | WP15AZ18AJ2N | RCFZ2417STANM | R802V0503A14DZ | 17100 | 17100 | 15.2 | 11.7 | 8.1 | 2.1 | 70 | 54 | 212404366
RHEEM | WP15AZ18AJ2N | RCFZ2417STANM | R802VA050317M | 17100 | 17100 | 15.2 | 11.7 | 8.1 | 2.1 | 70 | 54 | 212404367
WEATHERKING | WP15AZ18AJ2N | TCFZ2417STANM | W802VA050317M | 17100 | 17100 | 15.2 | 11.7 | 8.1 | 2.1 | 70 | 54 | 212404368
DURASTAR | DRHP15A24AJ2AN | DRAEF2417STANM | DR95UHAW0601317 | 22800 | 22800 | 15.2 | 11.7 | 8.1 | 2.2 | 70 | 56 | 212507581
DURASTAR | DRHP15A24AJ2AN | DRAEF2417STANM | DR95M4AW0401317S | 22800 | 22800 | 15.2 | 11.7 | 8.1 | 2.2 | 70 | 55 | 212507580
FUJITSU | WP15AZ24AJ2N | FCCN2417SZTA | FF80SV407517DZ**A | 22800 | 22800 | 15.2 | 11.7 | 8.1 | 2.2 | 69 | 55 | 212507709
DURASTAR | DRHP15A42AJ2AN | DRAEF4821STANM | DR80DZAW1002521 | 40000 | 40000 | 15.2 | 11.7 | 8.1 | 2.4 | 72 | 58 | 212507575
DURASTAR | DRHP15A36AJ2AN | DRAEF3617STANM | DR80UHAW0752417 | 33800 | 33800 | 15.2 | 11.7 | 8.1 | 2.2 | 73 | 58 | 212507574
FUJITSU | WP15AZ24AJ2N | FCCN2417SZTA | FF80SV305014DZ**A | 22800 | 22800 | 15.2 | 11.7 | 8.1 | 2.3 | 69 | 55 | 212507708
FUJITSU | WP15AZ24AJ2N | FCCN2417SZTA | FF80SV407517UH**A | 22800 | 22800 | 15.2 | 11.7 | 8.1 | 2.2 | 69 | 55 | 212507707
FUJITSU | WP15AZ18AJ2N | FCCN2417SZTA | FF80SV305014DZ**A | 17100 | 17100 | 15.2 | 11.7 | 8.1 | 2.1 | 70 | 54 | 212507706
FUJITSU | WP15AZ18AJ2N | FCCN2417SZTA | FF80TV305014DZ**A | 17100 | 17100 | 15.2 | 11.7 | 8.1 | 2.1 | 70 | 54 | 212507705
MAINLINE | MLP15AZ30AJ2N | TCFZ3617STANM | ML962V0603A17M4S | 28400 | 28400 | 15.2 | 11.7 | 8.1 | 2.1 | 71 | 57 | 212507850
MAINLINE | MLP15AZ18AJ2N | TCFZ2417STANM | ML962V0703A17M4S | 17100 | 17100 | 15.2 | 11.7 | 8.1 | 2.1 | 70 | 54 | 212507851
MAINLINE | MLP15AZ24AJ2N | TCFZ2417STANM | ML962V0603A17M4S | 22800 | 22800 | 15.2 | 11.7 | 8.1 | 2.2 | 70 | 55 | 212507849
MAINLINE | MLP15AZ30AJ2N | TCFZ3617STANM | ML962V0403A17M4S | 28400 | 28400 | 15.2 | 11.7 | 8.1 | 2.1 | 70 | 56 | 212507848
MAINLINE | MLP15AZ24AJ2N | TCFZ2417STANM | ML962V0403A17M4S | 22800 | 22800 | 15.2 | 11.7 | 8.1 | 2.2 | 70 | 55 | 212507847
MAINLINE | MLP15AZ30AJ2N | TCFZ3617STANM | ML951V0703A17M4S | 28400 | 28400 | 15.2 | 11.7 | 8.1 | 2.1 | 70 | 56 | 212507846
MAINLINE | MLP15AZ24AJ2N | TCFZ2417STANM | ML951V0603A17UHU | 22800 | 22800 | 15.2 | 11.7 | 8.1 | 2.2 | 70 | 56 | 212507845
FUJITSU | WP15AZ42AJ2N | FCCN4821SZTA | FF80TV510021DZ**A | 40000 | 40000 | 15.2 | 11.7 | 8.1 | 2.4 | 72 | 58 | 212507731
FUJITSU | WP15AZ36AJ2N | FCCN3617SZTA | FF80TV407517UH**A | 33800 | 33800 | 15.2 | 11.7 | 8.1 | 2.2 | 73 | 58 | 212507730
FUJITSU | WP15AZ36AJ2N | FCCN3617SZTA | FF80TV410017UH**A | 34000 | 34000 | 15.2 | 11.7 | 8.1 | 2.2 | 73 | 58 | 212507728
FUJITSU | FOP1530TJAZNA | FCCN3617SZTA | FF80TV305014DZ**A | 28400 | 28400 | 15.2 | 11.7 | 8.1 | 2.1 | 71 | 57 | 212507617
FUJITSU | WP15AZ36AJ2N | FCCN3617SZTA | FF80SV407517UH**A | 33800 | 33800 | 15.2 | 11.7 | 8.1 | 2.2 | 73 | 58 | 212507727
FUJITSU | WP15AZ30AJ2N | FCCN3617SZTA | FF80TV305014DZ**A | 28400 | 28400 | 15.2 | 11.7 | 8.1 | 2.1 | 71 | 57 | 212507726
FUJITSU | FOP1524TJAZNA | FCCN2417SZTA | FF80TV407517UH**A | 22800 | 22800 | 15.2 | 11.7 | 8.1 | 2.2 | 69 | 55 | 212507621
FUJITSU | FOP1530TJAZNA | FCCN3617SZTA | FF80TV305014UH**A | 28400 | 28400 | 15.2 | 11.7 | 8.1 | 2.1 | 70 | 56 | 212507619
FUJITSU | FOP1530TJAZNA | FCCN3617SZTA | FF80TV407517DZ**A | 28400 | 28400 | 15.2 | 11.7 | 8.1 | 2.1 | 71 | 56 | 212507620
FUJITSU | FOP1524TJAZNA | FCCN2417SZTA | FF80TV305014UH**A | 22800 | 22800 | 15.2 | 11.7 | 8.1 | 2.2 | 69 | 55 | 212507618
FUJITSU | FOP1524TJAZNA | FCCN2417SZTA | FF80TV305014DZ**A | 22800 | 22800 | 15.2 | 11.7 | 8.1 | 2.3 | 69 | 55 | 212507616
FUJITSU | FOP1518TJAZNA | FCCN2417SZTA | FF80TV305014DZ**A | 17100 | 17100 | 15.2 | 11.7 | 8.1 | 2.1 | 70 | 54 | 212507615
FUJITSU | FOP1536TJAZNA | FCCN3617SZTA | FF80SV407517UH**A | 33800 | 33800 | 15.2 | 11.7 | 8.1 | 2.2 | 73 | 58 | 212507610
FUJITSU | FOP1530TJAZNA | FCCN3617SZTA | FF80SV407517DZ**A | 28400 | 28400 | 15.2 | 11.7 | 8.1 | 2.1 | 71 | 56 | 212507607
FUJITSU | FOP1524TJAZNA | FCCN2417SZTA | FF80SV407517UH**A | 22800 | 22800 | 15.2 | 11.7 | 8.1 | 2.2 | 69 | 55 | 212507608
FUJITSU | FOP1530TJAZNA | FCCN3617SZTA | FF80SV407517UH**A | 28400 | 28400 | 15.2 | 11.7 | 8.1 | 2.1 | 70 | 56 | 212507609
FUJITSU | FOP1524TJAZNA | FCCN2417SZTA | FF80SV407517DZ**A | 22800 | 22800 | 15.2 | 11.7 | 8.1 | 2.2 | 69 | 55 | 212507606
DURASTAR | DRHP15A36AJ2AN | DRAEF3617STANM | DR80UHAW1002417 | 34000 | 34000 | 15.2 | 11.7 | 8.1 | 2.2 | 73 | 58 | 212507573
DURASTAR | DRHP15A36AJ2AN | DRAEF3617STANM | DR80UHAW0751417 | 33800 | 33800 | 15.2 | 11.7 | 8.1 | 2.2 | 73 | 58 | 212507572
DURASTAR | DRHP15A30AJ2AN | DRAEF3617STANM | DR80UHAW0752417 | 28400 | 28400 | 15.2 | 11.7 | 8.1 | 2.1 | 70 | 56 | 212507569
DURASTAR | DRHP15A30AJ2AN | DRAEF3617STANM | DR80DZAW0502314 | 28400 | 28400 | 15.2 | 11.7 | 8.1 | 2.1 | 71 | 57 | 212507571
DURASTAR | DRHP15A30AJ2AN | DRAEF3617STANM | DR80UHAW0502314 | 28400 | 28400 | 15.2 | 11.7 | 8.1 | 2.1 | 70 | 56 | 212507570
DURASTAR | DRHP15A30AJ2AN | DRAEF3617STANM | DR80DZAW0752417 | 28400 | 28400 | 15.2 | 11.7 | 8.1 | 2.1 | 71 | 56 | 212507567
DURASTAR | DRHP15A24AJ2AN | DRAEF2417STANM | DR80DZAW0502314 | 22800 | 22800 | 15.2 | 11.7 | 8.1 | 2.3 | 69 | 55 | 212507565
RUUD | WP15AZ60AJ2N | RCFZ6024STANM | U802VA125524M | 57000 | 57000 | 15.2 | 11.7 | 8.1 | 2.6 | 73 | 59 | 212404475
WEATHERKING | WP15AZ42AJ2N | TCFZ4821STANM | W802W1005A21DZ | 40000 | 40000 | 15.2 | 11.7 | 8.1 | 2.4 | 72 | 58 | 212404474
RHEEM | WP15AZ42AJ2N | RCFZ4821STANM | R802V1005A21DZ | 40000 | 40000 | 15.2 | 11.7 | 8.1 | 2.4 | 72 | 58 | 212404472
RHEEM | WP15AZ36AJ2N | RCFZ3617STANM | R802VA075317M | 33600 | 33600 | 15.2 | 11.7 | 8.1 | 2.2 | 71 | 57 | 212404470
WEATHERKING | WP15AZ36AJ2N | TCFZ3617STANM | W802W0754A17UH | 33800 | 33800 | 15.2 | 11.7 | 8.1 | 2.2 | 73 | 58 | 212404471
RHEEM | WP15AZ36AJ2N | RCFZ3617STANM | R802V0754A17UH | 33800 | 33800 | 15.2 | 11.7 | 8.1 | 2.2 | 73 | 58 | 212404467
RUUD | WP15AZ36AJ2N | RCFZ3617STANM | R802V0754A17UH | 33800 | 33800 | 15.2 | 11.7 | 8.1 | 2.2 | 73 | 58 | 212404468
RHEEM | WP15AZ30AJ2N | RCFZ3617STANM | R802V0503A14DZ | 28400 | 28400 | 15.2 | 11.7 | 8.1 | 2.1 | 71 | 57 | 212404459
RUUD | WP15AZ36AJ2N | RCFZ3617STANM | U802VA075317M | 33600 | 33600 | 15.2 | 11.7 | 8.1 | 2.2 | 71 | 57 | 212404464
WEATHERKING | WP15AZ36AJ2N | TCFZ3617STANM | W802VA075317M | 33600 | 33600 | 15.2 | 11.7 | 8.1 | 2.2 | 71 | 57 | 212404466
RUUD | WP15AZ36AJ2N | RCFZ3617STANM | R802V1004A17UH | 34000 | 34000 | 15.2 | 11.7 | 8.1 | 2.2 | 73 | 58 | 212404465
RUUD | WP15AZ36AJ2N | RCFZ3617STANM | R801V0754A17UH | 33800 | 33800 | 15.2 | 11.7 | 8.1 | 2.2 | 73 | 58 | 212404461
WEATHERKING | WP15AZ36AJ2N | TCFZ3617STANM | W802W1004A17UH | 34000 | 34000 | 15.2 | 11.7 | 8.1 | 2.2 | 73 | 58 | 212404463
WEATHERKING | WP15AZ30AJ2N | TCFZ3617STANM | W802W0503A14DZ | 28400 | 28400 | 15.2 | 11.7 | 8.1 | 2.1 | 71 | 57 | 212404457
WEATHERKING | WP15AZ30AJ2N | TCFZ3617STANM | W802W0503A14UH | 28400 | 28400 | 15.2 | 11.7 | 8.1 | 2.1 | 70 | 56 | 212404455
WEATHERKING | WP15AZ30AJ2N | TCFZ3617STANM | W802W0754A17UH | 28400 | 28400 | 15.2 | 11.7 | 8.1 | 2.1 | 70 | 56 | 212404454
RUUD | WP15AZ30AJ2N | RCFZ3617STANM | R802V0503A14DZ | 28400 | 28400 | 15.2 | 11.7 | 8.1 | 2.1 | 71 | 57 | 212404452
RUUD | WP15AZ30AJ2N | RCFZ3617STANM | U802VA075317M | 28400 | 28400 | 15.2 | 11.7 | 8.1 | 2.1 | 69 | 55 | 212404450
RHEEM | WP15AZ36AJ2N | RCFZ3617STANM | R801V0754A17UH | 33800 | 33800 | 15.2 | 11.7 | 8.1 | 2.2 | 73 | 58 | 212404462
WEATHERKING | WP15AZ36AJ2N | TCFZ3617STANM | W801W0754A17UH | 33800 | 33800 | 15.2 | 11.7 | 8.1 | 2.2 | 73 | 58 | 212404460
RHEEM | WP15AZ30AJ2N | RCFZ3617STANM | R802VA075317M | 28400 | 28400 | 15.2 | 11.7 | 8.1 | 2.1 | 69 | 55 | 212404453
RHEEM | WP15AZ30AJ2N | RCFZ3617STANM | R802VA075317Z | 28400 | 28400 | 15.2 | 11.7 | 8.1 | 2.1 | 70 | 56 | 212404451
WEATHERKING | WP15AZ30AJ2N | TCFZ3617STANM | W802W1004A17UH | 28400 | 28400 | 15.2 | 11.7 | 8.1 | 2.1 | 70 | 56 | 212404443
RUUD | WP15AZ30AJ2N | RCFZ3617STANM | U802VA050317M | 28400 | 28400 | 15.2 | 11.7 | 8.1 | 2.1 | 70 | 56 | 212404448
RHEEM | WP15AZ30AJ2N | RCFZ3617STANM | R802VA050317M | 28400 | 28400 | 15.2 | 11.7 | 8.1 | 2.1 | 70 | 56 | 212404449
RUUD | WP15AZ30AJ2N | RCFZ3617STANM | R802V0754A17UH | 28400 | 28400 | 15.2 | 11.7 | 8.1 | 2.1 | 70 | 56 | 212404445
RUUD | WP15AZ30AJ2N | RCFZ3617STANM | R802V0503A14UH | 28400 | 28400 | 15.2 | 11.7 | 8.1 | 2.1 | 70 | 56 | 212404439
RUUD | WP15AZ30AJ2N | RCFZ3617STANM | R802V0754A17DZ | 28400 | 28400 | 15.2 | 11.7 | 8.1 | 2.1 | 71 | 56 | 212404444
WEATHERKING | WP15AZ30AJ2N | TCFZ3617STANM | W802VA050317M | 28400 | 28400 | 15.2 | 11.7 | 8.1 | 2.1 | 70 | 56 | 212404447
RUUD | WP15AZ30AJ2N | RCFZ3617STANM | R802V1004A17UH | 28400 | 28400 | 15.2 | 11.7 | 8.1 | 2.1 | 70 | 56 | 212404438
RHEEM | WP15AZ30AJ2N | RCFZ3617STANM | R802V0503A14UH | 28400 | 28400 | 15.2 | 11.7 | 8.1 | 2.1 | 70 | 56 | 212404446
WEATHERKING | WP15AZ30AJ2N | TCFZ3617STANM | W802W0754A17DZ | 28400 | 28400 | 15.2 | 11.7 | 8.1 | 2.1 | 71 | 56 | 212404441
WEATHERKING | WP15AZ30AJ2N | TCFZ3617STANM | W802VA075317M | 28400 | 28400 | 15.2 | 11.7 | 8.1 | 2.1 | 69 | 55 | 212404440
RHEEM | WP15AZ30AJ2N | RCFZ3617STANM | R802V0754A17UH | 28400 | 28400 | 15.2 | 11.7 | 8.1 | 2.1 | 70 | 56 | 212404442
RUUD | WP15AZ30AJ2N | RCFZ3617STANM | U802VA075317Z | 28400 | 28400 | 15.2 | 11.7 | 8.1 | 2.1 | 70 | 56 | 212404436
RHEEM | WP15AZ30AJ2N | RCFZ3617STANM | R802V0754A17DZ | 28400 | 28400 | 15.2 | 11.7 | 8.1 | 2.1 | 71 | 56 | 212404437
RUUD | WP15AZ24AJ2N | RCFZ2417STANM | R802V0503A14UH | 22800 | 22800 | 15.2 | 11.7 | 8.1 | 2.2 | 69 | 55 | 212404434
WEATHERKING | WP15AZ24AJ2N | TCFZ2417STANM | W802W0503A14DZ | 22800 | 22800 | 15.2 | 11.7 | 8.1 | 2.3 | 69 | 55 | 212404432
RHEEM | WP15AZ24AJ2N | RCFZ2417STANM | R802V0503A14UH | 22800 | 22800 | 15.2 | 11.7 | 8.1 | 2.2 | 69 | 55 | 212404430
RUUD | WP15AZ24AJ2N | RCFZ2417STANM | R802V0754A17UH | 22800 | 22800 | 15.2 | 11.7 | 8.1 | 2.2 | 69 | 55 | 212404431
WEATHERKING | WP15AZ24AJ2N | TCFZ2417STANM | W802VA075317M | 22800 | 22800 | 15.2 | 11.7 | 8.1 | 2.3 | 69 | 54 | 212404435
WEATHERKING | WP15AZ30AJ2N | TCFZ3617STANM | W801W0504A17UH | 28400 | 28400 | 15.2 | 11.7 | 8.1 | 2.1 | 71 | 57 | 212404404
WEATHERKING | WP15AZ24AJ2N | TCFZ2417STANM | W802W0754A17UH | 22800 | 22800 | 15.2 | 11.7 | 8.1 | 2.2 | 69 | 55 | 212404433
RHEEM | WP15AZ24AJ2N | RCFZ2417STANM | R802VA075317M | 22800 | 22800 | 15.2 | 11.7 | 8.1 | 2.3 | 69 | 54 | 212404427
RUUD | WP15AZ24AJ2N | RCFZ2417STANM | U802VA050317M | 22800 | 22800 | 15.2 | 11.7 | 8.1 | 2.2 | 68 | 54 | 212404429
WEATHERKING | WP15AZ24AJ2N | TCFZ2417STANM | W802W0503A14UH | 22800 | 22800 | 15.2 | 11.7 | 8.1 | 2.2 | 69 | 55 | 212404423
RUUD | RP15AZ30AJ2N | RCFZ3617STANM | R801V0503A14UH | 28400 | 28400 | 15.2 | 11.7 | 8.1 | 2.1 | 70 | 56 | 212387001
RHEEM | RP15AZ24AJ2N | RCFZ2417STANM | R801V0503A14UH | 22800 | 22800 | 15.2 | 11.7 | 8.1 | 2.2 | 69 | 55 | 212387000
RUUD | RP15AZ24AJ2N | RCFZ2417STANM | R801V0503A14UH | 22800 | 22800 | 15.2 | 11.7 | 8.1 | 2.2 | 69 | 55 | 212386999
RUUD | RP15AZ30AJ2N | RCFZ3617STANM | R801V0503A14DZ | 28400 | 28400 | 15.2 | 11.7 | 8.1 | 2.1 | 71 | 57 | 212386996
RHEEM | RP15AZ30AJ2N | RCFZ3617STANM | R801V0503A14DZ | 28400 | 28400 | 15.2 | 11.7 | 8.1 | 2.1 | 71 | 57 | 212386995
RUUD | RP15AZ24AJ2N | RCFZ2417STANM | R801V0503A14DZ | 22800 | 22800 | 15.2 | 11.7 | 8.1 | 2.3 | 69 | 55 | 212386991
RHEEM | RP15AZ24AJ2N | RCFZ2417STANM | R801V0503A14DZ | 22800 | 22800 | 15.2 | 11.7 | 8.1 | 2.3 | 69 | 55 | 212386989
RHEEM | RP15AZ18AJ2N | RCFZ2417STANM | R801V0503A14DZ | 17100 | 17100 | 15.2 | 11.7 | 8.1 | 2.1 | 70 | 54 | 212386988
RUUD | RP15AZ18AJ2N | RCFZ2417STANM | R801V0503A14DZ | 17100 | 17100 | 15.2 | 11.7 | 8.1 | 2.1 | 70 | 54 | 212386981
MAINLINE | MPP15AZ18AJ2N | TCFZ2417STANM | MP802W0503A14DZ | 17100 | 17100 | 15.2 | 11.7 | 8.1 | 2.1 | 70 | 54 | 212507889
FUJITSU | FOP1530TJAZNA | FCCN3617SZTA | FF96TV307017M4S*A | 28400 | 28400 | 15.2 | 11.7 | 8.1 | 2.1 | 70 | 56 | 212507654
MAINLINE | MLP15AZ18AJ2N | TCFZ2417STANM | ML802V0503A14DZ | 17100 | 17100 | 15.2 | 11.7 | 8.1 | 2.1 | 70 | 54 | 212507806
MAINLINE | MLP15AZ24AJ2N | TCFZ2417STANM | ML802V0503A14DZ | 22800 | 22800 | 15.2 | 11.7 | 8.1 | 2.3 | 69 | 55 | 212507807
MAINLINE | MLP15AZ48AJ2N | MLH2VZ4821STANN |  | 45500 | 45500 | 15.2 | 11.7 | 8.1 | 2.5 | 73 | 60 | 212507886
MAINLINE | MLP15AZ60AJ2N | MLH2VZ6024STANN |  | 56500 | 56500 | 15.2 | 11.7 | 8.1 | 2.5 | 73 | 59 | 212507887
MAINLINE | MLP15AZ42AJ2N | MLH2VZ4821STANN |  | 40000 | 40000 | 15.2 | 11.7 | 8.1 | 2.4 | 71 | 57 | 212507885
MAINLINE | MLP15AZ24AJ2N | TCFZ2417STANM | ML802V0503A14UH | 22800 | 22800 | 15.2 | 11.7 | 8.1 | 2.2 | 69 | 55 | 212507809
MAINLINE | MLP15AZ30AJ2N | TCFZ3617STANM | ML802V0503A14DZ | 28400 | 28400 | 15.2 | 11.7 | 8.1 | 2.1 | 71 | 57 | 212507808
MAINLINE | MLP15AZ30AJ2N | TCFZ3617STANM | ML802V0503A14UH | 28400 | 28400 | 15.2 | 11.7 | 8.1 | 2.1 | 70 | 56 | 212507810
RHEEM | RP15AZ48AJ2N | RH2TZ4821STANN |  | 45500 | 45000 | 15.2 | 11.7 | 8.1 | 2.2 | 67 | 54 | 211291750
SURE | SP15AZ48AJ2N | SH2CZ4821STANN |  | 45500 | 45000 | 15.2 | 11.7 | 8.1 | 2.2 | 67 | 54 | 211291751
RUUD | RP15AZ48AJ2N | RH2TZ4821STANN |  | 45500 | 45000 | 15.2 | 11.7 | 8.1 | 2.2 | 67 | 54 | 211291754
RUSSELL | SP15AZ48AJ2N | SH2CZ4821STANN |  | 45500 | 45000 | 15.2 | 11.7 | 8.1 | 2.2 | 67 | 54 | 211291755
FUJITSU | FOP1548TJAZNA | FHRNTT4821S*ZTNA |  | 45500 | 45000 | 15.2 | 11.7 | 8.1 | 2.2 | 67 | 54 | 211306302
MAINLINE | MLP15AZ48AJ2N | MLH2CZ4821STANN |  | 45500 | 45000 | 15.2 | 11.7 | 8.1 | 2.2 | 67 | 54 | 211306305
RUUD | WP15AZ18AJ2N | RCFZ2417STANM | R951V0603A17UHU | 17100 | 17100 | 15.2 | 11.7 | 8.1 | 2.1 | 71 | 56 | 212941521
SURE | SP15AZ18AJ2N | TCFZ2417STANM | S951V0603A17UHU | 17100 | 17100 | 15.2 | 11.7 | 8.1 | 2.1 | 71 | 56 | 212941523
RHEEM | RP15AZ18AJ2N | RCFZ2417STANM | R951V0603A17UHU | 17100 | 17100 | 15.2 | 11.7 | 8.1 | 2.1 | 71 | 56 | 212941528
RUSSELL | SP15AZ18AJ2N | TCFZ2417STANM | S951V0603A17UHU | 17100 | 17100 | 15.2 | 11.7 | 8.1 | 2.1 | 71 | 56 | 212941532
WEATHERKING | WP15AZ18AJ2N | TCFZ2417STANM | W951W0603A17UHU | 17100 | 17100 | 15.2 | 11.7 | 8.1 | 2.1 | 71 | 56 | 212941545
RUUD | RP15AZ18AJ2N | RCFZ2417STANM | R951V0603A17UHU | 17100 | 17100 | 15.2 | 11.7 | 8.1 | 2.1 | 71 | 56 | 212941548
RUUD | UP18AZ36AJVC | RCFZ6021SEAAM | U97MV1005A21DHS | 34200 | 34200 | 19 | 12.5 | 8.5 | 2.2 | 118 | 126 | 209872714
RUUD | UP18AZ36AJVC | RCFZ6021SEAAM | U98MV0603A17UPS | 34200 | 34200 | 19 | 12.5 | 8.5 | 2.2 | 120 | 127 | 209872715
RUUD | UP18AZ36AJVC | RCFZ6021SEAAM | U98MV0703A17UPS | 34200 | 34200 | 19 | 12.5 | 8.5 | 2.2 | 120 | 127 | 209872716
RUUD | UP18AZ36AJVC | RCFZ6021SEAAM | U98MV0855A21UPS | 34200 | 34200 | 19 | 12.5 | 8.5 | 2.2 | 118 | 126 | 209872717
RUUD | UP18AZ36AJVC | RCFZ6021SEAAM | U98MV1005A21UPS | 34200 | 34200 | 19 | 12.5 | 8.5 | 2.2 | 120 | 127 | 209872718
RHEEM | RP18AZ48AJVC | RCFZ6021SEAAM | R962V0855A21M4S | 44500 | 43000 | 18 | 11.7 | 8.5 | 2 | 103 | 105 | 209872720
RUUD | UP18AZ48AJVC | RCFZ6021SEAAM | R962V0855A21M4S | 44500 | 43000 | 18 | 11.7 | 8.5 | 2 | 103 | 105 | 209872727
RHEEM | WP15AZ18AJ2N | RCFZ2417STANM | R951V0603A17UHU | 17100 | 17100 | 15.2 | 11.7 | 8.1 | 2.1 | 71 | 56 | 212941568
RUUD | WP15AZ24AJ2N | RCFZ2417STANM | R801V1004A17UHN | 22800 | 22800 | 16 | 11.7 | 8.1 | 2.4 | 71 | 57 | 212941584
RHEEM | RP15AZ24AJ2N | RCFZ2417STANM | R802V0754A17DZ | 22800 | 22800 | 16 | 11.7 | 8.1 | 2.3 | 71 | 57 | 212941585
RHEEM | RP15AZ24AJ2N | RCFZ2417STANM | R801V1004A17UHS | 22800 | 22800 | 16 | 11.7 | 8.1 | 2.4 | 71 | 57 | 212941586
RHEEM | RP15AZ24AJ2N | RCFZ2417STANM | R951V0703A17M4S | 22800 | 22800 | 16 | 11.7 | 8.1 | 2.3 | 71 | 58 | 212941588
RUUD | WP15AZ24AJ2N | RCFZ2417STANM | R802V1004A17UHN | 22800 | 22800 | 16 | 11.7 | 8.1 | 2.3 | 71 | 57 | 212941587
SURE | SP15AZ24AJ2N | TCFZ2417STANM | S802V0754A17DZ | 22800 | 22800 | 16 | 11.7 | 8.1 | 2.3 | 71 | 57 | 212941589
RHEEM | WP15AZ24AJ2N | RCFZ2417STANM | R801V1004A17UHN | 22800 | 22800 | 16 | 11.7 | 8.1 | 2.4 | 71 | 57 | 212941590
RHEEM | WP15AZ24AJ2N | RCFZ2417STANM | R802V1004A17UHN | 22800 | 22800 | 16 | 11.7 | 8.1 | 2.3 | 71 | 57 | 212941591
SURE | SP15AZ24AJ2N | TCFZ2417STANM | S802V0504A17UHN | 22800 | 22800 | 16 | 11.7 | 8.1 | 2.3 | 71 | 57 | 212941592
RUUD | RP15AZ24AJ2N | RCFZ2417STANM | R802V1004A17UHS | 22800 | 22800 | 16 | 11.7 | 8.1 | 2.3 | 71 | 57 | 212941593
RUUD | RP15AZ24AJ2N | RCFZ2417STANM | R802V1004A17UHN | 22800 | 22800 | 16 | 11.7 | 8.1 | 2.3 | 71 | 57 | 212941594
RUUD | WP15AZ24AJ2N | RCFZ2417STANM | R802V1004A17UHS | 22800 | 22800 | 16 | 11.7 | 8.1 | 2.3 | 71 | 57 | 212941596
RUUD | WP15AZ24AJ2N | RCFZ2417STANM | R801V1004A17UHS | 22800 | 22800 | 16 | 11.7 | 8.1 | 2.4 | 71 | 57 | 212941597
RUSSELL | SP15AZ24AJ2N | TCFZ2417STANM | S802V1004A17UHN | 22800 | 22800 | 16 | 11.7 | 8.1 | 2.3 | 71 | 57 | 212941595
SURE | SP15AZ24AJ2N | TCFZ2417STANM | S802V1004A17UHS | 22800 | 22800 | 16 | 11.7 | 8.1 | 2.3 | 71 | 57 | 212941599
SURE | SP15AZ24AJ2N | TCFZ2417STANM | S802V1004A17UHN | 22800 | 22800 | 16 | 11.7 | 8.1 | 2.3 | 71 | 57 | 212941598
RUSSELL | SP15AZ24AJ2N | TCFZ2417STANM | S802V1004A17UHS | 22800 | 22800 | 16 | 11.7 | 8.1 | 2.3 | 71 | 57 | 212941600
WEATHERKING | WP15AZ24AJ2N | TCFZ2417STANM | W951W0703A17M4S | 22800 | 22800 | 16 | 11.7 | 8.1 | 2.3 | 71 | 58 | 212941601
RUUD | UP18AZ24AJVC | RCFZ2421HEAAM | U98MV1005A21UPS | 22800 | 22800 | 20 | 12.5 | 8.5 | 2.1 | 111 | 114 | 213163966
RHEEM | RP18AZ24AJVC | RCFZ2421HEAAM | R962V0855A21M4S | 22800 | 22800 | 19 | 12.5 | 8.5 | 2.1 | 112 | 115 | 213163968
SURE | SP18AZ24AJVC | TCFZ2421HEAAM | S98MV0855A21UPS | 22800 | 22800 | 20 | 12.5 | 8.5 | 2.1 | 111 | 114 | 213163969
MAINLINE | MLP15AZ30AJ2N | TCFZ3617STANM | ML801VA070417M | 28400 | 28400 | 15.2 | 11.7 | 8.1 | 2.1 | 69 | 55 | 212507805
RHEEM | WP15AZ30AJ2N | RCFZ3621STANM | R962V0403A17M4S | 28400 | 28400 | 15.2 | 11.7 | 8.1 | 2.1 | 70 | 56 | 213244551
RHEEM | WP15AZ30AJ2N | RCFZ3621STANM | R96VA0602317M | 28400 | 28400 | 15.2 | 11.7 | 8.1 | 2.1 | 70 | 56 | 213244550
RUUD | WP15AZ30AJ2N | RCFZ3621STANM | R962V0403A17M4S | 28400 | 28400 | 15.2 | 11.7 | 8.1 | 2.1 | 70 | 56 | 213244553
RUUD | WP15AZ30AJ2N | RCFZ3621STANM | R962V0703A17M4S | 28400 | 28400 | 15.2 | 11.7 | 8.1 | 2.1 | 70 | 56 | 213244552
WEATHERKING | WP15AZ30AJ2N | TCFZ3621STANM | W962W0603A17M4S | 28400 | 28400 | 15.2 | 11.7 | 8.1 | 2.1 | 71 | 57 | 213244549
RHEEM | WP15AZ30AJ2N | RCFZ3621STANM | R962V0603A17M4S | 28400 | 28400 | 15.2 | 11.7 | 8.1 | 2.1 | 71 | 57 | 213244548
RUUD | WP15AZ30AJ2N | RCFZ3621STANM | R962V0603A17M4S | 28400 | 28400 | 15.2 | 11.7 | 8.1 | 2.1 | 71 | 57 | 213244542
RHEEM | WP15AZ30AJ2N | RCFZ3621STANM | R962V0703A17M4S | 28400 | 28400 | 15.2 | 11.7 | 8.1 | 2.1 | 70 | 56 | 213244546
WEATHERKING | WP15AZ30AJ2N | TCFZ3621STANM | W962W0403A17M4S | 28400 | 28400 | 15.2 | 11.7 | 8.1 | 2.1 | 70 | 56 | 213244545
WEATHERKING | WP15AZ30AJ2N | TCFZ3621STANM | W962W0703A17M4S | 28400 | 28400 | 15.2 | 11.7 | 8.1 | 2.1 | 70 | 56 | 213244541
RUUD | WP15AZ30AJ2N | RCFZ3621STANM | R951V0603A17M4S | 28400 | 28400 | 15.2 | 11.7 | 8.1 | 2.1 | 71 | 57 | 213244540
RUUD | WP15AZ30AJ2N | RCFZ3621STANM | R951V0403A17M4S | 28400 | 28400 | 15.2 | 11.7 | 8.1 | 2.1 | 70 | 56 | 213244537
RUUD | WP15AZ30AJ2N | RCFZ3621STANM | R951V0703A17M4S | 28400 | 28400 | 15.2 | 11.7 | 8.1 | 2.1 | 70 | 56 | 213244538
WEATHERKING | WP15AZ30AJ2N | TCFZ3621STANM | W951W0403A17M4S | 28400 | 28400 | 15.2 | 11.7 | 8.1 | 2.1 | 70 | 56 | 213244536
RUUD | WP15AZ30AJ2N | RCFZ3621STANM | R921V0603A17M4S | 28400 | 28400 | 15.2 | 11.7 | 8.1 | 2.1 | 71 | 57 | 213244539
RHEEM | WP15AZ30AJ2N | RCFZ3621STANM | R951V0603A17M4S | 28400 | 28400 | 15.2 | 11.7 | 8.1 | 2.1 | 71 | 57 | 213244535
RHEEM | WP15AZ30AJ2N | RCFZ3621STANM | R951V0703A17M4S | 28400 | 28400 | 15.2 | 11.7 | 8.1 | 2.1 | 70 | 56 | 213244533
RUUD | WP15AZ30AJ2N | RCFZ3621STANM | R921V0403A17M4S | 28400 | 28400 | 15.2 | 11.7 | 8.1 | 2.1 | 70 | 56 | 213244534
WEATHERKING | WP15AZ30AJ2N | TCFZ3621STANM | W951W0603A17M4S | 28400 | 28400 | 15.2 | 11.7 | 8.1 | 2.1 | 71 | 57 | 213244531
RHEEM | WP15AZ30AJ2N | RCFZ3621STANM | R951V0403A17M4S | 28400 | 28400 | 15.2 | 11.7 | 8.1 | 2.1 | 70 | 56 | 213244532
RHEEM | WP15AZ30AJ2N | RCFZ3621STANM | R921V0603A17M4S | 28400 | 28400 | 15.2 | 11.7 | 8.1 | 2.1 | 71 | 57 | 213244530
FUJITSU | FOP1824MJAZCA | FCCA2421HZEA | FF97MV306017DHS*A | 22800 | 22800 | 20 | 12.5 | 8.5 | 2.1 | 111 | 114 | 209880024
THERMAL ZONE | TZP15AZ36AJ2N | TCFZ3617STANM | TZ80UH2V075B4*A | 33800 | 33800 | 15.2 | 11.7 | 8.1 | 2.2 | 73 | 58 | 212508046
THERMAL ZONE | TZP15AZ42AJ2N | TCFZ4821STANM | TZ80DZ2V100C5*A | 40000 | 40000 | 15.2 | 11.7 | 8.1 | 2.4 | 72 | 58 | 212508047
THERMAL ZONE | TZP15AZ36AJ2N | TCFZ3617STANM | TZ80UH2V100B4*A | 34000 | 34000 | 15.2 | 11.7 | 8.1 | 2.2 | 73 | 58 | 212508044
THERMAL ZONE | TZPLAD1518AJN | TCFZ2417STANM | TZ96M42V070B3SA | 17100 | 17100 | 15.2 | 11.7 | 8.1 | 2.1 | 70 | 54 | 212507994
THERMAL ZONE | TZPLAD1530AJN | TCFZ3617STANM | TZ96M42V060B3SA | 28400 | 28400 | 15.2 | 11.7 | 8.1 | 2.1 | 71 | 57 | 212507993
THERMAL ZONE | TZPLAD1530AJN | TCFZ3617STANM | TZ96M42V040B3SA | 28400 | 28400 | 15.2 | 11.7 | 8.1 | 2.1 | 70 | 56 | 212507991
THERMAL ZONE | TZPLAD1524AJN | TCFZ2417STANM | TZ96M42V060B3SA | 22800 | 22800 | 15.2 | 11.7 | 8.1 | 2.2 | 70 | 55 | 212507992
THERMAL ZONE | TZPLAD1530AJN | TCFZ3617STANM | TZ95M41V070B3SA | 28400 | 28400 | 15.2 | 11.7 | 8.1 | 2.1 | 70 | 56 | 212507989
THERMAL ZONE | TZPLAD1524AJN | TCFZ2417STANM | TZ96M42V040B3SA | 22800 | 22800 | 15.2 | 11.7 | 8.1 | 2.2 | 70 | 55 | 212507990
THERMAL ZONE | TZPLAD1530AJN | TCFZ3617STANM | TZ95M41V060B3SA | 28400 | 28400 | 15.2 | 11.7 | 8.1 | 2.1 | 71 | 57 | 212507987
MAINLINE | MPP15AZ24AJ2N | TCFZ2417STANM | MP921W0403A17M4S | 22800 | 22800 | 15.2 | 11.7 | 8.1 | 2.2 | 70 | 55 | 212507920
MAINLINE | MPP15AZ30AJ2N | TCFZ3617STANM | MP951W0703A17M4S | 28400 | 28400 | 15.2 | 11.7 | 8.1 | 2.1 | 70 | 56 | 212507922
MAINLINE | MPP15AZ24AJ2N | TCFZ2417STANM | MP951W0603A17M4S | 22800 | 22800 | 15.2 | 11.7 | 8.1 | 2.2 | 70 | 55 | 212507921
MAINLINE | MPP15AZ24AJ2N | TCFZ2417STANM | MP951W0603A17UHU | 22800 | 22800 | 15.2 | 11.7 | 8.1 | 2.2 | 70 | 56 | 212507919
MAINLINE | MPP15AZ24AJ2N | TCFZ2417STANM | MP951W0403A17M4S | 22800 | 22800 | 15.2 | 11.7 | 8.1 | 2.2 | 70 | 55 | 212507918
MAINLINE | MPP15AZ24AJ2N | TCFZ2417STANM | MP951W0403A17UHU | 22800 | 22800 | 15.2 | 11.7 | 8.1 | 2.2 | 70 | 56 | 212507917
MAINLINE | MPP15AZ24AJ2N | TCFZ2417STANM | MP921W0603A17M4S | 22800 | 22800 | 15.2 | 11.7 | 8.1 | 2.2 | 70 | 55 | 212507916
MAINLINE | MPP15AZ18AJ2N | TCFZ2417STANM | MP921W0703A17M4S | 17100 | 17100 | 15.2 | 11.7 | 8.1 | 2.1 | 70 | 54 | 212507915
THERMAL ZONE | TZP15AZ30AJ2N | TCFZ3617STANM | TZ96M42V060B3SA | 28400 | 28400 | 15.2 | 11.7 | 8.1 | 2.1 | 71 | 57 | 212508082
THERMAL ZONE | TZP15AZ30AJ2N | TCFZ3617STANM | TZ96M42V040B3SA | 28400 | 28400 | 15.2 | 11.7 | 8.1 | 2.1 | 70 | 56 | 212508080
THERMAL ZONE | TZP15AZ30AJ2N | TCFZ3617STANM | TZ96M42V070B3SA | 28400 | 28400 | 15.2 | 11.7 | 8.1 | 2.1 | 70 | 56 | 212508078
THERMAL ZONE | TZP15AZ24AJ2N | TCFZ2417STANM | TZ96M42V060B3SA | 22800 | 22800 | 15.2 | 11.7 | 8.1 | 2.2 | 70 | 55 | 212508077
THERMAL ZONE | TZP15AZ24AJ2N | TCFZ2417STANM | TZ96M42V040B3SA | 22800 | 22800 | 15.2 | 11.7 | 8.1 | 2.2 | 70 | 55 | 212508075
THERMAL ZONE | TZP15AZ24AJ2N | TCFZ2417STANM | TZ96M42V070B3SA | 22800 | 22800 | 15.2 | 11.7 | 8.1 | 2.2 | 69 | 55 | 212508076
THERMAL ZONE | TZP15AZ18AJ2N | TCFZ2417STANM | TZ96M42V070B3SA | 17100 | 17100 | 15.2 | 11.7 | 8.1 | 2.1 | 70 | 54 | 212508071
THERMAL ZONE | TZPLAD1536AJN | TCFZ3617STANM | TZ80UH2V100B4*A | 34000 | 34000 | 15.2 | 11.7 | 8.1 | 2.2 | 73 | 58 | 212507967
THERMAL ZONE | TZPLAD1536AJN | TCFZ3617STANM | TZ80UH2V075B4*A | 33800 | 33800 | 15.2 | 11.7 | 8.1 | 2.2 | 73 | 58 | 212507965
THERMAL ZONE | TZPLAD1530AJN | TCFZ3617STANM | TZ80UH2V100B4*A | 28400 | 28400 | 15.2 | 11.7 | 8.1 | 2.1 | 70 | 56 | 212507966
THERMAL ZONE | TZPLAD1530AJN | TCFZ3617STANM | TZ80UH2V075B4*A | 28400 | 28400 | 15.2 | 11.7 | 8.1 | 2.1 | 70 | 56 | 212507964
THERMAL ZONE | TZP15AZ30AJ2N | TCFZ3617STANM | TZ95M41V040B3SA | 28400 | 28400 | 15.2 | 11.7 | 8.1 | 2.1 | 70 | 56 | 212508066
MAINLINE | MPP15AZ42AJ2N | TCFZ4821STANM | MP802W1005A21DZ | 40000 | 40000 | 15.2 | 11.7 | 8.1 | 2.4 | 72 | 58 | 212507909
MAINLINE | MPP15AZ36AJ2N | TCFZ3617STANM | MP802W0754A17UH | 33800 | 33800 | 15.2 | 11.7 | 8.1 | 2.2 | 73 | 58 | 212507908
MAINLINE | MPP15AZ36AJ2N | TCFZ3617STANM | MP802W1004A17UH | 34000 | 34000 | 15.2 | 11.7 | 8.1 | 2.2 | 73 | 58 | 212507907
THERMAL ZONE | TZP15AZ30AJ2N | TCFZ3617STANM | TZ95M41V060B3SA | 28400 | 28400 | 15.2 | 11.7 | 8.1 | 2.1 | 71 | 57 | 212508065
THERMAL ZONE | TZP15AZ30AJ2N | TCFZ3617STANM | TZ92M41V070B3SA | 28400 | 28400 | 15.2 | 11.7 | 8.1 | 2.1 | 70 | 56 | 212508064
THERMAL ZONE | TZP15AZ24AJ2N | TCFZ2417STANM | TZ95M41V060B3SA | 22800 | 22800 | 15.2 | 11.7 | 8.1 | 2.2 | 70 | 55 | 212508060
THERMAL ZONE | TZP15AZ30AJ2N | TCFZ3617STANM | TZ92M41V060B3SA | 28400 | 28400 | 15.2 | 11.7 | 8.1 | 2.1 | 71 | 57 | 212508063
THERMAL ZONE | TZP15AZ30AJ2N | TCFZ3617STANM | TZ92M41V040B3SA | 28400 | 28400 | 15.2 | 11.7 | 8.1 | 2.1 | 70 | 56 | 212508062
THERMAL ZONE | TZP15AZ30AJ2N | TCFZ3617STANM | TZ95M41V070B3SA | 28400 | 28400 | 15.2 | 11.7 | 8.1 | 2.1 | 70 | 56 | 212508061
THERMAL ZONE | TZP15AZ30AJ2N | TCFZ3617STANM | TZ80DZ1V050A3*A | 28400 | 28400 | 15.2 | 11.7 | 8.1 | 2.1 | 71 | 57 | 212508026
THERMAL ZONE | TZP15AZ24AJ2N | TCFZ2417STANM | TZ80DZ1V075B4*A | 22800 | 22800 | 15.2 | 11.7 | 8.1 | 2.2 | 69 | 55 | 212508025
THERMAL ZONE | TZPLAD1524AJN | TCFZ2417STANM | TZ80UH1V050B4*A | 22800 | 22800 | 15.2 | 11.7 | 8.1 | 2.2 | 70 | 55 | 212507945
THERMAL ZONE | TZP15AZ18AJ2N | TCFZ2417STANM | TZ80DZ1V050A3*A | 17100 | 17100 | 15.2 | 11.7 | 8.1 | 2.1 | 70 | 54 | 212508022
THERMAL ZONE | TZP15AZ24AJ2N | TCFZ2417STANM | TZ80DZ1V050A3*A | 22800 | 22800 | 15.2 | 11.7 | 8.1 | 2.3 | 69 | 55 | 212508024
THERMAL ZONE | TZP15AZ24AJ2N | TCFZ2417STANM | TZ80UH1V075B4*A | 22800 | 22800 | 15.2 | 11.7 | 8.1 | 2.2 | 69 | 55 | 212508023
THERMAL ZONE | TZP15AZ18AJ2N | TCFZ2417STANM | TZ80DZ2V050A3*A | 17100 | 17100 | 15.2 | 11.7 | 8.1 | 2.1 | 70 | 54 | 212508021
THERMAL ZONE | TZPLAD1524AJN | TCFZ2417STANM | TZ80UH1V070B4*A | 22800 | 22800 | 15.2 | 11.7 | 8.1 | 2.2 | 69 | 55 | 212507946
THERMAL ZONE | TZPLAD1530AJN | TCFZ3617STANM | TZ80UH1V050A3*A | 28400 | 28400 | 15.2 | 11.7 | 8.1 | 2.1 | 70 | 56 | 212507943
THERMAL ZONE | TZPLAD1530AJN | TCFZ3617STANM | TZ80UH1V050B4*A | 28400 | 28400 | 15.2 | 11.7 | 8.1 | 2.1 | 71 | 57 | 212507944
WEATHERKING | WP15AZ30AJ2N | TCFZ3617STANM | W962W0703A17M4S | 28400 | 28400 | 15.2 | 11.7 | 8.1 | 2.1 | 70 | 56 | 212404565
RHEEM | WP15AZ24AJ2N | RCFZ2417STANM | R962V0703A17M4S | 22800 | 22800 | 15.2 | 11.7 | 8.1 | 2.2 | 69 | 55 | 212404561
RHEEM | WP15AZ24AJ2N | RCFZ2417STANM | R962V0603A17M4S | 22800 | 22800 | 15.2 | 11.7 | 8.1 | 2.2 | 70 | 55 | 212404560
WEATHERKING | WP15AZ24AJ2N | TCFZ2417STANM | W962W0403A17M4S | 22800 | 22800 | 15.2 | 11.7 | 8.1 | 2.2 | 70 | 55 | 212404558
WEATHERKING | WP15AZ24AJ2N | TCFZ2417STANM | W962W0603A17M4S | 22800 | 22800 | 15.2 | 11.7 | 8.1 | 2.2 | 70 | 55 | 212404564
WEATHERKING | WP15AZ24AJ2N | TCFZ2417STANM | W962W0703A17M4S | 22800 | 22800 | 15.2 | 11.7 | 8.1 | 2.2 | 69 | 55 | 212404559
RUUD | WP15AZ24AJ2N | RCFZ2417STANM | R962V0703A17M4S | 22800 | 22800 | 15.2 | 11.7 | 8.1 | 2.2 | 69 | 55 | 212404562
RUUD | WP15AZ24AJ2N | RCFZ2417STANM | R962V0603A17M4S | 22800 | 22800 | 15.2 | 11.7 | 8.1 | 2.2 | 70 | 55 | 212404563
RHEEM | WP15AZ24AJ2N | RCFZ2417STANM | R962V0403A17M4S | 22800 | 22800 | 15.2 | 11.7 | 8.1 | 2.2 | 70 | 55 | 212404555
RUUD | WP15AZ30AJ2N | RCFZ3617STANM | R951V0603A17M4S | 28400 | 28400 | 15.2 | 11.7 | 8.1 | 2.1 | 71 | 57 | 212404531
RUUD | WP15AZ24AJ2N | RCFZ2417STANM | R962V0403A17M4S | 22800 | 22800 | 15.2 | 11.7 | 8.1 | 2.2 | 70 | 55 | 212404552
RHEEM | WP15AZ24AJ2N | RCFZ2417STANM | R96VA0602317M | 22800 | 22800 | 15.2 | 11.7 | 8.1 | 2.2 | 69 | 55 | 212404553
RHEEM | WP15AZ18AJ2N | RCFZ2417STANM | R96VA0602317M | 17100 | 17100 | 15.2 | 11.7 | 8.1 | 2.1 | 70 | 54 | 212404544
WEATHERKING | WP15AZ18AJ2N | TCFZ2417STANM | W962W0703A17M4S | 17100 | 17100 | 15.2 | 11.7 | 8.1 | 2.1 | 70 | 54 | 212404546
RUUD | WP15AZ18AJ2N | RCFZ2417STANM | R962V0703A17M4S | 17100 | 17100 | 15.2 | 11.7 | 8.1 | 2.1 | 70 | 54 | 212404537
RHEEM | WP15AZ18AJ2N | RCFZ2417STANM | R962V0703A17M4S | 17100 | 17100 | 15.2 | 11.7 | 8.1 | 2.1 | 70 | 54 | 212404536
WEATHERKING | WP15AZ30AJ2N | TCFZ3617STANM | W951W0403A17M4S | 28400 | 28400 | 15.2 | 11.7 | 8.1 | 2.1 | 70 | 56 | 212404527
RUUD | WP15AZ30AJ2N | RCFZ3617STANM | R951V0703A17M4S | 28400 | 28400 | 15.2 | 11.7 | 8.1 | 2.1 | 70 | 56 | 212404529
RUUD | WP15AZ30AJ2N | RCFZ3617STANM | R921V0603A17M4S | 28400 | 28400 | 15.2 | 11.7 | 8.1 | 2.1 | 71 | 57 | 212404530
RHEEM | WP15AZ30AJ2N | RCFZ3617STANM | R951V0603A17M4S | 28400 | 28400 | 15.2 | 11.7 | 8.1 | 2.1 | 71 | 57 | 212404526
RUUD | WP15AZ30AJ2N | RCFZ3617STANM | R951V0403A17M4S | 28400 | 28400 | 15.2 | 11.7 | 8.1 | 2.1 | 70 | 56 | 212404528
RHEEM | WP15AZ30AJ2N | RCFZ3617STANM | R951V0703A17M4S | 28400 | 28400 | 15.2 | 11.7 | 8.1 | 2.1 | 70 | 56 | 212404524
RUUD | WP15AZ30AJ2N | RCFZ3617STANM | R921V0403A17M4S | 28400 | 28400 | 15.2 | 11.7 | 8.1 | 2.1 | 70 | 56 | 212404525
WEATHERKING | WP15AZ30AJ2N | TCFZ3617STANM | W951W0603A17M4S | 28400 | 28400 | 15.2 | 11.7 | 8.1 | 2.1 | 71 | 57 | 212404522
RHEEM | WP15AZ30AJ2N | RCFZ3617STANM | R951V0403A17M4S | 28400 | 28400 | 15.2 | 11.7 | 8.1 | 2.1 | 70 | 56 | 212404523
WEATHERKING | WP15AZ30AJ2N | TCFZ3617STANM | W921W0703A17M4S | 28400 | 28400 | 15.2 | 11.7 | 8.1 | 2.1 | 70 | 56 | 212404520
WEATHERKING | WP15AZ30AJ2N | TCFZ3617STANM | W921W0403A17M4S | 28400 | 28400 | 15.2 | 11.7 | 8.1 | 2.1 | 70 | 56 | 212404518
RHEEM | WP15AZ30AJ2N | RCFZ3617STANM | R921V0603A17M4S | 28400 | 28400 | 15.2 | 11.7 | 8.1 | 2.1 | 71 | 57 | 212404521
RUUD | WP15AZ18AJ2N | RCFZ2417STANM | R921V0703A17M4S | 17100 | 17100 | 15.2 | 11.7 | 8.1 | 2.1 | 70 | 54 | 212404494
RHEEM | WP15AZ30AJ2N | RCFZ3617STANM | R921V0703A17M4S | 28400 | 28400 | 15.2 | 11.7 | 8.1 | 2.1 | 70 | 56 | 212404514
RHEEM | WP15AZ30AJ2N | RCFZ3617STANM | R921V0403A17M4S | 28400 | 28400 | 15.2 | 11.7 | 8.1 | 2.1 | 70 | 56 | 212404516
WEATHERKING | WP15AZ30AJ2N | TCFZ3617STANM | W921W0603A17M4S | 28400 | 28400 | 15.2 | 11.7 | 8.1 | 2.1 | 71 | 57 | 212404519
RUUD | WP15AZ30AJ2N | RCFZ3617STANM | R921V0703A17M4S | 28400 | 28400 | 15.2 | 11.7 | 8.1 | 2.1 | 70 | 56 | 212404517
RHEEM | WP15AZ24AJ2N | RCFZ2417STANM | R921V0403A17M4S | 22800 | 22800 | 15.2 | 11.7 | 8.1 | 2.2 | 70 | 55 | 212404513
WEATHERKING | WP15AZ30AJ2N | TCFZ3617STANM | W951W0703A17M4S | 28400 | 28400 | 15.2 | 11.7 | 8.1 | 2.1 | 70 | 56 | 212404515
RUUD | WP15AZ24AJ2N | RCFZ2417STANM | R951V0603A17M4S | 22800 | 22800 | 15.2 | 11.7 | 8.1 | 2.2 | 70 | 55 | 212404512
RUUD | WP15AZ24AJ2N | RCFZ2417STANM | R921V0603A17M4S | 22800 | 22800 | 15.2 | 11.7 | 8.1 | 2.2 | 70 | 55 | 212404511
RHEEM | WP15AZ24AJ2N | RCFZ2417STANM | R951V0603A17UHU | 22800 | 22800 | 15.2 | 11.7 | 8.1 | 2.2 | 70 | 56 | 212404508
WEATHERKING | WP15AZ24AJ2N | TCFZ2417STANM | W951W0603A17M4S | 22800 | 22800 | 15.2 | 11.7 | 8.1 | 2.2 | 70 | 55 | 212404510
RHEEM | WP15AZ24AJ2N | RCFZ2417STANM | R921V0603A17M4S | 22800 | 22800 | 15.2 | 11.7 | 8.1 | 2.2 | 70 | 55 | 212404505
RUUD | WP15AZ24AJ2N | RCFZ2417STANM | R951V0603A17UHU | 22800 | 22800 | 15.2 | 11.7 | 8.1 | 2.2 | 70 | 56 | 212404509
RHEEM | WP15AZ24AJ2N | RCFZ2417STANM | R951V0403A17M4S | 22800 | 22800 | 15.2 | 11.7 | 8.1 | 2.2 | 70 | 55 | 212404507
WEATHERKING | WP15AZ24AJ2N | TCFZ2417STANM | W921W0403A17M4S | 22800 | 22800 | 15.2 | 11.7 | 8.1 | 2.2 | 70 | 55 | 212404503
RUUD | WP15AZ24AJ2N | RCFZ2417STANM | R951V0403A17M4S | 22800 | 22800 | 15.2 | 11.7 | 8.1 | 2.2 | 70 | 55 | 212404506
RHEEM | WP15AZ24AJ2N | RCFZ2417STANM | R951V0603A17M4S | 22800 | 22800 | 15.2 | 11.7 | 8.1 | 2.2 | 70 | 55 | 212404504
WEATHERKING | WP15AZ24AJ2N | TCFZ2417STANM | W921W0603A17M4S | 22800 | 22800 | 15.2 | 11.7 | 8.1 | 2.2 | 70 | 55 | 212404497
WEATHERKING | WP15AZ24AJ2N | TCFZ2417STANM | W951W0403A17M4S | 22800 | 22800 | 15.2 | 11.7 | 8.1 | 2.2 | 70 | 55 | 212404501
WEATHERKING | WP15AZ24AJ2N | TCFZ2417STANM | W951W0403A17UHU | 22800 | 22800 | 15.2 | 11.7 | 8.1 | 2.2 | 70 | 56 | 212404499
RUUD | WP15AZ24AJ2N | RCFZ2417STANM | R921V0403A17M4S | 22800 | 22800 | 15.2 | 11.7 | 8.1 | 2.2 | 70 | 55 | 212404500
WEATHERKING | WP15AZ24AJ2N | TCFZ2417STANM | W951W0603A17UHU | 22800 | 22800 | 15.2 | 11.7 | 8.1 | 2.2 | 70 | 56 | 212404502
RUUD | WP15AZ24AJ2N | RCFZ2417STANM | R951V0403A17UHU | 22800 | 22800 | 15.2 | 11.7 | 8.1 | 2.2 | 70 | 56 | 212404496
RHEEM | WP15AZ24AJ2N | RCFZ2417STANM | R951V0403A17UHU | 22800 | 22800 | 15.2 | 11.7 | 8.1 | 2.2 | 70 | 56 | 212404498
WEATHERKING | WP15AZ18AJ2N | TCFZ2417STANM | W921W0703A17M4S | 17100 | 17100 | 15.2 | 11.7 | 8.1 | 2.1 | 70 | 54 | 212404491
RUSSELL | SP15AZ30AJ2N | TCFZ3617STANM | S801V1004A17UHN | 28400 | 28400 | 15.2 | 11.7 | 8.1 | 2.1 | 70 | 56 | 212941642
RUSSELL | SP15AZ30AJ2N | TCFZ3617STANM | S802V0504A17UHS | 28400 | 28400 | 15.2 | 11.7 | 8.1 | 2.1 | 71 | 57 | 212941652
RUUD | WP15AZ30AJ2N | RCFZ3617STANM | R801V1004A17UHS | 28400 | 28400 | 15.2 | 11.7 | 8.1 | 2.1 | 70 | 56 | 212941651
RUUD | RP15AZ30AJ2N | RCFZ3617STANM | R802V0504A17UHN | 28400 | 28400 | 15.2 | 11.7 | 8.1 | 2.1 | 71 | 57 | 212941650
RHEEM | WP15AZ30AJ2N | RCFZ3617STANM | R801V1004A17UHN | 28400 | 28400 | 15.2 | 11.7 | 8.1 | 2.1 | 70 | 56 | 212941649
RUUD | RP15AZ30AJ2N | RCFZ3617STANM | R801V1004A17UHS | 28400 | 28400 | 15.2 | 11.7 | 8.1 | 2.1 | 70 | 56 | 212941648
WEATHERKING | WP15AZ30AJ2N | TCFZ3617STANM | W801W1004A17UH | 28400 | 28400 | 15.2 | 11.7 | 8.1 | 2.1 | 70 | 56 | 212941646
RHEEM | RP15AZ30AJ2N | RCFZ3617STANM | R802V0504A17UHS | 28400 | 28400 | 15.2 | 11.7 | 8.1 | 2.1 | 71 | 57 | 212941647
RUSSELL | SP15AZ30AJ2N | TCFZ3617STANM | S98MV0703A17UPS | 28400 | 28400 | 15.2 | 11.7 | 8.1 | 2.1 | 70 | 56 | 212941644
RUSSELL | SP15AZ30AJ2N | TCFZ3617STANM | S801V1004A17UHS | 28400 | 28400 | 15.2 | 11.7 | 8.1 | 2.1 | 70 | 56 | 212941645
RHEEM | RP15AZ30AJ2N | RCFZ3617STANM | R801V1004A17UHN | 28400 | 28400 | 15.2 | 11.7 | 8.1 | 2.1 | 70 | 56 | 212941643
RHEEM | WP15AZ24AJ2N | RCFZ2417STANM | R802V1004A17UHS | 22800 | 22800 | 16 | 11.7 | 8.1 | 2.3 | 71 | 57 | 212941639
RHEEM | WP15AZ24AJ2N | RCFZ2417STANM | R801V1004A17UHS | 22800 | 22800 | 16 | 11.7 | 8.1 | 2.4 | 71 | 57 | 212941641
RUUD | RP15AZ24AJ2N | RCFZ2417STANM | R802V0504A17UHS | 22800 | 22800 | 16 | 11.7 | 8.1 | 2.3 | 71 | 57 | 212941640
RUUD | RP15AZ24AJ2N | RCFZ2417STANM | R802V0504A17UHN | 22800 | 22800 | 16 | 11.7 | 8.1 | 2.3 | 71 | 57 | 212941638
SURE | SP15AZ24AJ2N | TCFZ2417STANM | S802V0504A17UHS | 22800 | 22800 | 16 | 11.7 | 8.1 | 2.3 | 71 | 57 | 212941636
WEATHERKING | WP15AZ24AJ2N | TCFZ2417STANM | W802W0504A17UH | 22800 | 22800 | 16 | 11.7 | 8.1 | 2.3 | 71 | 57 | 212941637
RHEEM | RP15AZ24AJ2N | RCFZ2417STANM | R801V1004A17UHN | 22800 | 22800 | 16 | 11.7 | 8.1 | 2.4 | 71 | 57 | 212941635
RUSSELL | SP15AZ24AJ2N | TCFZ2417STANM | S802V0504A17UHS | 22800 | 22800 | 16 | 11.7 | 8.1 | 2.3 | 71 | 57 | 212941621
RUUD | WP15AZ24AJ2N | RCFZ2417STANM | U802VA075317Z | 22800 | 22800 | 16 | 11.7 | 8.1 | 2.3 | 70 | 56 | 212941634
SURE | SP15AZ24AJ2N | TCFZ2417STANM | S951V0703A17M4S | 22800 | 22800 | 16 | 11.7 | 8.1 | 2.3 | 71 | 58 | 212941633
RUSSELL | SP15AZ24AJ2N | TCFZ2417STANM | S802V0754A17DZ | 22800 | 22800 | 16 | 11.7 | 8.1 | 2.3 | 71 | 57 | 212941632
RHEEM | RP15AZ24AJ2N | RCFZ2417STANM | R802V0504A17UHS | 22800 | 22800 | 16 | 11.7 | 8.1 | 2.3 | 71 | 57 | 212941631
SURE | SP15AZ24AJ2N | TCFZ2417STANM | S802VA075317Z | 22800 | 22800 | 16 | 11.7 | 8.1 | 2.3 | 70 | 56 | 212941630
RUUD | WP15AZ24AJ2N | RCFZ2417STANM | R951V0703A17M4S | 22800 | 22800 | 16 | 11.7 | 8.1 | 2.3 | 71 | 58 | 212941629
RHEEM | RP15AZ24AJ2N | RCFZ2417STANM | R802V0504A17UHN | 22800 | 22800 | 16 | 11.7 | 8.1 | 2.3 | 71 | 57 | 212941628
WEATHERKING | WP15AZ24AJ2N | TCFZ2417STANM | W802W1004A17UH | 22800 | 22800 | 16 | 11.7 | 8.1 | 2.3 | 71 | 57 | 212941627
RUUD | RP15AZ24AJ2N | RCFZ2417STANM | R801V1004A17UHN | 22800 | 22800 | 16 | 11.7 | 8.1 | 2.4 | 71 | 57 | 212941626
RHEEM | WP15AZ24AJ2N | RCFZ2417STANM | R802VA075317Z | 22800 | 22800 | 16 | 11.7 | 8.1 | 2.3 | 70 | 56 | 212941625
RUSSELL | SP15AZ24AJ2N | TCFZ2417STANM | S802V0504A17UHN | 22800 | 22800 | 16 | 11.7 | 8.1 | 2.3 | 71 | 57 | 212941624
RHEEM | RP15AZ24AJ2N | RCFZ2417STANM | R802V1004A17UHS | 22800 | 22800 | 16 | 11.7 | 8.1 | 2.3 | 71 | 57 | 212941623
WEATHERKING | WP15AZ24AJ2N | TCFZ2417STANM | W802W0754A17DZ | 22800 | 22800 | 16 | 11.7 | 8.1 | 2.3 | 71 | 57 | 212941622
RUSSELL | SP15AZ24AJ2N | TCFZ2417STANM | S802VA075317Z | 22800 | 22800 | 16 | 11.7 | 8.1 | 2.3 | 70 | 56 | 212941619
RUUD | RP15AZ24AJ2N | RCFZ2417STANM | R802V0754A17DZ | 22800 | 22800 | 16 | 11.7 | 8.1 | 2.3 | 71 | 57 | 212941618
RUUD | WP15AZ24AJ2N | RCFZ2417STANM | R802V0754A17DZ | 22800 | 22800 | 16 | 11.7 | 8.1 | 2.3 | 71 | 57 | 212941616
RHEEM | WP15AZ24AJ2N | RCFZ2417STANM | R802V0754A17DZ | 22800 | 22800 | 16 | 11.7 | 8.1 | 2.3 | 71 | 57 | 212941612
RHEEM | RP15AZ24AJ2N | RCFZ2417STANM | R802VA075317Z | 22800 | 22800 | 16 | 11.7 | 8.1 | 2.3 | 70 | 56 | 212941615
RUSSELL | SP15AZ24AJ2N | TCFZ2417STANM | S801V1004A17UHN | 22800 | 22800 | 16 | 11.7 | 8.1 | 2.4 | 71 | 57 | 212941617
RUSSELL | SP15AZ24AJ2N | TCFZ2417STANM | S801V1004A17UHS | 22800 | 22800 | 16 | 11.7 | 8.1 | 2.4 | 71 | 57 | 212941614
WEATHERKING | WP15AZ24AJ2N | TCFZ2417STANM | W801W1004A17UH | 22800 | 22800 | 16 | 11.7 | 8.1 | 2.4 | 71 | 57 | 212941613
RUUD | WP15AZ24AJ2N | RCFZ2417STANM | R802V0504A17UHN | 22800 | 22800 | 16 | 11.7 | 8.1 | 2.3 | 71 | 57 | 212941611
RHEEM | WP15AZ24AJ2N | RCFZ2417STANM | R802V0504A17UHN | 22800 | 22800 | 16 | 11.7 | 8.1 | 2.3 | 71 | 57 | 212941610
RUUD | WP15AZ24AJ2N | RCFZ2417STANM | R802V0504A17UHS | 22800 | 22800 | 16 | 11.7 | 8.1 | 2.3 | 71 | 57 | 212941607
RUSSELL | SP15AZ24AJ2N | TCFZ2417STANM | S951V0703A17M4S | 22800 | 22800 | 16 | 11.7 | 8.1 | 2.3 | 71 | 58 | 212941606
RHEEM | WP15AZ24AJ2N | RCFZ2417STANM | R802V0504A17UHS | 22800 | 22800 | 16 | 11.7 | 8.1 | 2.3 | 71 | 57 | 212941609
RUUD | RP15AZ24AJ2N | RCFZ2417STANM | R801V1004A17UHS | 22800 | 22800 | 16 | 11.7 | 8.1 | 2.4 | 71 | 57 | 212941608
RHEEM | RP15AZ24AJ2N | RCFZ2417STANM | R802V1004A17UHN | 22800 | 22800 | 16 | 11.7 | 8.1 | 2.3 | 71 | 57 | 212941603
RUUD | RP15AZ24AJ2N | RCFZ2417STANM | U802VA075317Z | 22800 | 22800 | 16 | 11.7 | 8.1 | 2.3 | 70 | 56 | 212941605
RHEEM | WP15AZ24AJ2N | RCFZ2417STANM | R951V0703A17M4S | 22800 | 22800 | 16 | 11.7 | 8.1 | 2.3 | 71 | 58 | 212941604
RUUD | RP15AZ24AJ2N | RCFZ2417STANM | R951V0703A17M4S | 22800 | 22800 | 16 | 11.7 | 8.1 | 2.3 | 71 | 58 | 212941602
FUJITSU | WP15AZ60AJ2N | FHRNTT6024S*ZTNA |  | 57000 | 57000 | 16 | 11.7 | 8.1 | 2.3 | 68 | 54 | 211641691
FUJITSU | FOP1560TJAZNA | FHRNTT6024S*ZTNA |  | 57000 | 57000 | 16 | 11.7 | 8.1 | 2.3 | 68 | 54 | 211641690
FUJITSU | WP15AZ48AJ2N | FHRNTT4821S*ZTNA |  | 45500 | 45000 | 15.2 | 11.7 | 8.1 | 2.2 | 67 | 54 | 211641689
MAINLINE | MLP18AZ48AJVC | MLHMVZ6021SEACA |  | 45000 | 40000 | 18 | 12 | 8.5 | 1.8 | 103 | 105 | 211641649
MAINLINE | MLP18AZ36AJVC | MLHMVZ6021SEACA |  | 34200 | 32000 | 18 | 12.5 | 8.5 | 2.1 | 117 | 127 | 211641648
MAINLINE | MLP18AZ24AJVC | MLHMVZ2421HEACA |  | 22800 | 22800 | 18 | 12.5 | 8.5 | 2 | 101 | 109 | 211641647
WEATHERKING | WP15AZ60AJ2N | WH2TZ6024STANN |  | 57000 | 57000 | 16 | 11.7 | 8.1 | 2.3 | 68 | 54 | 211627532
RUUD | WP15AZ60AJ2N | RH2TZ6024STANN |  | 57000 | 57000 | 16 | 11.7 | 8.1 | 2.3 | 68 | 54 | 211627531
RHEEM | WP15AZ60AJ2N | RH2TZ6024STANN |  | 57000 | 57000 | 16 | 11.7 | 8.1 | 2.3 | 68 | 54 | 211627530
SURE | SP15AZ60AJ2N | SH2CZ6024STANN |  | 57000 | 57000 | 16 | 11.7 | 8.1 | 2.3 | 68 | 54 | 211627529
RUSSELL | SP15AZ60AJ2N | SH2CZ6024STANN |  | 57000 | 57000 | 16 | 11.7 | 8.1 | 2.3 | 68 | 54 | 211627528
RUUD | RP15AZ60AJ2N | RH2TZ6024STANN |  | 57000 | 57000 | 16 | 11.7 | 8.1 | 2.3 | 68 | 54 | 211627527
WEATHERKING | WP15AZ42AJ2N | WH2TZ4821STANN |  | 40000 | 39500 | 15.2 | 11.7 | 8.1 | 2.1 | 66 | 52 | 211627526
RUUD | WP15AZ42AJ2N | RH2TZ4821STANN |  | 40000 | 39500 | 15.2 | 11.7 | 8.1 | 2.1 | 66 | 52 | 211627525
SURE | SP15AZ42AJ2N | SH2CZ4821STANN |  | 40000 | 39500 | 15.2 | 11.7 | 8.1 | 2.1 | 66 | 52 | 211627523
RHEEM | WP15AZ42AJ2N | RH2TZ4821STANN |  | 40000 | 39500 | 15.2 | 11.7 | 8.1 | 2.1 | 66 | 52 | 211627524
RUSSELL | SP15AZ42AJ2N | SH2CZ4821STANN |  | 40000 | 39500 | 15.2 | 11.7 | 8.1 | 2.1 | 66 | 52 | 211627522
RUUD | RP15AZ42AJ2N | RH2TZ4821STANN |  | 40000 | 39500 | 15.2 | 11.7 | 8.1 | 2.1 | 66 | 52 | 211627521
WEATHERKING | WP15AZ48AJ2N | WH2TZ4821STANN |  | 45500 | 45000 | 15.2 | 11.7 | 8.1 | 2.2 | 67 | 54 | 211627514
RUUD | WP15AZ48AJ2N | RH2TZ4821STANN |  | 45500 | 45000 | 15.2 | 11.7 | 8.1 | 2.2 | 67 | 54 | 211627513
RHEEM | WP15AZ48AJ2N | RH2TZ4821STANN |  | 45500 | 45000 | 15.2 | 11.7 | 8.1 | 2.2 | 67 | 54 | 211627512
RHEEM | RP15AZ60AJ2N | RH2TZ6024STANN |  | 57000 | 57000 | 16 | 11.7 | 8.1 | 2.3 | 68 | 54 | 211627504
RHEEM | RP15AZ42AJ2N | RH2TZ4821STANN |  | 40000 | 39500 | 15.2 | 11.7 | 8.1 | 2.1 | 66 | 52 | 211627503
THERMAL ZONE | TZPLAD1548AJN | TZHDLTST4821*NAN |  | 45500 | 45000 | 15.2 | 11.7 | 8.1 | 2.2 | 67 | 54 | 211306308
WEATHERKING | WP15AZ30AJ2N | TCFZ3621STANM | W921W0603A17M4S | 28400 | 28400 | 15.2 | 11.7 | 8.1 | 2.1 | 71 | 57 | 213244528
WEATHERKING | WP15AZ30AJ2N | TCFZ3621STANM | W921W0703A17M4S | 28400 | 28400 | 15.2 | 11.7 | 8.1 | 2.1 | 70 | 56 | 213244529
WEATHERKING | WP15AZ30AJ2N | TCFZ3621STANM | W921W0403A17M4S | 28400 | 28400 | 15.2 | 11.7 | 8.1 | 2.1 | 70 | 56 | 213244527
RUUD | WP15AZ30AJ2N | RCFZ3621STANM | R921V0703A17M4S | 28400 | 28400 | 15.2 | 11.7 | 8.1 | 2.1 | 70 | 56 | 213244526
RHEEM | WP15AZ30AJ2N | RCFZ3621STANM | R921V0403A17M4S | 28400 | 28400 | 15.2 | 11.7 | 8.1 | 2.1 | 70 | 56 | 213244525
WEATHERKING | WP15AZ30AJ2N | TCFZ3621STANM | W951W0703A17M4S | 28400 | 28400 | 15.2 | 11.7 | 8.1 | 2.1 | 70 | 56 | 213244524
RUUD | WP15AZ42AJ2N | RCFZ4824STANM | R802V1005A21DZ | 40000 | 40000 | 15.2 | 11.7 | 8.1 | 2.4 | 72 | 58 | 213244521
RHEEM | WP15AZ30AJ2N | RCFZ3621STANM | R921V0703A17M4S | 28400 | 28400 | 15.2 | 11.7 | 8.1 | 2.1 | 70 | 56 | 213244523
WEATHERKING | WP15AZ42AJ2N | TCFZ4824STANM | W802W1005A21DZ | 40000 | 40000 | 15.2 | 11.7 | 8.1 | 2.4 | 72 | 58 | 213244522
RHEEM | WP15AZ42AJ2N | RCFZ4824STANM | R802V1005A21DZ | 40000 | 40000 | 15.2 | 11.7 | 8.1 | 2.4 | 72 | 58 | 213244520
WEATHERKING | WP15AZ36AJ2N | TCFZ3621STANM | W802W0754A17UH | 33800 | 33800 | 15.2 | 11.7 | 8.1 | 2.2 | 73 | 58 | 213244519
RHEEM | WP15AZ36AJ2N | RCFZ3621STANM | R802VA075317M | 33600 | 33600 | 15.2 | 11.7 | 8.1 | 2.2 | 71 | 57 | 213244518
RUUD | WP15AZ36AJ2N | RCFZ3621STANM | R802V0754A17UH | 33800 | 33800 | 15.2 | 11.7 | 8.1 | 2.2 | 73 | 58 | 213244516
RUUD | WP15AZ36AJ2N | RCFZ3621STANM | R802V1004A17UH | 34000 | 34000 | 15.2 | 11.7 | 8.1 | 2.2 | 73 | 58 | 213244513
RHEEM | WP15AZ36AJ2N | RCFZ3621STANM | R802V1004A17UH | 34000 | 34000 | 15.2 | 11.7 | 8.1 | 2.2 | 73 | 58 | 213244517
RHEEM | WP15AZ36AJ2N | RCFZ3621STANM | R802V0754A17UH | 33800 | 33800 | 15.2 | 11.7 | 8.1 | 2.2 | 73 | 58 | 213244515
WEATHERKING | WP15AZ36AJ2N | TCFZ3621STANM | W802VA075317M | 33600 | 33600 | 15.2 | 11.7 | 8.1 | 2.2 | 71 | 57 | 213244514
WEATHERKING | WP15AZ36AJ2N | TCFZ3621STANM | W802W1004A17UH | 34000 | 34000 | 15.2 | 11.7 | 8.1 | 2.2 | 73 | 58 | 213244511
RUUD | WP15AZ36AJ2N | RCFZ3621STANM | U802VA075317M | 33600 | 33600 | 15.2 | 11.7 | 8.1 | 2.2 | 71 | 57 | 213244512
RHEEM | WP15AZ36AJ2N | RCFZ3621STANM | R801V0754A17UH | 33800 | 33800 | 15.2 | 11.7 | 8.1 | 2.2 | 73 | 58 | 213244510
RUUD | WP15AZ36AJ2N | RCFZ3621STANM | R801V0754A17UH | 33800 | 33800 | 15.2 | 11.7 | 8.1 | 2.2 | 73 | 58 | 213244509
WEATHERKING | WP15AZ36AJ2N | TCFZ3621STANM | W801W0754A17UH | 33800 | 33800 | 15.2 | 11.7 | 8.1 | 2.2 | 73 | 58 | 213244508
WEATHERKING | WP15AZ30AJ2N | TCFZ3621STANM | W802W0503A14DZ | 28400 | 28400 | 15.2 | 11.7 | 8.1 | 2.1 | 71 | 57 | 213244505
RHEEM | WP15AZ30AJ2N | RCFZ3621STANM | R802V1004A17UH | 28400 | 28400 | 15.2 | 11.7 | 8.1 | 2.1 | 70 | 56 | 213244506
WEATHERKING | WP15AZ30AJ2N | TCFZ3621STANM | W802W0503A14UH | 28400 | 28400 | 15.2 | 11.7 | 8.1 | 2.1 | 70 | 56 | 213244503
WEATHERKING | WP15AZ30AJ2N | TCFZ3621STANM | W802W0754A17UH | 28400 | 28400 | 15.2 | 11.7 | 8.1 | 2.1 | 70 | 56 | 213244502
RHEEM | WP15AZ30AJ2N | RCFZ3621STANM | R802VA075317M | 28400 | 28400 | 15.2 | 11.7 | 8.1 | 2.1 | 69 | 55 | 213244501
RUUD | WP15AZ30AJ2N | RCFZ3621STANM | R802V0503A14DZ | 28400 | 28400 | 15.2 | 11.7 | 8.1 | 2.1 | 71 | 57 | 213244500
RHEEM | WP15AZ30AJ2N | RCFZ3621STANM | R802VA075317Z | 28400 | 28400 | 15.2 | 11.7 | 8.1 | 2.1 | 70 | 56 | 213244499
RUUD | WP15AZ30AJ2N | RCFZ3621STANM | U802VA075317M | 28400 | 28400 | 15.2 | 11.7 | 8.1 | 2.1 | 69 | 55 | 213244498
RHEEM | WP15AZ30AJ2N | RCFZ3621STANM | R802VA050317M | 28400 | 28400 | 15.2 | 11.7 | 8.1 | 2.1 | 70 | 56 | 213244497
RUUD | WP15AZ30AJ2N | RCFZ3621STANM | U802VA050317M | 28400 | 28400 | 15.2 | 11.7 | 8.1 | 2.1 | 70 | 56 | 213244496
WEATHERKING | WP15AZ30AJ2N | TCFZ3621STANM | W802VA050317M | 28400 | 28400 | 15.2 | 11.7 | 8.1 | 2.1 | 70 | 56 | 213244495
RUUD | WP15AZ30AJ2N | RCFZ3621STANM | R802V0754A17UH | 28400 | 28400 | 15.2 | 11.7 | 8.1 | 2.1 | 70 | 56 | 213244493
RUUD | WP15AZ30AJ2N | RCFZ3621STANM | R802V0754A17DZ | 28400 | 28400 | 15.2 | 11.7 | 8.1 | 2.1 | 71 | 56 | 213244492
WEATHERKING | WP15AZ30AJ2N | TCFZ3621STANM | W802W1004A17UH | 28400 | 28400 | 15.2 | 11.7 | 8.1 | 2.1 | 70 | 56 | 213244491
RHEEM | WP15AZ30AJ2N | RCFZ3621STANM | R802V0754A17UH | 28400 | 28400 | 15.2 | 11.7 | 8.1 | 2.1 | 70 | 56 | 213244490
WEATHERKING | WP15AZ30AJ2N | TCFZ3621STANM | W802VA075317M | 28400 | 28400 | 15.2 | 11.7 | 8.1 | 2.1 | 69 | 55 | 213244488
WEATHERKING | WP15AZ30AJ2N | TCFZ3621STANM | W802W0754A17DZ | 28400 | 28400 | 15.2 | 11.7 | 8.1 | 2.1 | 71 | 56 | 213244489
RUUD | WP15AZ30AJ2N | RCFZ3621STANM | R802V0503A14UH | 28400 | 28400 | 15.2 | 11.7 | 8.1 | 2.1 | 70 | 56 | 213244487
RUUD | WP15AZ30AJ2N | RCFZ3621STANM | R802V1004A17UH | 28400 | 28400 | 15.2 | 11.7 | 8.1 | 2.1 | 70 | 56 | 213244486
RHEEM | WP15AZ30AJ2N | RCFZ3621STANM | R802V0754A17DZ | 28400 | 28400 | 15.2 | 11.7 | 8.1 | 2.1 | 71 | 56 | 213244485
RUUD | WP15AZ30AJ2N | RCFZ3621STANM | U802VA075317Z | 28400 | 28400 | 15.2 | 11.7 | 8.1 | 2.1 | 70 | 56 | 213244484
RUUD | WP15AZ30AJ2N | RCFZ3621STANM | R801V0503A14UH | 28400 | 28400 | 15.2 | 11.7 | 8.1 | 2.1 | 70 | 56 | 213244483
RHEEM | WP15AZ30AJ2N | RCFZ3621STANM | R801V0504A17UHU | 28400 | 28400 | 15.2 | 11.7 | 8.1 | 2.1 | 71 | 57 | 213244480
RHEEM | WP15AZ30AJ2N | RCFZ3621STANM | R801V0704A17UHU | 28400 | 28400 | 15.2 | 11.7 | 8.1 | 2.1 | 71 | 56 | 213244482
RUUD | WP15AZ30AJ2N | RCFZ3621STANM | R801V0754A17DZ | 28400 | 28400 | 15.2 | 11.7 | 8.1 | 2.1 | 71 | 56 | 213244478
RUUD | WP15AZ30AJ2N | RCFZ3621STANM | R801V0754A17UH | 28400 | 28400 | 15.2 | 11.7 | 8.1 | 2.1 | 70 | 56 | 213244477
RHEEM | WP15AZ30AJ2N | RCFZ3621STANM | R801V0754A17DZ | 28400 | 28400 | 15.2 | 11.7 | 8.1 | 2.1 | 71 | 56 | 213244472
RHEEM | WP15AZ30AJ2N | RCFZ3621STANM | R801V0754A17UH | 28400 | 28400 | 15.2 | 11.7 | 8.1 | 2.1 | 70 | 56 | 213244476
WEATHERKING | WP15AZ30AJ2N | TCFZ3621STANM | W801W0754A17DZ | 28400 | 28400 | 15.2 | 11.7 | 8.1 | 2.1 | 71 | 56 | 213244474
RUUD | WP15AZ30AJ2N | RCFZ3621STANM | R801V0503A14DZ | 28400 | 28400 | 15.2 | 11.7 | 8.1 | 2.1 | 71 | 57 | 213244473
RUUD | WP15AZ30AJ2N | RCFZ3621STANM | R801V0704A17UHU | 28400 | 28400 | 15.2 | 11.7 | 8.1 | 2.1 | 71 | 56 | 213244470
WEATHERKING | WP15AZ30AJ2N | TCFZ3621STANM | W801W0754A17UH | 28400 | 28400 | 15.2 | 11.7 | 8.1 | 2.1 | 70 | 56 | 213244469
RUUD | WP15AZ30AJ2N | RCFZ3621STANM | R801V0504A17UHU | 28400 | 28400 | 15.2 | 11.7 | 8.1 | 2.1 | 71 | 57 | 213244468
WEATHERKING | WP15AZ30AJ2N | TCFZ3621STANM | W801W0504A17UH | 28400 | 28400 | 15.2 | 11.7 | 8.1 | 2.1 | 71 | 57 | 213244467
WEATHERKING | WP15AZ30AJ2N | TCFZ3621STANM | W801W0503A14DZ | 28400 | 28400 | 15.2 | 11.7 | 8.1 | 2.1 | 71 | 57 | 213244464
RUUD | WP15AZ42AJ2N | RCFZ4821STANM | R802V1005A21DZ | 40000 | 40000 | 15.2 | 11.7 | 8.1 | 2.4 | 72 | 58 | 212404473
RHEEM | WP15AZ60AJ2N | RCFZ6024STANM | R802VA125524M | 57000 | 57000 | 15.2 | 11.7 | 8.1 | 2.6 | 73 | 59 | 212404476
WEATHERKING | WP15AZ60AJ2N | TCFZ6024STANM | W802VA125524M | 57000 | 57000 | 15.2 | 11.7 | 8.1 | 2.6 | 73 | 59 | 212404477
RHEEM | WP15AZ30AJ2N | RCFZ3617STANM | R802V1004A17UH | 28400 | 28400 | 15.2 | 11.7 | 8.1 | 2.1 | 70 | 56 | 212404458
RHEEM | WP15AZ36AJ2N | RCFZ3617STANM | R802V1004A17UH | 34000 | 34000 | 15.2 | 11.7 | 8.1 | 2.2 | 73 | 58 | 212404469
RHEEM | WP15AZ18AJ2N | RCFZ2417STANM | R921V0703A17M4S | 17100 | 17100 | 15.2 | 11.7 | 8.1 | 2.1 | 70 | 54 | 212404489
MAINLINE | MPP15AZ18AJ2N | TCFZ2417STANM | MP801W0503A14DZ | 17100 | 17100 | 15.2 | 11.7 | 8.1 | 2.1 | 70 | 54 | 212507890
THERMAL ZONE | TZPLAD1524AJN | TCFZ2417STANM | TZ80DZ1V075B4*A | 22800 | 22800 | 15.2 | 11.7 | 8.1 | 2.2 | 69 | 55 | 212507948
THERMAL ZONE | TZPLAD1530AJN | TCFZ3617STANM | TZ80DZ1V075B4*A | 28400 | 28400 | 15.2 | 11.7 | 8.1 | 2.1 | 71 | 56 | 212507949
THERMAL ZONE | TZPLAD1530AJN | TCFZ3617STANM | TZ80UH1V075B4*A | 28400 | 28400 | 15.2 | 11.7 | 8.1 | 2.1 | 70 | 56 | 212507951
THERMAL ZONE | TZPLAD1524AJN | TCFZ2417STANM | TZ80UH1V075B4*A | 22800 | 22800 | 15.2 | 11.7 | 8.1 | 2.2 | 69 | 55 | 212507950
THERMAL ZONE | TZPLAD1536AJN | TCFZ3617STANM | TZ80UH1V075B4*A | 33800 | 33800 | 15.2 | 11.7 | 8.1 | 2.2 | 73 | 58 | 212507952
THERMAL ZONE | TZPLAD1518AJN | TCFZ2417STANM | TZ92M41V070B3SA | 17100 | 17100 | 15.2 | 11.7 | 8.1 | 2.1 | 70 | 54 | 212507980
THERMAL ZONE | TZPLAD1524AJN | TCFZ2417STANM | TZ95M41V040B3SA | 22800 | 22800 | 15.2 | 11.7 | 8.1 | 2.2 | 70 | 55 | 212507983
THERMAL ZONE | TZPLAD1524AJN | TCFZ2417STANM | TZ92M41V070B3SA | 22800 | 22800 | 15.2 | 11.7 | 8.1 | 2.2 | 69 | 55 | 212507981
THERMAL ZONE | TZPLAD1530AJN | TCFZ3617STANM | TZ92M41V070B3SA | 28400 | 28400 | 15.2 | 11.7 | 8.1 | 2.1 | 70 | 56 | 212507982
THERMAL ZONE | TZPLAD1530AJN | TCFZ3617STANM | TZ95M41V040B3SA | 28400 | 28400 | 15.2 | 11.7 | 8.1 | 2.1 | 70 | 56 | 212507984
THERMAL ZONE | TZPLAD1530AJN | TCFZ3617STANM | TZ96M42V070B3SA | 28400 | 28400 | 15.2 | 11.7 | 8.1 | 2.1 | 70 | 56 | 212507996
THERMAL ZONE | TZPLAD1524AJN | TCFZ2417STANM | TZ95M41V060B3SA | 22800 | 22800 | 15.2 | 11.7 | 8.1 | 2.2 | 70 | 55 | 212507986
THERMAL ZONE | TZP15AZ30AJ2N | TCFZ3617STANM | TZ80UH1V075B4*A | 28400 | 28400 | 15.2 | 11.7 | 8.1 | 2.1 | 70 | 56 | 212508028
THERMAL ZONE | TZP15AZ30AJ2N | TCFZ3617STANM | TZ80DZ1V075B4*A | 28400 | 28400 | 15.2 | 11.7 | 8.1 | 2.1 | 71 | 56 | 212508029
THERMAL ZONE | TZP15AZ24AJ2N | TCFZ2417STANM | TZ80UH2V050A3*A | 22800 | 22800 | 15.2 | 11.7 | 8.1 | 2.2 | 69 | 55 | 212508030
THERMAL ZONE | TZP15AZ24AJ2N | TCFZ2417STANM | TZ80DZ2V050A3*A | 22800 | 22800 | 15.2 | 11.7 | 8.1 | 2.3 | 69 | 55 | 212508032
THERMAL ZONE | TZP15AZ24AJ2N | TCFZ2417STANM | TZ80UH2V075B4*A | 22800 | 22800 | 15.2 | 11.7 | 8.1 | 2.2 | 69 | 55 | 212508033
THERMAL ZONE | TZPLAD1518AJN | TZHDLVST2417*NAN |  | 17100 | 17100 | 16 | 11.7 | 8.1 | 2.1 | 69 | 54 | 212508011
THERMAL ZONE | TZPLAD1524AJN | TZHDLVST2417*NAN |  | 22800 | 22800 | 16 | 11.7 | 8.1 | 2.3 | 68 | 54 | 212508012
THERMAL ZONE | TZPLAD1530AJN | TZHDLVST3617*NAN |  | 28400 | 28400 | 16 | 11.7 | 8.1 | 2.2 | 70 | 55 | 212508013
THERMAL ZONE | TZPLAD1536AJN | TZHDLVST3617*NAN |  | 34200 | 34200 | 15.2 | 11.7 | 8.1 | 2.3 | 71 | 57 | 212508014
THERMAL ZONE | TZPLAD1548AJN | TZHDLVST4821*NAN |  | 45500 | 45500 | 15.2 | 11.7 | 8.1 | 2.5 | 73 | 60 | 212508016
THERMAL ZONE | TZPLAD1560AJN | TZHDLVST6024*NAN |  | 56500 | 56500 | 15.2 | 11.7 | 8.1 | 2.5 | 73 | 59 | 212508017
MAINLINE | MPP15AZ24AJ2N | TCFZ2417STANM | MP801W0754A17UH | 22800 | 22800 | 15.2 | 11.7 | 8.1 | 2.2 | 69 | 55 | 212507891
MAINLINE | MPP15AZ24AJ2N | TCFZ2417STANM | MP801W0503A14DZ | 22800 | 22800 | 15.2 | 11.7 | 8.1 | 2.3 | 69 | 55 | 212507892
MAINLINE | MPP15AZ24AJ2N | TCFZ2417STANM | MP801W0754A17DZ | 22800 | 22800 | 15.2 | 11.7 | 8.1 | 2.2 | 69 | 55 | 212507893
MAINLINE | MPP15AZ30AJ2N | TCFZ3617STANM | MP801W0503A14DZ | 28400 | 28400 | 15.2 | 11.7 | 8.1 | 2.1 | 71 | 57 | 212507894
MAINLINE | MPP15AZ30AJ2N | TCFZ3617STANM | MP801W0504A17UH | 28400 | 28400 | 15.2 | 11.7 | 8.1 | 2.1 | 71 | 57 | 212507895
MAINLINE | MPP15AZ30AJ2N | TCFZ3617STANM | MP801W0754A17UH | 28400 | 28400 | 15.2 | 11.7 | 8.1 | 2.1 | 70 | 56 | 212507896
MAINLINE | MPP15AZ24AJ2N | TCFZ2417STANM | MP802W0503A14DZ | 22800 | 22800 | 15.2 | 11.7 | 8.1 | 2.3 | 69 | 55 | 212507899
MAINLINE | MPP15AZ30AJ2N | TCFZ3617STANM | MP801W0754A17DZ | 28400 | 28400 | 15.2 | 11.7 | 8.1 | 2.1 | 71 | 56 | 212507897
MAINLINE | MPP15AZ24AJ2N | TCFZ2417STANM | MP802W0754A17UH | 22800 | 22800 | 15.2 | 11.7 | 8.1 | 2.2 | 69 | 55 | 212507900
MAINLINE | MPP15AZ30AJ2N | TCFZ3617STANM | MP802W0754A17DZ | 28400 | 28400 | 15.2 | 11.7 | 8.1 | 2.1 | 71 | 56 | 212507901
MAINLINE | MPP15AZ24AJ2N | TCFZ2417STANM | MP802W0503A14UH | 22800 | 22800 | 15.2 | 11.7 | 8.1 | 2.2 | 69 | 55 | 212507898
MAINLINE | MPP15AZ30AJ2N | TCFZ3617STANM | MP802W1004A17UH | 28400 | 28400 | 15.2 | 11.7 | 8.1 | 2.1 | 70 | 56 | 212507902
MAINLINE | MPP15AZ30AJ2N | TCFZ3617STANM | MP802W0754A17UH | 28400 | 28400 | 15.2 | 11.7 | 8.1 | 2.1 | 70 | 56 | 212507903
MAINLINE | MPP15AZ30AJ2N | TCFZ3617STANM | MP802W0503A14UH | 28400 | 28400 | 15.2 | 11.7 | 8.1 | 2.1 | 70 | 56 | 212507904
MAINLINE | MPP15AZ30AJ2N | TCFZ3617STANM | MP802W0503A14DZ | 28400 | 28400 | 15.2 | 11.7 | 8.1 | 2.1 | 71 | 57 | 212507905
MAINLINE | MPP15AZ36AJ2N | TCFZ3617STANM | MP801W0754A17UH | 33800 | 33800 | 15.2 | 11.7 | 8.1 | 2.2 | 73 | 58 | 212507906
THERMAL ZONE | TZPLAD1524AJN | TCFZ2417STANM | TZ92M41V040B3SA | 22800 | 22800 | 15.2 | 11.7 | 8.1 | 2.2 | 70 | 55 | 212507976
THERMAL ZONE | TZPLAD1530AJN | TCFZ3617STANM | TZ92M41V040B3SA | 28400 | 28400 | 15.2 | 11.7 | 8.1 | 2.1 | 70 | 56 | 212507977
THERMAL ZONE | TZPLAD1524AJN | TCFZ2417STANM | TZ92M41V060B3SA | 22800 | 22800 | 15.2 | 11.7 | 8.1 | 2.2 | 70 | 55 | 212507978
THERMAL ZONE | TZPLAD1530AJN | TCFZ3617STANM | TZ80DZ1V050A3*A | 28400 | 28400 | 15.2 | 11.7 | 8.1 | 2.1 | 71 | 57 | 212507941
THERMAL ZONE | TZPLAD1524AJN | TCFZ2417STANM | TZ80UH1V050A3*A | 22800 | 22800 | 15.2 | 11.7 | 8.1 | 2.2 | 69 | 55 | 212507942
RUUD | RP15AZ24AJ2N | RCFZ2417STANM | R951V0403A17M4S | 22800 | 22800 | 15.2 | 11.7 | 8.1 | 2.2 | 70 | 55 | 212387078
RHEEM | RP15AZ24AJ2N | RCFZ2417STANM | R951V0403A17M4S | 22800 | 22800 | 15.2 | 11.7 | 8.1 | 2.2 | 70 | 55 | 212387077
RHEEM | RP15AZ30AJ2N | RCFZ3617STANM | R921V0703A17M4S | 28400 | 28400 | 15.2 | 11.7 | 8.1 | 2.1 | 70 | 56 | 212387076
RUUD | RP15AZ24AJ2N | RCFZ2417STANM | R921V0703A17M4S | 22800 | 22800 | 15.2 | 11.7 | 8.1 | 2.2 | 69 | 55 | 212387073
RUUD | RP15AZ30AJ2N | RCFZ3617STANM | R921V0703A17M4S | 28400 | 28400 | 15.2 | 11.7 | 8.1 | 2.1 | 70 | 56 | 212387075
FRIEDRICH | FWP15AZ48AJ2N | FRH2TZ4821STANN |  | 45500 | 45000 | 15.2 | 11.7 | 8.1 | 2.2 | 67 | 54 | 213087928
FRIEDRICH | FWP15AZ60AJ2N | FRH2TZ6024STANN |  | 57000 | 57000 | 16 | 11.7 | 8.1 | 2.3 | 68 | 54 | 213087929
FRIEDRICH | FRP15AZ48AJ2N | FRH2TZ4821STANN |  | 45500 | 45000 | 15.2 | 11.7 | 8.1 | 2.2 | 67 | 54 | 213087925
FRIEDRICH | FWP15AZ42AJ2N | FRH2TZ4821STANN |  | 40000 | 39500 | 15.2 | 11.7 | 8.1 | 2.1 | 66 | 52 | 213087927
FRIEDRICH | FRP15AZ60AJ2N | FRH2TZ6024STANN |  | 57000 | 57000 | 16 | 11.7 | 8.1 | 2.3 | 68 | 54 | 213087926
FRIEDRICH | FRP15AZ42AJ2N | FRH2TZ4821STANN |  | 40000 | 39500 | 15.2 | 11.7 | 8.1 | 2.1 | 66 | 52 | 213087924
FRIEDRICH | FRP18AZ48AJVC | FRHMVZ6021SEACA |  | 45000 | 40000 | 19 | 12 | 8.5 | 1.8 | 104 | 105 | 213087290
FRIEDRICH | FRP18AZ36AJVC | FRHMVZ6021SEACA |  | 34200 | 32000 | 20 | 12.5 | 8.5 | 2.1 | 119 | 127 | 213087287
FRIEDRICH | FRP18AZ24AJVC | FRHMVZ2421HEACA |  | 22800 | 22800 | 20 | 12.5 | 8.5 | 2 | 106 | 109 | 213087284
RUSSELL | SP18AZ36AJVC | TCFZ6021SEAAM | S802VA075421M | 34200 | 34200 | 20 | 12.5 | 8.5 | 2.2 | 118 | 126 | 211902793
RUSSELL | SP18AZ48AJVC | TCFZ6021SEAAM | S802VA100521M | 44500 | 43000 | 19 | 11.7 | 8.5 | 2 | 103 | 105 | 211902796
RUSSELL | SP18AZ36AJVC | TCFZ6021SEAAM | S802VA100521M | 34200 | 34200 | 20 | 12.5 | 8.5 | 2.2 | 118 | 126 | 211902794
RUSSELL | SP18AZ36AJVC | TCFZ6021SEAAM | S802VA075317M | 34200 | 34200 | 20 | 12.5 | 8.5 | 2.2 | 118 | 126 | 211902792
SURE | SP18AZ36AJVC | TCFZ6021SEAAM | S802VA100521M | 34200 | 34200 | 20 | 12.5 | 8.5 | 2.2 | 118 | 126 | 211902759
SURE | SP18AZ48AJVC | TCFZ6021SEAAM | S802VA100521M | 44500 | 43000 | 19 | 11.7 | 8.5 | 2 | 103 | 105 | 211902761
SURE | SP18AZ36AJVC | TCFZ6021SEAAM | S802VA075421M | 34200 | 34200 | 20 | 12.5 | 8.5 | 2.2 | 118 | 126 | 211902758
SURE | SP18AZ36AJVC | TCFZ6021SEAAM | S802VA075317M | 34200 | 34200 | 20 | 12.5 | 8.5 | 2.2 | 118 | 126 | 211902757
RUSSELL | SP15AZ36AJ2N | TCFZ3621STANM | S802V1005A21UHN | 34200 | 34200 | 15.2 | 11.7 | 8.1 | 2.2 | 72 | 57 | 213366299
RUUD | UP18AZ36AJVC | RCFZ6021SEAAM | R802V1005A21UHS | 34200 | 34200 | 19 | 12.5 | 8.5 | 2.2 | 118 | 126 | 213366262
FUJITSU | FOP1824MJAZCA | FCCA2421HZEA | FF96TV306017M4S*A | 22800 | 22800 | 20 | 12.5 | 8.5 | 2.1 | 112 | 114 | 209880028
FUJITSU | FOP1848MJAZCA | FCCA6021SZEA | FF96TV508521M4S*A | 44500 | 43000 | 18 | 11.7 | 8.5 | 2 | 103 | 105 | 209880043
FUJITSU | FOP1836MJAZCA | FCCA6021SZEA | FF98MV306017UPS*A | 34200 | 34200 | 19 | 12.5 | 8.5 | 2.2 | 120 | 127 | 209880040
FUJITSU | FOP1836MJAZCA | FCCA6021SZEA | FF96TV304017M4S*A | 34200 | 34200 | 19 | 12.5 | 8.5 | 2.2 | 120 | 127 | 209880039
FUJITSU | FOP1836MJAZCA | FCCA6021SZEA | FF96TV307017M4S*A | 34200 | 35000 | 19 | 12.5 | 8.5 | 2.2 | 107 | 123 | 209880038
FUJITSU | FOP1836MJAZCA | FCCA6021SZEA | FF98MV508521UPS*A | 34200 | 34200 | 19 | 12.5 | 8.5 | 2.2 | 118 | 126 | 209880037
FUJITSU | FOP1836MJAZCA | FCCA6021SZEA | FF98MV307017UPS*A | 34200 | 34200 | 19 | 12.5 | 8.5 | 2.2 | 120 | 127 | 209880036
FUJITSU | FOP1836MJAZCA | FCCA6021SZEA | FF96TV508521M4S*A | 34200 | 34200 | 19 | 12.5 | 8.5 | 2.2 | 118 | 126 | 209880035
FUJITSU | FOP1836MJAZCA | FCCA6021SZEA | FF96TV510021M4S*A | 34200 | 34200 | 18 | 12.5 | 8.5 | 2.2 | 118 | 126 | 209880034
FUJITSU | FOP1836MJAZCA | FCCA6021SZEA | FF96TV507021M4S*A | 34200 | 34200 | 19 | 12.5 | 8.5 | 2.2 | 118 | 126 | 209880033
FUJITSU | FOP1836MJAZCA | FCCA6021SZEA | FF97MV510021DHS*A | 34200 | 34200 | 19 | 12.5 | 8.5 | 2.2 | 118 | 126 | 209880032
FUJITSU | FOP1836MJAZCA | FCCA6021SZEA | FF98MV510021UPS*A | 34200 | 34200 | 19 | 12.5 | 8.5 | 2.2 | 120 | 127 | 209880031
FUJITSU | FOP1824MJAZCA | FCCA2421HZEA | FF96TV307017M4S*A | 22800 | 22800 | 20 | 12.5 | 8.5 | 2.1 | 111 | 114 | 209880029
FUJITSU | FOP1824MJAZCA | FCCA2421HZEA | FF96TV304017M4S*A | 22800 | 22800 | 20 | 12.5 | 8.5 | 2.1 | 111 | 114 | 209880030
FUJITSU | FOP1824MJAZCA | FCCA2421HZEA | FF98MV307017UPS*A | 22800 | 22800 | 20 | 12.5 | 8.5 | 2.1 | 111 | 114 | 209880027
FUJITSU | FOP1824MJAZCA | FCCA2421HZEA | FF97MV307017DHS*A | 22800 | 22800 | 20 | 12.5 | 8.5 | 2.1 | 111 | 114 | 209880026
FUJITSU | FOP1824MJAZCA | FCCA2421HZEA | FF98MV306017UPS*A | 22800 | 22800 | 20 | 12.5 | 8.5 | 2.1 | 111 | 114 | 209880025
THERMAL ZONE | TZPLAD1524AJN | TCFZ2417STANM | TZ80DZ1V050A3*A | 22800 | 22800 | 15.2 | 11.7 | 8.1 | 2.3 | 69 | 55 | 212507939
THERMAL ZONE | TZP15AZ30AJ2N | TCFZ3617STANM | TZ80UH1V050B4*A | 28400 | 28400 | 15.2 | 11.7 | 8.1 | 2.1 | 71 | 57 | 212508027
THERMAL ZONE | TZPLAD1524AJN | TCFZ2417STANM | TZ96M42V070B3SA | 22800 | 22800 | 15.2 | 11.7 | 8.1 | 2.2 | 69 | 55 | 212507995
THERMAL ZONE | TZPLAD1530AJN | TCFZ3617STANM | TZ92M41V060B3SA | 28400 | 28400 | 15.2 | 11.7 | 8.1 | 2.1 | 71 | 57 | 212507979
MAINLINE | MLP15AZ60AJ2N | TCFZ6024STANM | ML802VA125524M | 57000 | 57000 | 15.2 | 11.7 | 8.1 | 2.6 | 73 | 59 | 212507830
MAINLINE | MLP15AZ30AJ2N | TCFZ3617STANM | ML962V0703A17M4S | 28400 | 28400 | 15.2 | 11.7 | 8.1 | 2.1 | 70 | 56 | 212507853
FUJITSU | FOP1530TJAZNA | FCCN3617SZTA | FF80TV407517UH**A | 28400 | 28400 | 15.2 | 11.7 | 8.1 | 2.1 | 70 | 56 | 212507622
MAINLINE | MLP15AZ36AJ2N | TCFZ3617STANM | ML802V1004A17UH | 34000 | 34000 | 15.2 | 11.7 | 8.1 | 2.2 | 73 | 58 | 212507821
MAINLINE | MLP15AZ30AJ2N | TCFZ3617STANM | ML921V0703A17M4S | 28400 | 28400 | 15.2 | 11.7 | 8.1 | 2.1 | 70 | 56 | 212507837
MAINLINE | MLP15AZ24AJ2N | TCFZ2417STANM | ML801V0754A17DZ | 22800 | 22800 | 15.2 | 11.7 | 8.1 | 2.2 | 69 | 55 | 212507797
MAINLINE | MLP15AZ24AJ2N | TCFZ2417STANM | ML97MV0703A17DHS | 22800 | 22800 | 15.2 | 11.7 | 8.1 | 2.2 | 70 | 55 | 212507861
FUJITSU | WP15AZ24AJ2N | FCCN2417SZTA | FF95SV306017UHU**A | 22800 | 22800 | 15.2 | 11.7 | 8.1 | 2.2 | 70 | 56 | 212507742
FUJITSU | FOP1524TJAZNA | FCCN2417SZTA | FF92SV306017M4S*A | 22800 | 22800 | 15.2 | 11.7 | 8.1 | 2.2 | 70 | 55 | 212507636
THERMAL ZONE | TZPLAD1530AJN | TCFZ3617STANM | TZ80UH1V070B4*A | 28400 | 28400 | 15.2 | 11.7 | 8.1 | 2.1 | 71 | 56 | 212507947
FUJITSU | FOP1524TJAZNA | FCCN2417SZTA | FF97MV306017DHS*A | 22800 | 22800 | 15.2 | 11.7 | 8.1 | 2.2 | 68 | 54 | 212507662
DURASTAR | DRHP15A24AJ2AN | DRAEF2417STANM | DR95UHAW0401317 | 22800 | 22800 | 15.2 | 11.7 | 8.1 | 2.2 | 70 | 56 | 212507579
DURASTAR | DRHP15A24AJ2AN | DRAEF2417STANM | DR95M4AW0601317S | 22800 | 22800 | 15.2 | 11.7 | 8.1 | 2.2 | 70 | 55 | 212507582
FUJITSU | WP15AZ30AJ2N | FCCN3617SZTA | FF80SV305014DZ**A | 28400 | 28400 | 15.2 | 11.7 | 8.1 | 2.1 | 71 | 57 | 212507710
MAINLINE | MLP15AZ24AJ2N | TCFZ2417STANM | ML962V0703A17M4S | 22800 | 22800 | 15.2 | 11.7 | 8.1 | 2.2 | 69 | 55 | 212507852
FUJITSU | FOP1524TJAZNA | FCCN2417SZTA | FF95SV306017UHU**A | 22800 | 22800 | 15.2 | 11.7 | 8.1 | 2.2 | 70 | 56 | 212507646
FUJITSU | FOP1530TJAZNA | FCCN3617SZTA | FF98MV306017UPS*A | 28400 | 28400 | 15.2 | 11.7 | 8.1 | 2.1 | 70 | 56 | 212507670
THERMAL ZONE | TZPLAD1530AJN | TCFZ3617STANM | TZ80DZ2V075B4*A | 28400 | 28400 | 15.2 | 11.7 | 8.1 | 2.1 | 71 | 56 | 212507962
THERMAL ZONE | TZPLAD1530AJN | TCFZ3617STANM | TZ80UH2V050A3*A | 28400 | 28400 | 15.2 | 11.7 | 8.1 | 2.1 | 70 | 56 | 212507961
THERMAL ZONE | TZPLAD1524AJN | TCFZ2417STANM | TZ80UH2V050A3*A | 22800 | 22800 | 15.2 | 11.7 | 8.1 | 2.2 | 69 | 55 | 212507960
THERMAL ZONE | TZPLAD1530AJN | TCFZ3617STANM | TZ80DZ2V050A3*A | 28400 | 28400 | 15.2 | 11.7 | 8.1 | 2.1 | 71 | 57 | 212507959
THERMAL ZONE | TZPLAD1524AJN | TCFZ2417STANM | TZ80DZ2V050A3*A | 22800 | 22800 | 15.2 | 11.7 | 8.1 | 2.3 | 69 | 55 | 212507958
THERMAL ZONE | TZPLAD1518AJN | TCFZ2417STANM | TZ80DZ2V050A3*A | 17100 | 17100 | 15.2 | 11.7 | 8.1 | 2.1 | 70 | 54 | 212507957
THERMAL ZONE | TZPLAD1518AJN | TCFZ2417STANM | TZ80DZ1V050A3*A | 17100 | 17100 | 15.2 | 11.7 | 8.1 | 2.1 | 70 | 54 | 212507938
MAINLINE | MPP15AZ30AJ2N | TCFZ3617STANM | MP962W0403A17M4S | 28400 | 28400 | 15.2 | 11.7 | 8.1 | 2.1 | 70 | 56 | 212507935
MAINLINE | MPP15AZ24AJ2N | TCFZ2417STANM | MP962W0603A17M4S | 22800 | 22800 | 15.2 | 11.7 | 8.1 | 2.2 | 70 | 55 | 212507933
MAINLINE | MPP15AZ30AJ2N | TCFZ3617STANM | MP962W0703A17M4S | 28400 | 28400 | 15.2 | 11.7 | 8.1 | 2.1 | 70 | 56 | 212507934
MAINLINE | MPP15AZ24AJ2N | TCFZ2417STANM | MP962W0703A17M4S | 22800 | 22800 | 15.2 | 11.7 | 8.1 | 2.2 | 69 | 55 | 212507932
MAINLINE | MPP15AZ24AJ2N | TCFZ2417STANM | MP962W0403A17M4S | 22800 | 22800 | 15.2 | 11.7 | 8.1 | 2.2 | 70 | 55 | 212507931
THERMAL ZONE | TZP15AZ24AJ2N | TCFZ2417STANM | TZ95M41V040B3SA | 22800 | 22800 | 15.2 | 11.7 | 8.1 | 2.2 | 70 | 55 | 212508057
THERMAL ZONE | TZP15AZ24AJ2N | TCFZ2417STANM | TZ92M41V060B3SA | 22800 | 22800 | 15.2 | 11.7 | 8.1 | 2.2 | 70 | 55 | 212508055
MAINLINE | MPP15AZ18AJ2N | TCFZ2417STANM | MP962W0703A17M4S | 17100 | 17100 | 15.2 | 11.7 | 8.1 | 2.1 | 70 | 54 | 212507930
THERMAL ZONE | TZP15AZ18AJ2N | TCFZ2417STANM | TZ92M41V070B3SA | 17100 | 17100 | 15.2 | 11.7 | 8.1 | 2.1 | 70 | 54 | 212508054
MAINLINE | MPP15AZ30AJ2N | TCFZ3617STANM | MP951W0403A17M4S | 28400 | 28400 | 15.2 | 11.7 | 8.1 | 2.1 | 70 | 56 | 212507927
MAINLINE | MPP15AZ30AJ2N | TCFZ3617STANM | MP921W0403A17M4S | 28400 | 28400 | 15.2 | 11.7 | 8.1 | 2.1 | 70 | 56 | 212507923
MAINLINE | MPP15AZ30AJ2N | TCFZ3617STANM | MP951W0603A17M4S | 28400 | 28400 | 15.2 | 11.7 | 8.1 | 2.1 | 71 | 57 | 212507926
THERMAL ZONE | TZP15AZ30AJ2N | TCFZ3617STANM | TZ80DZ2V050A3*A | 28400 | 28400 | 15.2 | 11.7 | 8.1 | 2.1 | 71 | 57 | 212508042
MAINLINE | MPP15AZ30AJ2N | TCFZ3617STANM | MP921W0603A17M4S | 28400 | 28400 | 15.2 | 11.7 | 8.1 | 2.1 | 71 | 57 | 212507924
MAINLINE | MPP15AZ30AJ2N | TCFZ3617STANM | MP921W0703A17M4S | 28400 | 28400 | 15.2 | 11.7 | 8.1 | 2.1 | 70 | 56 | 212507925
THERMAL ZONE | TZP15AZ30AJ2N | TCFZ3617STANM | TZ80UH2V050A3*A | 28400 | 28400 | 15.2 | 11.7 | 8.1 | 2.1 | 70 | 56 | 212508040
THERMAL ZONE | TZP15AZ30AJ2N | TCFZ3617STANM | TZ80DZ2V075B4*A | 28400 | 28400 | 15.2 | 11.7 | 8.1 | 2.1 | 71 | 56 | 212508036
THERMAL ZONE | TZP15AZ30AJ2N | TCFZ3617STANM | TZ80UH2V075B4*A | 28400 | 28400 | 15.2 | 11.7 | 8.1 | 2.1 | 70 | 56 | 212508039
THERMAL ZONE | TZP15AZ30AJ2N | TCFZ3617STANM | TZ80UH2V100B4*A | 28400 | 28400 | 15.2 | 11.7 | 8.1 | 2.1 | 70 | 56 | 212508037
RHEEM | RP15AZ24AJ2N | RCFZ2417STANM | R921V0703A17M4S | 22800 | 22800 | 15.2 | 11.7 | 8.1 | 2.2 | 69 | 55 | 212387074
RUUD | RP15AZ18AJ2N | RCFZ2417STANM | R921V0703A17M4S | 17100 | 17100 | 15.2 | 11.7 | 8.1 | 2.1 | 70 | 54 | 212387072
RUUD | RP15AZ30AJ2N | RCFZ3617STANM | R921V0603A17M4S | 28400 | 28400 | 15.2 | 11.7 | 8.1 | 2.1 | 71 | 57 | 212387070
RHEEM | RP15AZ18AJ2N | RCFZ2417STANM | R921V0703A17M4S | 17100 | 17100 | 15.2 | 11.7 | 8.1 | 2.1 | 70 | 54 | 212387071
RHEEM | RP15AZ24AJ2N | RCFZ2417STANM | R921V0603A17M4S | 22800 | 22800 | 15.2 | 11.7 | 8.1 | 2.2 | 70 | 55 | 212387068
RHEEM | RP15AZ30AJ2N | RCFZ3617STANM | R921V0603A17M4S | 28400 | 28400 | 15.2 | 11.7 | 8.1 | 2.1 | 71 | 57 | 212387069
RHEEM | RP15AZ30AJ2N | RCFZ3617STANM | R921V0403A17M4S | 28400 | 28400 | 15.2 | 11.7 | 8.1 | 2.1 | 70 | 56 | 212387066
RUUD | RP15AZ24AJ2N | RCFZ2417STANM | R921V0603A17M4S | 22800 | 22800 | 15.2 | 11.7 | 8.1 | 2.2 | 70 | 55 | 212387067
RUUD | RP15AZ30AJ2N | RCFZ3617STANM | R921V0403A17M4S | 28400 | 28400 | 15.2 | 11.7 | 8.1 | 2.1 | 70 | 56 | 212387065
RHEEM | RP15AZ24AJ2N | RCFZ2417STANM | R921V0403A17M4S | 22800 | 22800 | 15.2 | 11.7 | 8.1 | 2.2 | 70 | 55 | 212387063
RUUD | RP15AZ24AJ2N | RCFZ2417STANM | R921V0403A17M4S | 22800 | 22800 | 15.2 | 11.7 | 8.1 | 2.2 | 70 | 55 | 212387064
RHEEM | RP15AZ60AJ2N | RCFZ6024STANM | R802VA125524M | 57000 | 57000 | 15.2 | 11.7 | 8.1 | 2.6 | 73 | 59 | 212387062
RHEEM | RP15AZ30AJ2N | RCFZ3617STANM | R802VA075317Z | 28400 | 28400 | 15.2 | 11.7 | 8.1 | 2.1 | 70 | 56 | 212387061
RHEEM | RP15AZ36AJ2N | RCFZ3617STANM | R802VA075317M | 33600 | 33600 | 15.2 | 11.7 | 8.1 | 2.2 | 71 | 57 | 212387060
RHEEM | RP15AZ30AJ2N | RCFZ3617STANM | R802VA075317M | 28400 | 28400 | 15.2 | 11.7 | 8.1 | 2.1 | 69 | 55 | 212387059
RHEEM | RP15AZ30AJ2N | RCFZ3617STANM | R802VA050317M | 28400 | 28400 | 15.2 | 11.7 | 8.1 | 2.1 | 70 | 56 | 212387057
RHEEM | RP15AZ24AJ2N | RCFZ2417STANM | R802VA075317M | 22800 | 22800 | 15.2 | 11.7 | 8.1 | 2.3 | 69 | 54 | 212387058
RHEEM | RP15AZ24AJ2N | RCFZ2417STANM | R802VA050317M | 22800 | 22800 | 15.2 | 11.7 | 8.1 | 2.2 | 68 | 54 | 212387056
RHEEM | RP15AZ18AJ2N | RCFZ2417STANM | R802VA050317M | 17100 | 17100 | 15.2 | 11.7 | 8.1 | 2.1 | 70 | 54 | 212387055
RUUD | RP15AZ42AJ2N | RCFZ4821STANM | R802V1005A21DZ | 40000 | 40000 | 15.2 | 11.7 | 8.1 | 2.4 | 72 | 58 | 212387054
RHEEM | RP15AZ42AJ2N | RCFZ4821STANM | R802V1005A21DZ | 40000 | 40000 | 15.2 | 11.7 | 8.1 | 2.4 | 72 | 58 | 212387053
RUUD | RP15AZ36AJ2N | RCFZ3617STANM | R802V1004A17UH | 34000 | 34000 | 15.2 | 11.7 | 8.1 | 2.2 | 73 | 58 | 212387052
RHEEM | RP15AZ36AJ2N | RCFZ3617STANM | R802V1004A17UH | 34000 | 34000 | 15.2 | 11.7 | 8.1 | 2.2 | 73 | 58 | 212387051
RHEEM | RP15AZ30AJ2N | RCFZ3617STANM | R802V1004A17UH | 28400 | 28400 | 15.2 | 11.7 | 8.1 | 2.1 | 70 | 56 | 212387049
RUUD | RP15AZ30AJ2N | RCFZ3617STANM | R802V1004A17UH | 28400 | 28400 | 15.2 | 11.7 | 8.1 | 2.1 | 70 | 56 | 212387050
RUUD | RP15AZ36AJ2N | RCFZ3617STANM | R802V0754A17UH | 33800 | 33800 | 15.2 | 11.7 | 8.1 | 2.2 | 73 | 58 | 212387048
RHEEM | RP15AZ36AJ2N | RCFZ3617STANM | R802V0754A17UH | 33800 | 33800 | 15.2 | 11.7 | 8.1 | 2.2 | 73 | 58 | 212387047
RUUD | RP15AZ30AJ2N | RCFZ3617STANM | R802V0754A17UH | 28400 | 28400 | 15.2 | 11.7 | 8.1 | 2.1 | 70 | 56 | 212387046
RHEEM | RP15AZ30AJ2N | RCFZ3617STANM | R802V0754A17UH | 28400 | 28400 | 15.2 | 11.7 | 8.1 | 2.1 | 70 | 56 | 212387045
RUUD | RP15AZ24AJ2N | RCFZ2417STANM | R801V0754A17UH | 22800 | 22800 | 15.2 | 11.7 | 8.1 | 2.2 | 69 | 55 | 212387017
RHEEM | RP15AZ30AJ2N | RCFZ3617STANM | R801V0504A17UHU | 28400 | 28400 | 15.2 | 11.7 | 8.1 | 2.1 | 71 | 57 | 212387007
RHEEM | RP15AZ24AJ2N | RCFZ2417STANM | R801V0504A17UHU | 22800 | 22800 | 15.2 | 11.7 | 8.1 | 2.2 | 70 | 55 | 212387005
RUUD | RP15AZ30AJ2N | RCFZ3617STANM | R801V0504A17UHU | 28400 | 28400 | 15.2 | 11.7 | 8.1 | 2.1 | 71 | 57 | 212387008
RHEEM | RP15AZ24AJ2N | RCFZ2417STANM | R801V0704A17UHU | 22800 | 22800 | 15.2 | 11.7 | 8.1 | 2.2 | 69 | 55 | 212387009
RUUD | RP15AZ24AJ2N | RCFZ2417STANM | R801V0704A17UHU | 22800 | 22800 | 15.2 | 11.7 | 8.1 | 2.2 | 69 | 55 | 212387010
RHEEM | RP15AZ30AJ2N | RCFZ3617STANM | R801V0754A17DZ | 28400 | 28400 | 15.2 | 11.7 | 8.1 | 2.1 | 71 | 56 | 212387016
RUUD | RP15AZ24AJ2N | RCFZ2417STANM | R801V0754A17DZ | 22800 | 22800 | 15.2 | 11.7 | 8.1 | 2.2 | 69 | 55 | 212387014
RHEEM | RP15AZ24AJ2N | RCFZ2417STANM | R801V0754A17DZ | 22800 | 22800 | 15.2 | 11.7 | 8.1 | 2.2 | 69 | 55 | 212387013
RUUD | RP15AZ30AJ2N | RCFZ3617STANM | R801V0754A17DZ | 28400 | 28400 | 15.2 | 11.7 | 8.1 | 2.1 | 71 | 56 | 212387015
RHEEM | RP15AZ30AJ2N | RCFZ3617STANM | R801V0704A17UHU | 28400 | 28400 | 15.2 | 11.7 | 8.1 | 2.1 | 71 | 56 | 212387012
RUUD | RP15AZ30AJ2N | RCFZ3617STANM | R801V0704A17UHU | 28400 | 28400 | 15.2 | 11.7 | 8.1 | 2.1 | 71 | 56 | 212387011
RHEEM | RP15AZ18AJ2N | RCFZ2417STANM | R802V0503A14DZ | 17100 | 17100 | 15.2 | 11.7 | 8.1 | 2.1 | 70 | 54 | 212387032
RUUD | RP15AZ36AJ2N | RCFZ3617STANM | R801V0754A17UH | 33800 | 33800 | 15.2 | 11.7 | 8.1 | 2.2 | 73 | 58 | 212387022
RHEEM | RP15AZ36AJ2N | RCFZ3617STANM | R801V0754A17UH | 33800 | 33800 | 15.2 | 11.7 | 8.1 | 2.2 | 73 | 58 | 212387021
RUUD | RP15AZ30AJ2N | RCFZ3617STANM | R801V0754A17UH | 28400 | 28400 | 15.2 | 11.7 | 8.1 | 2.1 | 70 | 56 | 212387020
RHEEM | RP15AZ30AJ2N | RCFZ3617STANM | R801V0754A17UH | 28400 | 28400 | 15.2 | 11.7 | 8.1 | 2.1 | 70 | 56 | 212387019
RHEEM | RP15AZ24AJ2N | RCFZ2417STANM | R801V0754A17UH | 22800 | 22800 | 15.2 | 11.7 | 8.1 | 2.2 | 69 | 55 | 212387018
RUUD | RP15AZ24AJ2N | RCFZ2417STANM | R802V0754A17UH | 22800 | 22800 | 15.2 | 11.7 | 8.1 | 2.2 | 69 | 55 | 212387043
RHEEM | RP15AZ24AJ2N | RCFZ2417STANM | R802V0503A14UH | 22800 | 22800 | 15.2 | 11.7 | 8.1 | 2.2 | 69 | 55 | 212387037
RUUD | RP15AZ30AJ2N | RCFZ3617STANM | R802V0503A14DZ | 28400 | 28400 | 15.2 | 11.7 | 8.1 | 2.1 | 71 | 57 | 212387036
RHEEM | RP15AZ30AJ2N | RCFZ3617STANM | R802V0503A14DZ | 28400 | 28400 | 15.2 | 11.7 | 8.1 | 2.1 | 71 | 57 | 212387035
RUUD | RP15AZ24AJ2N | RCFZ2417STANM | R802V0503A14DZ | 22800 | 22800 | 15.2 | 11.7 | 8.1 | 2.3 | 69 | 55 | 212387034
RHEEM | RP15AZ24AJ2N | RCFZ2417STANM | R802V0503A14DZ | 22800 | 22800 | 15.2 | 11.7 | 8.1 | 2.3 | 69 | 55 | 212387033
RUUD | RP15AZ18AJ2N | RCFZ2417STANM | R802V0503A14DZ | 17100 | 17100 | 15.2 | 11.7 | 8.1 | 2.1 | 70 | 54 | 212387031
RHEEM | RP15AZ24AJ2N | RCFZ2417STANM | R802V0754A17UH | 22800 | 22800 | 15.2 | 11.7 | 8.1 | 2.2 | 69 | 55 | 212387044
RUUD | RP15AZ30AJ2N | RCFZ3617STANM | R802V0754A17DZ | 28400 | 28400 | 15.2 | 11.7 | 8.1 | 2.1 | 71 | 56 | 212387042
RHEEM | RP15AZ30AJ2N | RCFZ3617STANM | R802V0754A17DZ | 28400 | 28400 | 15.2 | 11.7 | 8.1 | 2.1 | 71 | 56 | 212387041
RUUD | RP15AZ30AJ2N | RCFZ3617STANM | R802V0503A14UH | 28400 | 28400 | 15.2 | 11.7 | 8.1 | 2.1 | 70 | 56 | 212387040
RUUD | RP15AZ24AJ2N | RCFZ2417STANM | R802V0503A14UH | 22800 | 22800 | 15.2 | 11.7 | 8.1 | 2.2 | 69 | 55 | 212387038
RHEEM | RP15AZ30AJ2N | RCFZ3617STANM | R802V0503A14UH | 28400 | 28400 | 15.2 | 11.7 | 8.1 | 2.1 | 70 | 56 | 212387039
RUUD | RP15AZ24AJ2N | RCFZ2417STANM | R801V0504A17UHU | 22800 | 22800 | 15.2 | 11.7 | 8.1 | 2.2 | 70 | 55 | 212387006
RHEEM | RP15AZ30AJ2N | RCFZ3617STANM | R801V0504A17UH | 28400 | 28400 | 15.2 | 11.7 | 8.1 | 2.1 | 71 | 57 | 212387003
RHEEM | RP15AZ30AJ2N | RCFZ3617STANM | R801V0503A14UH | 28400 | 28400 | 15.2 | 11.7 | 8.1 | 2.1 | 70 | 56 | 212387002
RHEEM | WP15AZ36AJ2N | RCFZ3617STANM | R801V1004A17UHN | 34200 | 34200 | 15.2 | 11.7 | 8.1 | 2.2 | 73 | 58 | 212941683
WEATHERKING | WP15AZ36AJ2N | TCFZ3617STANM | W801W1004A17UH | 34200 | 34200 | 15.2 | 11.7 | 8.1 | 2.2 | 73 | 58 | 212941684
RUUD | WP15AZ36AJ2N | RCFZ3617STANM | R801V1004A17UHN | 34200 | 34200 | 15.2 | 11.7 | 8.1 | 2.2 | 73 | 58 | 212941682
RUUD | RP15AZ36AJ2N | RCFZ3617STANM | R801V1004A17UHS | 34200 | 34200 | 15.2 | 11.7 | 8.1 | 2.2 | 73 | 58 | 212941681
RHEEM | WP15AZ36AJ2N | RCFZ3617STANM | R801V1004A17UHS | 34200 | 34200 | 15.2 | 11.7 | 8.1 | 2.2 | 73 | 58 | 212941679
RUUD | WP15AZ36AJ2N | RCFZ3617STANM | R801V1004A17UHS | 34200 | 34200 | 15.2 | 11.7 | 8.1 | 2.2 | 73 | 58 | 212941678
RHEEM | RP15AZ36AJ2N | RCFZ3617STANM | R801V1004A17UHS | 34200 | 34200 | 15.2 | 11.7 | 8.1 | 2.2 | 73 | 58 | 212941676
RUSSELL | SP15AZ36AJ2N | TCFZ3617STANM | S801V1004A17UHS | 34200 | 34200 | 15.2 | 11.7 | 8.1 | 2.2 | 73 | 58 | 212941674
RHEEM | RP15AZ36AJ2N | RCFZ3617STANM | R801V1004A17UHN | 34200 | 34200 | 15.2 | 11.7 | 8.1 | 2.2 | 73 | 58 | 212941673
RUUD | RP15AZ30AJ2N | RCFZ3617STANM | R801V1004A17UHN | 28400 | 28400 | 15.2 | 11.7 | 8.1 | 2.1 | 70 | 56 | 212941657
RUSSELL | SP15AZ36AJ2N | TCFZ3617STANM | S801V1004A17UHN | 34200 | 34200 | 15.2 | 11.7 | 8.1 | 2.2 | 73 | 58 | 212941672
RUUD | RP15AZ36AJ2N | RCFZ3617STANM | R801V1004A17UHN | 34200 | 34200 | 15.2 | 11.7 | 8.1 | 2.2 | 73 | 58 | 212941670
RHEEM | WP15AZ30AJ2N | RCFZ3617STANM | R802V0504A17UHN | 28400 | 28400 | 15.2 | 11.7 | 8.1 | 2.1 | 71 | 57 | 212941669
RHEEM | RP15AZ30AJ2N | RCFZ3617STANM | R802V0504A17UHN | 28400 | 28400 | 15.2 | 11.7 | 8.1 | 2.1 | 71 | 57 | 212941668
RUUD | RP15AZ30AJ2N | RCFZ3617STANM | U98MV0703A17UPS | 28400 | 28400 | 15.2 | 11.7 | 8.1 | 2.1 | 70 | 56 | 212941666
RHEEM | WP15AZ30AJ2N | RCFZ3617STANM | R802V0504A17UHS | 28400 | 28400 | 15.2 | 11.7 | 8.1 | 2.1 | 71 | 57 | 212941667
RUUD | WP15AZ30AJ2N | RCFZ3617STANM | R802V0504A17UHS | 28400 | 28400 | 15.2 | 11.7 | 8.1 | 2.1 | 71 | 57 | 212941665
RUUD | WP15AZ30AJ2N | RCFZ3617STANM | R802V0504A17UHN | 28400 | 28400 | 15.2 | 11.7 | 8.1 | 2.1 | 71 | 57 | 212941664
RUUD | WP15AZ30AJ2N | RCFZ3617STANM | R801V1004A17UHN | 28400 | 28400 | 15.2 | 11.7 | 8.1 | 2.1 | 70 | 56 | 212941663
RHEEM | WP15AZ30AJ2N | RCFZ3617STANM | R801V1004A17UHS | 28400 | 28400 | 15.2 | 11.7 | 8.1 | 2.1 | 70 | 56 | 212941662
RUUD | RP15AZ30AJ2N | RCFZ3617STANM | R802V0504A17UHS | 28400 | 28400 | 15.2 | 11.7 | 8.1 | 2.1 | 71 | 57 | 212941661
RUSSELL | SP15AZ30AJ2N | TCFZ3617STANM | S802V0504A17UHN | 28400 | 28400 | 15.2 | 11.7 | 8.1 | 2.1 | 71 | 57 | 212941660
SURE | SP15AZ30AJ2N | TCFZ3617STANM | S98MV0703A17UPS | 28400 | 28400 | 15.2 | 11.7 | 8.1 | 2.1 | 70 | 56 | 212941659
SURE | SP15AZ30AJ2N | TCFZ3617STANM | S802V0504A17UHN | 28400 | 28400 | 15.2 | 11.7 | 8.1 | 2.1 | 71 | 57 | 212941658
WEATHERKING | WP15AZ30AJ2N | TCFZ3617STANM | W802W0504A17UH | 28400 | 28400 | 15.2 | 11.7 | 8.1 | 2.1 | 71 | 57 | 212941656
RHEEM | RP15AZ30AJ2N | RCFZ3617STANM | R801V1004A17UHS | 28400 | 28400 | 15.2 | 11.7 | 8.1 | 2.1 | 70 | 56 | 212941655
RHEEM | RP15AZ30AJ2N | RCFZ3617STANM | R98MV0703A17UPS | 28400 | 28400 | 15.2 | 11.7 | 8.1 | 2.1 | 70 | 56 | 212941654
SURE | SP15AZ30AJ2N | TCFZ3617STANM | S802V0504A17UHS | 28400 | 28400 | 15.2 | 11.7 | 8.1 | 2.1 | 71 | 57 | 212941653
DURASTAR | DRHP15A60AJ2AN | DRAH2TA6024ASTNN |  | 57000 | 57000 | 16 | 11.7 | 8.1 | 2.3 | 68 | 54 | 211641680
FUJITSU | WP15AZ42AJ2N | FHRNTT4821S*ZTNA |  | 40000 | 39500 | 15.2 | 11.7 | 8.1 | 2.1 | 66 | 52 | 211641688
THERMAL ZONE | TZPLAD1560AJN | TZHDLTST6024*NAN |  | 57000 | 57000 | 16 | 11.7 | 8.1 | 2.3 | 68 | 54 | 211641702
THERMAL ZONE | TZP15AZ60AJ2N | TZHDLTST6024*NAN |  | 57000 | 57000 | 16 | 11.7 | 8.1 | 2.3 | 68 | 54 | 211641701
THERMAL ZONE | TZP15AZ48AJ2N | TZHDLTST4821*NAN |  | 45500 | 45000 | 15.2 | 11.7 | 8.1 | 2.2 | 67 | 54 | 211641700
THERMAL ZONE | TZP15AZ42AJ2N | TZHDLTST4821*NAN |  | 40000 | 39500 | 15.2 | 11.7 | 8.1 | 2.1 | 66 | 52 | 211641698
DURASTAR | DRHP15A48AJ2AN | DRAH2TA4821ASTNN |  | 45500 | 45000 | 15.2 | 11.7 | 8.1 | 2.2 | 67 | 54 | 211641679
DURASTAR | DRHP15A42AJ2AN | DRAH2TA4821ASTNN |  | 40000 | 39500 | 15.2 | 11.7 | 8.1 | 2.1 | 66 | 52 | 211641678
MAINLINE | MPP15AZ60AJ2N | MPH2CZ6024STANN |  | 57000 | 57000 | 16 | 11.7 | 8.1 | 2.3 | 68 | 54 | 211641673
MAINLINE | MPP15AZ48AJ2N | MPH2CZ4821STANN |  | 45500 | 45000 | 15.2 | 11.7 | 8.1 | 2.2 | 67 | 54 | 211641672
MAINLINE | MPP15AZ42AJ2N | MPH2CZ4821STANN |  | 40000 | 39500 | 15.2 | 11.7 | 8.1 | 2.1 | 66 | 52 | 211641671
MAINLINE | MLP15AZ60AJ2N | MLH2CZ6024STANN |  | 57000 | 57000 | 16 | 11.7 | 8.1 | 2.3 | 68 | 54 | 211641666
MAINLINE | MLP15AZ42AJ2N | MLH2CZ4821STANN |  | 40000 | 39500 | 15.2 | 11.7 | 8.1 | 2.1 | 66 | 52 | 211641665
FUJITSU | FOP1542TJAZNA | FHRNTT4821S*ZTNA |  | 40000 | 39500 | 15.2 | 11.7 | 8.1 | 2.1 | 66 | 52 | 211641687
SURE | SP18AZ36AJVC | TCFZ6021SEAAM | S802V1005A21UHS | 34200 | 34200 | 19 | 12.5 | 8.5 | 2.2 | 118 | 126 | 213366259
RUSSELL | SP18AZ36AJVC | TCFZ6021SEAAM | S802V1005A21UHS | 34200 | 34200 | 19 | 12.5 | 8.5 | 2.2 | 118 | 126 | 213366258
RHEEM | RP18AZ36AJVC | RCFZ6021SEAAM | R802V1005A21UHS | 34200 | 34200 | 19 | 12.5 | 8.5 | 2.2 | 118 | 126 | 213366256
RUUD | WP15AZ60AJ2N | WH2TZ6024STANN |  | 57000 | 57000 | 16 | 11.7 | 8.1 | 2.3 | 68 | 54 | 213318053
RUUD | WP15AZ42AJ2N | WH2TZ4821STANN |  | 40000 | 39500 | 15.2 | 11.7 | 8.1 | 2.1 | 66 | 52 | 213318052
RUUD | WP15AZ48AJ2N | WH2TZ4821STANN |  | 45500 | 45000 | 15.2 | 11.7 | 8.1 | 2.2 | 67 | 54 | 213318050
RHEEM | WP15AZ60AJ2N | WH2TZ6024STANN |  | 57000 | 57000 | 16 | 11.7 | 8.1 | 2.3 | 68 | 54 | 213318043
RHEEM | WP15AZ42AJ2N | WH2TZ4821STANN |  | 40000 | 39500 | 15.2 | 11.7 | 8.1 | 2.1 | 66 | 52 | 213318042
RHEEM | WP15AZ48AJ2N | WH2TZ4821STANN |  | 45500 | 45000 | 15.2 | 11.7 | 8.1 | 2.2 | 67 | 54 | 213318040
WEATHERKING | WP15AZ30AJ2N | TCFZ3617STANM | W962W0403A17M4S | 28400 | 28400 | 15.2 | 11.7 | 8.1 | 2.1 | 70 | 56 | 212404569
RUUD | WP15AZ30AJ2N | RCFZ3617STANM | R962V0703A17M4S | 28400 | 28400 | 15.2 | 11.7 | 8.1 | 2.1 | 70 | 56 | 212404577
RUUD | WP15AZ30AJ2N | RCFZ3617STANM | R962V0403A17M4S | 28400 | 28400 | 15.2 | 11.7 | 8.1 | 2.1 | 70 | 56 | 212404578
RHEEM | WP15AZ30AJ2N | RCFZ3617STANM | R96VA0602317M | 28400 | 28400 | 15.2 | 11.7 | 8.1 | 2.1 | 70 | 56 | 212404575
RHEEM | WP15AZ30AJ2N | RCFZ3617STANM | R962V0403A17M4S | 28400 | 28400 | 15.2 | 11.7 | 8.1 | 2.1 | 70 | 56 | 212404576
WEATHERKING | WP15AZ30AJ2N | TCFZ3617STANM | W962W0603A17M4S | 28400 | 28400 | 15.2 | 11.7 | 8.1 | 2.1 | 71 | 57 | 212404573
RHEEM | WP15AZ30AJ2N | RCFZ3617STANM | R962V0603A17M4S | 28400 | 28400 | 15.2 | 11.7 | 8.1 | 2.1 | 71 | 57 | 212404572
RHEEM | WP15AZ30AJ2N | RCFZ3617STANM | R962V0703A17M4S | 28400 | 28400 | 15.2 | 11.7 | 8.1 | 2.1 | 70 | 56 | 212404570
RUUD | WP15AZ30AJ2N | RCFZ3617STANM | R962V0603A17M4S | 28400 | 28400 | 15.2 | 11.7 | 8.1 | 2.1 | 71 | 57 | 212404566
SURE | SP15AZ30AJ2N | TCFZ3617STANM | S801V0754A17UH | 28400 | 28400 | 15.2 | 11.7 | 8.1 | 2.1 | 70 | 56 | 212387150
RUSSELL | SP15AZ24AJ2N | TCFZ2417STANM | S801V0754A17UH | 22800 | 22800 | 15.2 | 11.7 | 8.1 | 2.2 | 69 | 55 | 212387149
SURE | SP15AZ24AJ2N | TCFZ2417STANM | S801V0754A17UH | 22800 | 22800 | 15.2 | 11.7 | 8.1 | 2.2 | 69 | 55 | 212387148
RUSSELL | SP15AZ30AJ2N | TCFZ3617STANM | S801V0754A17DZ | 28400 | 28400 | 15.2 | 11.7 | 8.1 | 2.1 | 71 | 56 | 212387147
SURE | SP15AZ24AJ2N | TCFZ2417STANM | S801V0754A17DZ | 22800 | 22800 | 15.2 | 11.7 | 8.1 | 2.2 | 69 | 55 | 212387145
SURE | SP15AZ30AJ2N | TCFZ3617STANM | S801V0754A17DZ | 28400 | 28400 | 15.2 | 11.7 | 8.1 | 2.1 | 71 | 56 | 212387146
SURE | SP15AZ30AJ2N | TCFZ3617STANM | S801V0704A17UHU | 28400 | 28400 | 15.2 | 11.7 | 8.1 | 2.1 | 71 | 56 | 212387143
SURE | SP15AZ24AJ2N | TCFZ2417STANM | S801V0704A17UHU | 22800 | 22800 | 15.2 | 11.7 | 8.1 | 2.2 | 69 | 55 | 212387142
RUSSELL | SP15AZ24AJ2N | TCFZ2417STANM | S801V0754A17DZ | 22800 | 22800 | 15.2 | 11.7 | 8.1 | 2.2 | 69 | 55 | 212387144
SURE | SP15AZ24AJ2N | TCFZ2417STANM | S801V0504A17UHU | 22800 | 22800 | 15.2 | 11.7 | 8.1 | 2.2 | 70 | 55 | 212387140
SURE | SP15AZ30AJ2N | TCFZ3617STANM | S801V0504A17UHU | 28400 | 28400 | 15.2 | 11.7 | 8.1 | 2.1 | 71 | 57 | 212387141
SURE | SP15AZ30AJ2N | TCFZ3617STANM | S801V0503A14UH | 28400 | 28400 | 15.2 | 11.7 | 8.1 | 2.1 | 70 | 56 | 212387137
RUSSELL | SP15AZ30AJ2N | TCFZ3617STANM | S801V0504A17UH | 28400 | 28400 | 15.2 | 11.7 | 8.1 | 2.1 | 71 | 57 | 212387138
RUSSELL | SP15AZ30AJ2N | TCFZ3617STANM | S801V0503A14UH | 28400 | 28400 | 15.2 | 11.7 | 8.1 | 2.1 | 70 | 56 | 212387136
RUSSELL | SP15AZ24AJ2N | TCFZ2417STANM | S801V0503A14UH | 22800 | 22800 | 15.2 | 11.7 | 8.1 | 2.2 | 69 | 55 | 212387134
SURE | SP15AZ30AJ2N | TCFZ3617STANM | S801V0503A14DZ | 28400 | 28400 | 15.2 | 11.7 | 8.1 | 2.1 | 71 | 57 | 212387133
SURE | SP15AZ24AJ2N | TCFZ2417STANM | S801V0503A14UH | 22800 | 22800 | 15.2 | 11.7 | 8.1 | 2.2 | 69 | 55 | 212387135
RUSSELL | SP15AZ30AJ2N | TCFZ3617STANM | S801V0503A14DZ | 28400 | 28400 | 15.2 | 11.7 | 8.1 | 2.1 | 71 | 57 | 212387132
RUSSELL | SP15AZ24AJ2N | TCFZ2417STANM | S801V0503A14DZ | 22800 | 22800 | 15.2 | 11.7 | 8.1 | 2.3 | 69 | 55 | 212387130
SURE | SP15AZ24AJ2N | TCFZ2417STANM | S801V0503A14DZ | 22800 | 22800 | 15.2 | 11.7 | 8.1 | 2.3 | 69 | 55 | 212387131
SURE | SP15AZ18AJ2N | TCFZ2417STANM | S801V0503A14DZ | 17100 | 17100 | 15.2 | 11.7 | 8.1 | 2.1 | 70 | 54 | 212387129
RUSSELL | SP15AZ18AJ2N | TCFZ2417STANM | S801V0503A14DZ | 17100 | 17100 | 15.2 | 11.7 | 8.1 | 2.1 | 70 | 54 | 212387128
RHEEM | RP15AZ24AJ2N | RCFZ2417STANM | R98MV0703A17UPS | 22800 | 22800 | 15.2 | 11.7 | 8.1 | 2.2 | 68 | 54 | 212387121
RHEEM | RP15AZ60AJ2N | RCFZ6024STANM | R98MV1005A21UPS | 56500 | 56500 | 15.2 | 11.7 | 8.1 | 2.5 | 74 | 61 | 212387122
RHEEM | RP15AZ24AJ2N | RCFZ2417STANM | R98MV0603A17UPS | 22800 | 22800 | 15.2 | 11.7 | 8.1 | 2.2 | 68 | 54 | 212387119
RHEEM | RP15AZ30AJ2N | RCFZ3617STANM | R98MV0603A17UPS | 28400 | 28400 | 15.2 | 11.7 | 8.1 | 2.1 | 70 | 56 | 212387120
RHEEM | RP15AZ24AJ2N | RCFZ2417STANM | R97MV0703A17DHS | 22800 | 22800 | 15.2 | 11.7 | 8.1 | 2.2 | 70 | 55 | 212387113
RHEEM | RP15AZ60AJ2N | RCFZ6024STANM | R97MV1005A21DHS | 57000 | 57000 | 15.2 | 11.7 | 8.1 | 2.6 | 74 | 60 | 212387114
RHEEM | RP15AZ24AJ2N | RCFZ2417STANM | R97MV0603A17DHS | 22800 | 22800 | 15.2 | 11.7 | 8.1 | 2.2 | 68 | 54 | 212387112
RHEEM | RP15AZ30AJ2N | RCFZ3617STANM | R96VA0602317M | 28400 | 28400 | 15.2 | 11.7 | 8.1 | 2.1 | 70 | 56 | 212387109
RHEEM | RP15AZ24AJ2N | RCFZ2417STANM | R96VA0602317M | 22800 | 22800 | 15.2 | 11.7 | 8.1 | 2.2 | 69 | 55 | 212387108
RHEEM | RP15AZ18AJ2N | RCFZ2417STANM | R96VA0602317M | 17100 | 17100 | 16 | 11.7 | 8.1 | 2.1 | 70 | 54 | 212387107
RUUD | RP15AZ30AJ2N | RCFZ3617STANM | R962V0703A17M4S | 28400 | 28400 | 15.2 | 11.7 | 8.1 | 2.1 | 70 | 56 | 212387104
RHEEM | RP15AZ30AJ2N | RCFZ3617STANM | R962V0703A17M4S | 28400 | 28400 | 15.2 | 11.7 | 8.1 | 2.1 | 70 | 56 | 212387103
RUUD | RP15AZ18AJ2N | RCFZ2417STANM | R962V0703A17M4S | 17100 | 17100 | 15.2 | 11.7 | 8.1 | 2.1 | 70 | 54 | 212387100
RUUD | RP15AZ24AJ2N | RCFZ2417STANM | R962V0703A17M4S | 22800 | 22800 | 15.2 | 11.7 | 8.1 | 2.2 | 69 | 55 | 212387102
RHEEM | RP15AZ24AJ2N | RCFZ2417STANM | R962V0703A17M4S | 22800 | 22800 | 15.2 | 11.7 | 8.1 | 2.2 | 69 | 55 | 212387101
RHEEM | RP15AZ18AJ2N | RCFZ2417STANM | R962V0703A17M4S | 17100 | 17100 | 15.2 | 11.7 | 8.1 | 2.1 | 70 | 54 | 212387099
RHEEM | RP15AZ30AJ2N | RCFZ3617STANM | R962V0603A17M4S | 28400 | 28400 | 15.2 | 11.7 | 8.1 | 2.1 | 71 | 57 | 212387098
RUUD | RP15AZ30AJ2N | RCFZ3617STANM | R962V0603A17M4S | 28400 | 28400 | 15.2 | 11.7 | 8.1 | 2.1 | 71 | 57 | 212387097
RUUD | RP15AZ30AJ2N | RCFZ3617STANM | R962V0403A17M4S | 28400 | 28400 | 15.2 | 11.7 | 8.1 | 2.1 | 70 | 56 | 212387094
RHEEM | RP15AZ30AJ2N | RCFZ3617STANM | R962V0403A17M4S | 28400 | 28400 | 15.2 | 11.7 | 8.1 | 2.1 | 70 | 56 | 212387093
RUUD | RP15AZ24AJ2N | RCFZ2417STANM | R962V0603A17M4S | 22800 | 22800 | 15.2 | 11.7 | 8.1 | 2.2 | 70 | 55 | 212387096
RHEEM | RP15AZ24AJ2N | RCFZ2417STANM | R962V0603A17M4S | 22800 | 22800 | 15.2 | 11.7 | 8.1 | 2.2 | 70 | 55 | 212387095
RUUD | RP15AZ24AJ2N | RCFZ2417STANM | R962V0403A17M4S | 22800 | 22800 | 15.2 | 11.7 | 8.1 | 2.2 | 70 | 55 | 212387092
RHEEM | RP15AZ24AJ2N | RCFZ2417STANM | R962V0403A17M4S | 22800 | 22800 | 15.2 | 11.7 | 8.1 | 2.2 | 70 | 55 | 212387091
RHEEM | RP15AZ30AJ2N | RCFZ3617STANM | R951V0703A17M4S | 28400 | 28400 | 15.2 | 11.7 | 8.1 | 2.1 | 70 | 56 | 212387090
RUUD | RP15AZ30AJ2N | RCFZ3617STANM | R951V0703A17M4S | 28400 | 28400 | 15.2 | 11.7 | 8.1 | 2.1 | 70 | 56 | 212387089
RHEEM | RP15AZ24AJ2N | RCFZ2417STANM | R951V0603A17UHU | 22800 | 22800 | 15.2 | 11.7 | 8.1 | 2.2 | 70 | 56 | 212387088
RUUD | RP15AZ24AJ2N | RCFZ2417STANM | R951V0603A17UHU | 22800 | 22800 | 15.2 | 11.7 | 8.1 | 2.2 | 70 | 56 | 212387087
RUUD | RP15AZ30AJ2N | RCFZ3617STANM | R951V0603A17M4S | 28400 | 28400 | 15.2 | 11.7 | 8.1 | 2.1 | 71 | 57 | 212387086
RHEEM | RP15AZ30AJ2N | RCFZ3617STANM | R951V0603A17M4S | 28400 | 28400 | 15.2 | 11.7 | 8.1 | 2.1 | 71 | 57 | 212387085
RUUD | RP15AZ24AJ2N | RCFZ2417STANM | R951V0603A17M4S | 22800 | 22800 | 15.2 | 11.7 | 8.1 | 2.2 | 70 | 55 | 212387083
RHEEM | RP15AZ24AJ2N | RCFZ2417STANM | R951V0603A17M4S | 22800 | 22800 | 15.2 | 11.7 | 8.1 | 2.2 | 70 | 55 | 212387084
RUUD | RP15AZ24AJ2N | RCFZ2417STANM | R951V0403A17UHU | 22800 | 22800 | 15.2 | 11.7 | 8.1 | 2.2 | 70 | 56 | 212387082
RHEEM | RP15AZ24AJ2N | RCFZ2417STANM | R951V0403A17UHU | 22800 | 22800 | 15.2 | 11.7 | 8.1 | 2.2 | 70 | 56 | 212387081
RHEEM | RP15AZ30AJ2N | RCFZ3617STANM | R951V0403A17M4S | 28400 | 28400 | 15.2 | 11.7 | 8.1 | 2.1 | 70 | 56 | 212387079
RUUD | RP15AZ30AJ2N | RCFZ3617STANM | R951V0403A17M4S | 28400 | 28400 | 15.2 | 11.7 | 8.1 | 2.1 | 70 | 56 | 212387080
FRIEDRICH | FWP15AZ36AJ2N | RCFZ3621STANM | FR802V1005A21UH | 34200 | 34200 | 15.2 | 11.7 | 8.1 | 2.2 | 73 | 58 | 214328095
FRIEDRICH | FWP15AZ36AJ2N | RCFZ3621STANM | FR801V0755A21DZ | 34200 | 34200 | 15.2 | 11.7 | 8.1 | 2.2 | 72 | 58 | 214328093
FRIEDRICH | FWP15AZ36AJ2N | RCFZ3621STANM | FR802V0755A21DZ | 34200 | 34200 | 15.2 | 11.7 | 8.1 | 2.2 | 72 | 58 | 214328092
FRIEDRICH | FWP15AZ36AJ2N | RCFZ3621STANM | FR801V1005A21UHS | 34200 | 34200 | 15.2 | 11.7 | 8.1 | 2.2 | 72 | 58 | 214328091
FRIEDRICH | FWP15AZ36AJ2N | RCFZ3617STANM | FR801V1004A17UH | 34200 | 34200 | 15.2 | 11.7 | 8.1 | 2.2 | 73 | 58 | 214328087
FRIEDRICH | FWP15AZ36AJ2N | RCFZ3621STANM | FR801V1005A21UHU | 34200 | 34200 | 15.2 | 11.7 | 8.1 | 2.2 | 73 | 58 | 214328086
FRIEDRICH | FWP15AZ36AJ2N | RCFZ3621STANM | FR802V1005A21UHN | 34200 | 34200 | 15.2 | 11.7 | 8.1 | 2.2 | 73 | 58 | 214328084
FRIEDRICH | FWP15AZ36AJ2N | RCFZ3621STANM | FR802V0755A21UH | 34000 | 34000 | 15.2 | 11.7 | 8.1 | 2.2 | 72 | 58 | 214328082
FRIEDRICH | FWP15AZ36AJ2N | RCFZ3621STANM | FR801V0754A17UH | 34200 | 34200 | 15.2 | 11.7 | 8.1 | 2.2 | 72 | 58 | 214328079
FRIEDRICH | FWP15AZ36AJ2N | RCFZ3621STANM | FR801V0755A21UH | 34000 | 34000 | 15.2 | 11.7 | 8.1 | 2.2 | 72 | 58 | 214328077
FRIEDRICH | FWP15AZ36AJ2N | RCFZ3621STANM | FR802V1004A17UH | 34200 | 34200 | 15.2 | 11.7 | 8.1 | 2.2 | 73 | 58 | 214328074
FRIEDRICH | FWP15AZ36AJ2N | RCFZ3617STANM | FR802V1004A17UH | 34200 | 34200 | 15.2 | 11.7 | 8.1 | 2.2 | 73 | 58 | 214328069
FRIEDRICH | FWP15AZ36AJ2N | RCFZ3621STANM | FR801V1005A21DZ | 34200 | 34200 | 15.2 | 11.7 | 8.1 | 2.2 | 72 | 58 | 214328067
FRIEDRICH | FWP15AZ36AJ2N | RCFZ3617STANM | FR801V0754A17UH | 34200 | 34200 | 15.2 | 11.7 | 8.1 | 2.2 | 72 | 58 | 214328066
FRIEDRICH | FWP15AZ36AJ2N | RCFZ3621STANM | FR802V0754A17UH | 34200 | 34200 | 15.2 | 11.7 | 8.1 | 2.2 | 72 | 58 | 214328065
FRIEDRICH | FWP15AZ36AJ2N | RCFZ3621STANM | FR801V1005A21UHN | 34200 | 34200 | 15.2 | 11.7 | 8.1 | 2.2 | 72 | 58 | 214328063
FRIEDRICH | FWP15AZ36AJ2N | RCFZ3617STANM | FR802V0754A17UH | 34200 | 34200 | 15.2 | 11.7 | 8.1 | 2.2 | 72 | 58 | 214328062
RUUD | UP18AZ36AJVC | RCFZ3621MEAAM | R801V1005A21UHU | 34200 | 34200 | 19 | 12.5 | 8.5 | 2.2 | 118 | 126 | 213829725
RUUD | UP18AZ48AJVC | RCFZ6021SEAAM | R801V0504A17UHU | 45000 | 44000 | 19 | 12 | 8.5 | 1.9 | 102 | 103 | 213829741
RHEEM | RP18AZ36AJVC | RCFZ3621MEAAM | R801V0504A17UHU | 34200 | 34200 | 19 | 12.5 | 8.5 | 2.2 | 120 | 127 | 213829727
RUSSELL | SP18AZ36AJVC | TCFZ3621MEAAM | S801V1005A21UHU | 34200 | 34200 | 19 | 12.5 | 8.5 | 2.2 | 118 | 126 | 213829729
SURE | SP18AZ36AJVC | TCFZ3621MEAAM | S801V1005A21UHU | 34200 | 34200 | 19 | 12.5 | 8.5 | 2.2 | 118 | 126 | 213829730
SURE | SP18AZ36AJVC | TCFZ3621MEAAM | S801V0504A17UHU | 34200 | 34200 | 19 | 12.5 | 8.5 | 2.2 | 120 | 127 | 213829728
FRIEDRICH | FRP18AZ36AJVC | TCFZ3621MEAAM | FR801V1005A21UHU | 34200 | 34200 | 19 | 12.5 | 8.5 | 2.2 | 118 | 126 | 213829731
RUUD | UP18AZ36AJVC | RCFZ3621MEAAM | R801V0704A17UHU | 34200 | 34200 | 19 | 12.5 | 8.5 | 2.2 | 120 | 127 | 213829732
RUSSELL | SP18AZ36AJVC | TCFZ3621MEAAM | S801V0504A17UHU | 34200 | 34200 | 19 | 12.5 | 8.5 | 2.2 | 120 | 127 | 213829733
RUSSELL | SP18AZ48AJVC | TCFZ6021SEAAM | S801V0504A17UHU | 45000 | 44000 | 19 | 12 | 8.5 | 1.9 | 102 | 103 | 213829735
FRIEDRICH | FRP18AZ36AJVC | TCFZ3621MEAAM | FR801V0704A17UHU | 34200 | 34200 | 19 | 12.5 | 8.5 | 2.2 | 120 | 127 | 213829734
RHEEM | RP18AZ48AJVC | RCFZ6021SEAAM | R801V0504A17UHU | 45000 | 44000 | 19 | 12 | 8.5 | 1.9 | 102 | 103 | 213829748
FRIEDRICH | FRP18AZ48AJVC | TCFZ6021SEAAM | FR801V0504A17UHU | 45000 | 44000 | 19 | 12 | 8.5 | 1.9 | 102 | 103 | 213829749
FRIEDRICH | FRP15AZ60AJ2N | TCFZ6024STANM | FR97MV1005A21DH | 57000 | 57000 | 15.2 | 11.7 | 8.1 | 2.6 | 74 | 60 | 213841727
FRIEDRICH | FWP15AZ60AJ2N | TCFZ6024STANM | FR97MV1005A21DH | 57000 | 57000 | 15.2 | 11.7 | 8.1 | 2.6 | 74 | 60 | 213841738
FRIEDRICH | FRP15AZ30AJ2N | RCFZ3617STANM | FR921V0403A17M4 | 28400 | 28400 | 15.2 | 11.7 | 8.1 | 2.1 | 70 | 56 | 214327368
FRIEDRICH | FRP15AZ30AJ2N | RCFZ3617STANM | FR951V0403A17M4 | 28400 | 28400 | 15.2 | 11.7 | 8.1 | 2.1 | 70 | 56 | 214327371
FRIEDRICH | FRP15AZ30AJ2N | RCFZ3617STANM | FR921V0603A17M4 | 28400 | 28400 | 15.2 | 11.7 | 8.1 | 2.1 | 71 | 57 | 214327373
FRIEDRICH | FRP15AZ30AJ2N | RCFZ3617STANM | FR951V0603A17M4 | 28400 | 28400 | 15.2 | 11.7 | 8.1 | 2.1 | 71 | 57 | 214327374
FRIEDRICH | FRP15AZ30AJ2N | RCFZ3617STANM | FR801V0754A17DZ | 28400 | 28400 | 15.2 | 11.7 | 8.1 | 2.1 | 71 | 56 | 214327376
FRIEDRICH | FRP15AZ30AJ2N | RCFZ3617STANM | FR802V1004A17UH | 28400 | 28400 | 15.2 | 11.7 | 8.1 | 2.1 | 70 | 56 | 214327379
FRIEDRICH | FRP15AZ30AJ2N | RCFZ3617STANM | FR801V0754A17UH | 28400 | 28400 | 15.2 | 11.7 | 8.1 | 2.1 | 70 | 56 | 214327380
FRIEDRICH | FRP15AZ30AJ2N | RCFZ3617STANM | FR801V0704A17UHU | 28400 | 28400 | 15.2 | 11.7 | 8.1 | 2.1 | 70 | 56 | 214327381
FRIEDRICH | FRP15AZ30AJ2N | RCFZ3617STANM | FR802V0754A17DZ | 28400 | 28400 | 15.2 | 11.7 | 8.1 | 2.1 | 71 | 56 | 214327385
FRIEDRICH | FRP15AZ30AJ2N | RCFZ3617STANM | FR801V0503A14UH | 28400 | 28400 | 15.2 | 11.7 | 8.1 | 2.1 | 70 | 56 | 214327387
FRIEDRICH | FRP15AZ30AJ2N | RCFZ3617STANM | FR801V0504A17UHS | 28400 | 28400 | 15.2 | 11.7 | 8.1 | 2.1 | 71 | 57 | 214327389
FRIEDRICH | FRP15AZ30AJ2N | RCFZ3617STANM | FR802V0754A17UH | 28400 | 28400 | 15.2 | 11.7 | 8.1 | 2.1 | 70 | 56 | 214327394
FRIEDRICH | FRP15AZ30AJ2N | RCFZ3617STANM | FR801V0503A14DZ | 28400 | 28400 | 15.2 | 11.7 | 8.1 | 2.1 | 71 | 57 | 214327395
FRIEDRICH | FRP15AZ30AJ2N | RCFZ3617STANM | FR801V0504A17UHN | 28400 | 28400 | 15.2 | 11.7 | 8.1 | 2.1 | 71 | 57 | 214327398
FRIEDRICH | FRP15AZ30AJ2N | RCFZ3617STANM | FR801V0504A17UHU | 28400 | 28400 | 15.2 | 11.7 | 8.1 | 2.1 | 71 | 57 | 214327399
FRIEDRICH | FRP15AZ30AJ2N | RCFZ3617STANM | FR802V0503A14UH | 28400 | 28400 | 15.2 | 11.7 | 8.1 | 2.1 | 70 | 56 | 214327401
FRIEDRICH | FRP15AZ30AJ2N | RCFZ3617STANM | FR801V1004A17UH | 28400 | 28400 | 15.2 | 11.7 | 8.1 | 2.1 | 70 | 56 | 214327402
FRIEDRICH | FRP15AZ30AJ2N | RCFZ3617STANM | FR802V0503A14DZ | 28400 | 28400 | 15.2 | 11.7 | 8.1 | 2.1 | 71 | 57 | 214327403
FRIEDRICH | FRP15AZ30AJ2N | RCFZ3617STANM | FR802V0504A17UH | 28400 | 28400 | 15.2 | 11.7 | 8.1 | 2.1 | 71 | 57 | 214327404
RUSSELL | RD17AZ36AJ3N | TCFZ3621MTANM | S802V0755A21DZ | 34200 | 34200 | 17 | 11.7 | 8.1 | 2 | 91 | 86 | 214066894
SURE | RD17AZ36AJ3N | TCFZ3621MTANM | S802V0755A21DZ | 34200 | 34200 | 17 | 11.7 | 8.1 | 2 | 91 | 86 | 214066905
RUUD | RD17AZ36AJ3N | RCFZ3621MTANM | R802V0755A21UHS | 34200 | 34200 | 18 | 11.7 | 8.1 | 2 | 91 | 86 | 214066909
SURE | RD17AZ36AJ3N | TCFZ3621MTANM | S801V0755A21DZ | 34200 | 34200 | 17 | 11.7 | 8.1 | 2 | 91 | 86 | 214066915
RUSSELL | RD17AZ36AJ3N | TCFZ3621MTANM | S801V0755A21DZ | 34200 | 34200 | 17 | 11.7 | 8.1 | 2 | 91 | 86 | 214066925
FRIEDRICH | FWP15AZ30AJ2N | RCFZ3617STANM | FR921V0403A17M4 | 28400 | 28400 | 15.2 | 11.7 | 8.1 | 2.1 | 70 | 56 | 214327984
FRIEDRICH | FWP15AZ30AJ2N | RCFZ3617STANM | FR951V0403A17M4 | 28400 | 28400 | 15.2 | 11.7 | 8.1 | 2.1 | 70 | 56 | 214327985
FRIEDRICH | FWP15AZ30AJ2N | RCFZ3617STANM | FR951V0703A17M4 | 28400 | 28400 | 15.2 | 11.7 | 8.1 | 2.1 | 70 | 56 | 214327986
FRIEDRICH | FWP15AZ30AJ2N | RCFZ3617STANM | FR921V0603A17M4 | 28400 | 28400 | 15.2 | 11.7 | 8.1 | 2.1 | 71 | 57 | 214327997
FRIEDRICH | FWP15AZ30AJ2N | RCFZ3617STANM | FR801V0754A17UH | 28400 | 28400 | 15.2 | 11.7 | 8.1 | 2.1 | 70 | 56 | 214328000
FRIEDRICH | FWP15AZ30AJ2N | RCFZ3617STANM | FR801V1004A17UH | 28400 | 28400 | 15.2 | 11.7 | 8.1 | 2.1 | 70 | 56 | 214328001
FRIEDRICH | FWP15AZ30AJ2N | RCFZ3617STANM | FR802V1004A17UH | 28400 | 28400 | 15.2 | 11.7 | 8.1 | 2.1 | 70 | 56 | 214328002
FRIEDRICH | FWP15AZ30AJ2N | RCFZ3617STANM | FR801V0503A14UH | 28400 | 28400 | 15.2 | 11.7 | 8.1 | 2.1 | 70 | 56 | 214328006
FRIEDRICH | FWP15AZ30AJ2N | RCFZ3617STANM | FR801V0754A17DZ | 28400 | 28400 | 15.2 | 11.7 | 8.1 | 2.1 | 71 | 56 | 214328011
FRIEDRICH | FWP15AZ30AJ2N | RCFZ3617STANM | FR802V0504A17UH | 28400 | 28400 | 15.2 | 11.7 | 8.1 | 2.1 | 71 | 57 | 214328012
FRIEDRICH | FWP15AZ30AJ2N | RCFZ3617STANM | FR802V0754A17UH | 28400 | 28400 | 15.2 | 11.7 | 8.1 | 2.1 | 70 | 56 | 214328015
FRIEDRICH | FWP15AZ30AJ2N | RCFZ3617STANM | FR801V0504A17UHN | 28400 | 28400 | 15.2 | 11.7 | 8.1 | 2.1 | 71 | 57 | 214328016
FRIEDRICH | FWP15AZ30AJ2N | RCFZ3617STANM | FR802V0754A17DZ | 28400 | 28400 | 15.2 | 11.7 | 8.1 | 2.1 | 71 | 56 | 214328017
FRIEDRICH | FWP15AZ30AJ2N | RCFZ3617STANM | FR801V0503A14DZ | 28400 | 28400 | 15.2 | 11.7 | 8.1 | 2.1 | 71 | 57 | 214328020
FRIEDRICH | FWP15AZ30AJ2N | RCFZ3617STANM | FR801V0504A17UHU | 28400 | 28400 | 15.2 | 11.7 | 8.1 | 2.1 | 71 | 57 | 214328022
FRIEDRICH | FWP15AZ30AJ2N | RCFZ3617STANM | FR802V0503A14DZ | 28400 | 28400 | 15.2 | 11.7 | 8.1 | 2.1 | 71 | 57 | 214328025
FRIEDRICH | FWP15AZ30AJ2N | RCFZ3617STANM | FR802V0503A14UH | 28400 | 28400 | 15.2 | 11.7 | 8.1 | 2.1 | 70 | 56 | 214328026
FRIEDRICH | FWP15AZ30AJ2N | RCFZ3617STANM | FR801V0704A17UHU | 28400 | 28400 | 15.2 | 11.7 | 8.1 | 2.1 | 70 | 56 | 214328029
FRIEDRICH | FWP15AZ30AJ2N | RCFZ3617STANM | FR801V0504A17UHS | 28400 | 28400 | 15.2 | 11.7 | 8.1 | 2.1 | 71 | 57 | 214328030
FRIEDRICH | FRP15AZ24AJ2N | TCFZ2417STANM | FR97MV0703A17DH | 22800 | 22800 | 15.2 | 11.7 | 8.1 | 2.3 | 71 | 58 | 213841814
FRIEDRICH | FRP15AZ24AJ2N | TCFZ2417STANM | FR962V0603A17M4 | 22800 | 22800 | 16 | 11.7 | 8.1 | 2.3 | 72 | 58 | 213841811
FRIEDRICH | FRP15AZ18AJ2N | TCFZ2417STANM | FR802V0754A17DZ | 17100 | 17100 | 15.2 | 11.7 | 8.1 | 2.2 | 71 | 54 | 213841809
FRIEDRICH | FRP15AZ18AJ2N | TCFZ2417STANM | FR801V0504A17UHU | 17100 | 17100 | 15.2 | 11.7 | 8.1 | 2.2 | 71 | 55 | 213841807
FRIEDRICH | FRP15AZ18AJ2N | TCFZ2417STANM | FR802V0503A14UH | 17100 | 17100 | 16 | 11.7 | 8.1 | 2.2 | 71 | 54 | 213841805
WEATHERKING | WP15AZ36AJ2N | RCFZ3621STANM | W802W1005A21UH | 34200 | 34200 | 15.2 | 11.7 | 8.1 | 2.2 | 72 | 57 | 214326921
WEATHERKING | WP15AZ30AJ2N | RCFZ3621STANM | W962W0603A17M4S | 28400 | 28400 | 15.2 | 11.7 | 8.1 | 2.1 | 71 | 57 | 214326919
WEATHERKING | WP15AZ30AJ2N | RCFZ3621STANM | W962W0403A17M4S | 28400 | 28400 | 15.2 | 11.7 | 8.1 | 2.1 | 70 | 56 | 214326918
WEATHERKING | WP15AZ30AJ2N | RCFZ3621STANM | W962W0703A17M4S | 28400 | 28400 | 15.2 | 11.7 | 8.1 | 2.1 | 70 | 56 | 214326917
WEATHERKING | WP15AZ30AJ2N | RCFZ3621STANM | W951W0403A17M4S | 28400 | 28400 | 15.2 | 11.7 | 8.1 | 2.1 | 70 | 56 | 214326916
WEATHERKING | WP15AZ30AJ2N | RCFZ3621STANM | W951W0603A17M4S | 28400 | 28400 | 15.2 | 11.7 | 8.1 | 2.1 | 71 | 57 | 214326915
WEATHERKING | WP15AZ30AJ2N | RCFZ3621STANM | W921W0703A17M4S | 28400 | 28400 | 15.2 | 11.7 | 8.1 | 2.1 | 70 | 56 | 214326914
WEATHERKING | WP15AZ30AJ2N | RCFZ3621STANM | W921W0603A17M4S | 28400 | 28400 | 15.2 | 11.7 | 8.1 | 2.1 | 71 | 57 | 214326913
WEATHERKING | WP15AZ30AJ2N | RCFZ3621STANM | W921W0403A17M4S | 28400 | 28400 | 15.2 | 11.7 | 8.1 | 2.1 | 70 | 56 | 214326912
WEATHERKING | WP15AZ30AJ2N | RCFZ3621STANM | W951W0703A17M4S | 28400 | 28400 | 15.2 | 11.7 | 8.1 | 2.1 | 70 | 56 | 214326911
WEATHERKING | WP15AZ42AJ2N | RCFZ4824STANM | W802W1005A21DZ | 40000 | 40000 | 15.2 | 11.7 | 8.1 | 2.4 | 72 | 58 | 214326910
WEATHERKING | WP15AZ36AJ2N | RCFZ3621STANM | W802W0754A17UH | 33800 | 33800 | 15.2 | 11.7 | 8.1 | 2.2 | 73 | 58 | 214326909
WEATHERKING | WP15AZ36AJ2N | RCFZ3621STANM | W802VA075317M | 33600 | 33600 | 15.2 | 11.7 | 8.1 | 2.2 | 71 | 57 | 214326908
WEATHERKING | WP15AZ36AJ2N | RCFZ3621STANM | W802W1004A17UH | 34000 | 34000 | 15.2 | 11.7 | 8.1 | 2.2 | 73 | 58 | 214326907
WEATHERKING | WP15AZ36AJ2N | RCFZ3621STANM | W801W0754A17UH | 33800 | 33800 | 15.2 | 11.7 | 8.1 | 2.2 | 73 | 58 | 214326906
WEATHERKING | WP15AZ30AJ2N | RCFZ3621STANM | W802W0503A14DZ | 28400 | 28400 | 15.2 | 11.7 | 8.1 | 2.1 | 71 | 57 | 214326905
FRIEDRICH | FWP15AZ30AJ2N | TCFZ3617STANM | FR801V0754A17UH | 28400 | 28400 | 15.2 | 11.7 | 8.1 | 2.1 | 70 | 56 | 213841329
FRIEDRICH | FRP15AZ30AJ2N | TCFZ3617STANM | FR801V0754A17DZ | 28400 | 28400 | 15.2 | 11.7 | 8.1 | 2.1 | 71 | 56 | 213841328
FRIEDRICH | FRP15AZ36AJ2N | RCFZ3621STANM | FR802V1005A21UHN | 34200 | 34200 | 15.2 | 11.7 | 8.1 | 2.2 | 73 | 58 | 214327469
FRIEDRICH | FRP15AZ36AJ2N | RCFZ3621STANM | FR801V0754A17UH | 34200 | 34200 | 15.2 | 11.7 | 8.1 | 2.2 | 72 | 58 | 214327468
FRIEDRICH | FRP15AZ36AJ2N | RCFZ3621STANM | FR801V1005A21DZ | 34200 | 34200 | 15.2 | 11.7 | 8.1 | 2.2 | 72 | 58 | 214327467
FRIEDRICH | FRP15AZ36AJ2N | RCFZ3621STANM | FR802V0755A21DZ | 34200 | 34200 | 15.2 | 11.7 | 8.1 | 2.2 | 72 | 58 | 214327465
FRIEDRICH | FRP15AZ36AJ2N | RCFZ3621STANM | FR801V1005A21UHS | 34200 | 34200 | 15.2 | 11.7 | 8.1 | 2.2 | 72 | 58 | 214327464
FRIEDRICH | FRP15AZ36AJ2N | RCFZ3621STANM | FR802V0755A21UH | 34000 | 34000 | 15.2 | 11.7 | 8.1 | 2.2 | 72 | 58 | 214327459
FRIEDRICH | FRP15AZ36AJ2N | RCFZ3617STANM | FR802V0754A17UH | 34200 | 34200 | 15.2 | 11.7 | 8.1 | 2.2 | 72 | 58 | 214327458
FRIEDRICH | FRP15AZ36AJ2N | RCFZ3617STANM | FR801V1004A17UH | 34200 | 34200 | 15.2 | 11.7 | 8.1 | 2.2 | 73 | 58 | 214327457
FRIEDRICH | FRP15AZ36AJ2N | RCFZ3621STANM | FR802V0754A17UH | 34200 | 34200 | 15.2 | 11.7 | 8.1 | 2.2 | 72 | 58 | 214327456
FRIEDRICH | FRP15AZ36AJ2N | RCFZ3621STANM | FR801V0755A21DZ | 34200 | 34200 | 15.2 | 11.7 | 8.1 | 2.2 | 72 | 58 | 214327452
FRIEDRICH | FRP15AZ36AJ2N | RCFZ3621STANM | FR802V1005A21UH | 34200 | 34200 | 15.2 | 11.7 | 8.1 | 2.2 | 73 | 58 | 214327451
FRIEDRICH | FRP15AZ36AJ2N | RCFZ3621STANM | FR801V1005A21UHN | 34200 | 34200 | 15.2 | 11.7 | 8.1 | 2.2 | 72 | 58 | 214327450
FRIEDRICH | FRP15AZ36AJ2N | RCFZ3621STANM | FR801V1005A21UHU | 34200 | 34200 | 15.2 | 11.7 | 8.1 | 2.2 | 73 | 58 | 214327449
FRIEDRICH | FRP15AZ36AJ2N | RCFZ3621STANM | FR802V1004A17UH | 34200 | 34200 | 15.2 | 11.7 | 8.1 | 2.2 | 73 | 58 | 214327446
FRIEDRICH | FRP15AZ36AJ2N | RCFZ3621STANM | FR801V0755A21UH | 34000 | 34000 | 15.2 | 11.7 | 8.1 | 2.2 | 72 | 58 | 214327442
FRIEDRICH | FRP15AZ36AJ2N | RCFZ3617STANM | FR802V1004A17UH | 34200 | 34200 | 15.2 | 11.7 | 8.1 | 2.2 | 73 | 58 | 214327440
FRIEDRICH | FRP15AZ36AJ2N | RCFZ3617STANM | FR801V0754A17UH | 34200 | 34200 | 15.2 | 11.7 | 8.1 | 2.2 | 72 | 58 | 214327438
FRIEDRICH | FWP15AZ18AJ2N | TCFZ2417STANM | FR801V0503A14DZ | 17100 | 17100 | 16 | 11.7 | 8.1 | 2.2 | 71 | 54 | 213841808
FRIEDRICH | FWP15AZ18AJ2N | TCFZ2417STANM | FR802V0754A17DZ | 17100 | 17100 | 15.2 | 11.7 | 8.1 | 2.2 | 71 | 54 | 213841806
FRIEDRICH | FWP15AZ18AJ2N | TCFZ2417STANM | FR802V0503A14UH | 17100 | 17100 | 16 | 11.7 | 8.1 | 2.2 | 71 | 54 | 213841804
FRIEDRICH | FRP15AZ18AJ2N | TCFZ2417STANM | FR801V0503A14UH | 17100 | 17100 | 16 | 11.7 | 8.1 | 2.2 | 71 | 54 | 213841802
FRIEDRICH | FRP15AZ18AJ2N | TCFZ2417STANM | FR802V0503A14DZ | 17100 | 17100 | 16 | 11.7 | 8.1 | 2.2 | 71 | 54 | 213841803
FRIEDRICH | FWP15AZ18AJ2N | TCFZ2417STANM | FR801V0704A17UHU | 17100 | 17100 | 15.2 | 11.7 | 8.1 | 2.2 | 71 | 54 | 213841799
FRIEDRICH | FWP15AZ18AJ2N | TCFZ2417STANM | FR801V0754A17DZ | 17100 | 17100 | 15.2 | 11.7 | 8.1 | 2.2 | 71 | 54 | 213841801
FRIEDRICH | FWP15AZ18AJ2N | TCFZ2417STANM | FR801V0503A14UH | 17100 | 17100 | 16 | 11.7 | 8.1 | 2.2 | 71 | 54 | 213841800
FRIEDRICH | FRP15AZ18AJ2N | TCFZ2417STANM | FR962V0703A17M4 | 17100 | 17100 | 15.2 | 11.7 | 8.1 | 2.2 | 71 | 54 | 213841792
FRIEDRICH | FRP15AZ18AJ2N | TCFZ2417STANM | FR801V0503A14DZ | 17100 | 17100 | 16 | 11.7 | 8.1 | 2.2 | 71 | 54 | 213841798
FRIEDRICH | FWP15AZ18AJ2N | TCFZ2417STANM | FR802V0503A14DZ | 17100 | 17100 | 16 | 11.7 | 8.1 | 2.2 | 71 | 54 | 213841797
FRIEDRICH | FRP15AZ18AJ2N | TCFZ2417STANM | FR801V0754A17DZ | 17100 | 17100 | 15.2 | 11.7 | 8.1 | 2.2 | 71 | 54 | 213841796
FRIEDRICH | FRP15AZ18AJ2N | TCFZ2417STANM | FR801V0704A17UHU | 17100 | 17100 | 15.2 | 11.7 | 8.1 | 2.2 | 71 | 54 | 213841795
FRIEDRICH | FWP15AZ18AJ2N | TCFZ2417STANM | FR962V0403A17M4 | 17100 | 17100 | 16 | 11.7 | 8.1 | 2.2 | 71 | 54 | 213841791
FRIEDRICH | FWP15AZ18AJ2N | TCFZ2417STANM | FR962V0603A17M4 | 17100 | 17100 | 15.2 | 11.7 | 8.1 | 2.2 | 71 | 55 | 213841787
FRIEDRICH | FWP15AZ18AJ2N | TCFZ2417STANM | FR962V0703A17M4 | 17100 | 17100 | 15.2 | 11.7 | 8.1 | 2.2 | 71 | 54 | 213841789
FRIEDRICH | FRP15AZ18AJ2N | TCFZ2417STANM | FR962V0403A17M4 | 17100 | 17100 | 16 | 11.7 | 8.1 | 2.2 | 71 | 54 | 213841788
FRIEDRICH | FRP15AZ18AJ2N | TCFZ2417STANM | FR962V0603A17M4 | 17100 | 17100 | 15.2 | 11.7 | 8.1 | 2.2 | 71 | 55 | 213841790
FRIEDRICH | FRP15AZ18AJ2N | TCFZ2417STANM | FR951V0703A17M4 | 17100 | 17100 | 15.2 | 11.7 | 8.1 | 2.2 | 71 | 54 | 213841780
FRIEDRICH | FWP15AZ18AJ2N | TCFZ2417STANM | FR951V0603A17UHU | 17100 | 17100 | 15.2 | 11.7 | 8.1 | 2.1 | 72 | 56 | 213841785
FRIEDRICH | FWP15AZ18AJ2N | TCFZ2417STANM | FR921V0703A17M4 | 17100 | 17100 | 15.2 | 11.7 | 8.1 | 2.2 | 71 | 54 | 213841783
FRIEDRICH | FRP15AZ18AJ2N | TCFZ2417STANM | FR921V0703A17M4 | 17100 | 17100 | 15.2 | 11.7 | 8.1 | 2.2 | 71 | 54 | 213841776
FRIEDRICH | FRP15AZ18AJ2N | TCFZ2417STANM | FR951V0403A17UHU | 17100 | 17100 | 15.2 | 11.7 | 8.1 | 2.1 | 72 | 56 | 213841781
FRIEDRICH | FRP15AZ18AJ2N | TCFZ2417STANM | FR951V0603A17UHU | 17100 | 17100 | 15.2 | 11.7 | 8.1 | 2.1 | 72 | 56 | 213841778
FRIEDRICH | FRP15AZ18AJ2N | TCFZ2417STANM | FR921V0403A17M4 | 17100 | 17100 | 16 | 11.7 | 8.1 | 2.2 | 71 | 54 | 213841777
FRIEDRICH | FRP15AZ18AJ2N | TCFZ2417STANM | FR921V0603A17M4 | 17100 | 17100 | 15.2 | 11.7 | 8.1 | 2.2 | 71 | 55 | 213841775
FRIEDRICH | FWP15AZ18AJ2N | TCFZ2417STANM | FR951V0403A17UHU | 17100 | 17100 | 15.2 | 11.7 | 8.1 | 2.1 | 72 | 56 | 213841774
FRIEDRICH | FWP15AZ18AJ2N | TCFZ2417STANM | FR921V0403A17M4 | 17100 | 17100 | 16 | 11.7 | 8.1 | 2.2 | 71 | 54 | 213841773
FRIEDRICH | FRP15AZ18AJ2N | TCFZ2417STANM | FR951V0403A17M4 | 17100 | 17100 | 16 | 11.7 | 8.1 | 2.2 | 71 | 54 | 213841771
FRIEDRICH | FWP15AZ18AJ2N | TCFZ2417STANM | FR951V0603A17M4 | 17100 | 17100 | 15.2 | 11.7 | 8.1 | 2.2 | 71 | 55 | 213841769
FRIEDRICH | FWP15AZ18AJ2N | TCFZ2417STANM | FR921V0603A17M4 | 17100 | 17100 | 15.2 | 11.7 | 8.1 | 2.2 | 71 | 55 | 213841770
FRIEDRICH | FRP15AZ18AJ2N | TCFZ2417STANM | FR951V0603A17M4 | 17100 | 17100 | 15.2 | 11.7 | 8.1 | 2.2 | 71 | 55 | 213841767
FRIEDRICH | FWP15AZ18AJ2N | TCFZ2417STANM | FR951V0403A17M4 | 17100 | 17100 | 16 | 11.7 | 8.1 | 2.2 | 71 | 54 | 213841765
FRIEDRICH | FWP15AZ18AJ2N | TCFZ2417STANM | FR951V0703A17M4 | 17100 | 17100 | 15.2 | 11.7 | 8.1 | 2.2 | 71 | 54 | 213841763
WEATHERKING | WP15AZ30AJ2N | RCFZ3621STANM | W802W0503A14UH | 28400 | 28400 | 15.2 | 11.7 | 8.1 | 2.1 | 70 | 56 | 214326904
WEATHERKING | WP15AZ30AJ2N | RCFZ3621STANM | W802W0754A17UH | 28400 | 28400 | 15.2 | 11.7 | 8.1 | 2.1 | 70 | 56 | 214326903
WEATHERKING | WP15AZ30AJ2N | RCFZ3621STANM | W802VA050317M | 28400 | 28400 | 15.2 | 11.7 | 8.1 | 2.1 | 70 | 56 | 214326902
WEATHERKING | WP15AZ30AJ2N | RCFZ3621STANM | W802W1004A17UH | 28400 | 28400 | 15.2 | 11.7 | 8.1 | 2.1 | 70 | 56 | 214326901
WEATHERKING | WP15AZ30AJ2N | RCFZ3621STANM | W802W0754A17DZ | 28400 | 28400 | 15.2 | 11.7 | 8.1 | 2.1 | 71 | 56 | 214326900
WEATHERKING | WP15AZ30AJ2N | RCFZ3621STANM | W802VA075317M | 28400 | 28400 | 15.2 | 11.7 | 8.1 | 2.1 | 69 | 55 | 214326899
WEATHERKING | WP15AZ30AJ2N | RCFZ3621STANM | W801W0754A17DZ | 28400 | 28400 | 15.2 | 11.7 | 8.1 | 2.1 | 71 | 56 | 214326898
WEATHERKING | WP15AZ30AJ2N | RCFZ3621STANM | W801W0754A17UH | 28400 | 28400 | 15.2 | 11.7 | 8.1 | 2.1 | 70 | 56 | 214326897
WEATHERKING | WP15AZ30AJ2N | RCFZ3621STANM | W801W0504A17UH | 28400 | 28400 | 15.2 | 11.7 | 8.1 | 2.1 | 71 | 57 | 214326896
WEATHERKING | WP15AZ30AJ2N | RCFZ3621STANM | W801W0503A14DZ | 28400 | 28400 | 15.2 | 11.7 | 8.1 | 2.1 | 71 | 57 | 214326895
FRIEDRICH | FRP15AZ24AJ2N | TCFZ2417STANM | FR801V0503A14DZ | 22800 | 22800 | 16 | 11.7 | 8.1 | 2.4 | 71 | 57 | 213841878
FRIEDRICH | FRP15AZ24AJ2N | TCFZ2417STANM | FR802V0754A17UH | 22800 | 22800 | 16 | 11.7 | 8.1 | 2.4 | 71 | 57 | 213841874
FRIEDRICH | FWP15AZ24AJ2N | TCFZ2417STANM | FR801V0754A17UH | 22800 | 22800 | 16 | 11.7 | 8.1 | 2.4 | 71 | 57 | 213841877
FRIEDRICH | FWP15AZ24AJ2N | TCFZ2417STANM | FR802V0754A17DZ | 22800 | 22800 | 16 | 11.7 | 8.1 | 2.3 | 71 | 57 | 213841876
FRIEDRICH | FWP15AZ24AJ2N | TCFZ2417STANM | FR802V0503A14UH | 22800 | 22800 | 16 | 11.7 | 8.1 | 2.3 | 71 | 57 | 213841875
FRIEDRICH | FRP15AZ24AJ2N | TCFZ2417STANM | FR801V0504A17UHN | 22800 | 22800 | 16 | 11.7 | 8.1 | 2.3 | 71 | 57 | 213841873
FRIEDRICH | FWP15AZ24AJ2N | TCFZ2417STANM | FR802V1004A17UH | 22800 | 22800 | 16 | 11.7 | 8.1 | 2.3 | 71 | 57 | 213841869
FRIEDRICH | FWP15AZ24AJ2N | TCFZ2417STANM | FR921V0703A17M4 | 22800 | 22800 | 16 | 11.7 | 8.1 | 2.3 | 71 | 58 | 213841839
FRIEDRICH | FWP15AZ24AJ2N | TCFZ2417STANM | FR802V0503A14DZ | 22800 | 22800 | 16 | 11.7 | 8.1 | 2.4 | 71 | 57 | 213841872
FRIEDRICH | FRP15AZ24AJ2N | TCFZ2417STANM | FR801V0504A17UHU | 22800 | 22800 | 16 | 11.7 | 8.1 | 2.3 | 72 | 58 | 213841871
FRIEDRICH | FRP15AZ24AJ2N | TCFZ2417STANM | FR801V0503A14UH | 22800 | 22800 | 16 | 11.7 | 8.1 | 2.3 | 71 | 57 | 213841870
FRIEDRICH | FRP15AZ24AJ2N | TCFZ2417STANM | FR802V0503A14UH | 22800 | 22800 | 16 | 11.7 | 8.1 | 2.3 | 71 | 57 | 213841868
FRIEDRICH | FRP15AZ24AJ2N | TCFZ2417STANM | FR801V1004A17UH | 22800 | 22800 | 16 | 11.7 | 8.1 | 2.4 | 71 | 57 | 213841865
FRIEDRICH | FRP15AZ24AJ2N | TCFZ2417STANM | FR802V0754A17DZ | 22800 | 22800 | 16 | 11.7 | 8.1 | 2.3 | 71 | 57 | 213841866
FRIEDRICH | FRP15AZ24AJ2N | TCFZ2417STANM | FR801V0754A17DZ | 22800 | 22800 | 16 | 11.7 | 8.1 | 2.3 | 71 | 57 | 213841867
FRIEDRICH | FWP15AZ24AJ2N | TCFZ2417STANM | FR801V0754A17DZ | 22800 | 22800 | 16 | 11.7 | 8.1 | 2.3 | 71 | 57 | 213841861
FRIEDRICH | RD17AZ36AJ3N | FRH3VZ4821STACN |  | 34200 | 34200 | 18 | 11.7 | 8.1 | 2 | 91 | 86 | 214233329
RUSSELL | RD17AZ36AJ3N | SH3VZ4821STACN |  | 34200 | 34200 | 18 | 11.7 | 8.1 | 2 | 91 | 86 | 214233328
SURE | RD17AZ36AJ3N | SH3VZ4821STACN |  | 34200 | 34200 | 18 | 11.7 | 8.1 | 2 | 91 | 86 | 214233327
RUUD | RD17AZ36AJ3N | RH3VZ4821STACN |  | 34200 | 34200 | 18 | 11.7 | 8.1 | 2 | 91 | 86 | 214233326
RHEEM | RD17AZ36AJ3N | RH3VZ4821STACN |  | 34200 | 34200 | 18 | 11.7 | 8.1 | 2 | 91 | 86 | 214233325
RUUD | RD17AZ48AJ3N | RH3VZ6024STACN |  | 45500 | 45500 | 17 | 11.7 | 8.1 | 2.1 | 95 | 88 | 214097946
RHEEM | RD17AZ48AJ3N | RH3VZ6024STACN |  | 45500 | 45500 | 17 | 11.7 | 8.1 | 2.1 | 95 | 88 | 214097945
FRIEDRICH | RD17AZ48AJ3N | FRH3VZ6024STACN |  | 45500 | 45500 | 17 | 11.7 | 8.1 | 2.1 | 95 | 88 | 214097944
FRIEDRICH | FWP15AZ42AJ2N | RCFZ4821STANM | FR802V1005A21DZ | 40000 | 40000 | 15.2 | 11.7 | 8.1 | 2.4 | 72 | 58 | 214328138
FRIEDRICH | FWP15AZ42AJ2N | RCFZ4821STANM | FR801V1005A21DZ | 40000 | 40000 | 15.2 | 11.7 | 8.1 | 2.4 | 72 | 58 | 214328134
FRIEDRICH | FRP15AZ42AJ2N | RCFZ4821STANM | FR801V1005A21DZ | 40000 | 40000 | 15.2 | 11.7 | 8.1 | 2.4 | 72 | 58 | 214327500
FRIEDRICH | FRP15AZ42AJ2N | RCFZ4821STANM | FR802V1005A21DZ | 40000 | 40000 | 15.2 | 11.7 | 8.1 | 2.4 | 72 | 58 | 214327494
FRIEDRICH | FWP15AZ24AJ2N | TCFZ2417STANM | FR801V0503A14UH | 22800 | 22800 | 16 | 11.7 | 8.1 | 2.3 | 71 | 57 | 213841864
FRIEDRICH | FRP15AZ24AJ2N | TCFZ2417STANM | FR801V0754A17UH | 22800 | 22800 | 16 | 11.7 | 8.1 | 2.4 | 71 | 57 | 213841862
FRIEDRICH | FRP15AZ24AJ2N | TCFZ2417STANM | FR801V0504A17UHS | 22800 | 22800 | 16 | 11.7 | 8.1 | 2.3 | 71 | 57 | 213841863
FRIEDRICH | FWP15AZ24AJ2N | TCFZ2417STANM | FR802V0504A17UH | 22800 | 22800 | 16 | 11.7 | 8.1 | 2.3 | 71 | 57 | 213841858
FRIEDRICH | FWP15AZ24AJ2N | TCFZ2417STANM | FR801V0704A17UHU | 22800 | 22800 | 16 | 11.7 | 8.1 | 2.3 | 71 | 57 | 213841854
FRIEDRICH | FWP15AZ24AJ2N | TCFZ2417STANM | FR802V0754A17UH | 22800 | 22800 | 16 | 11.7 | 8.1 | 2.4 | 71 | 57 | 213841856
FRIEDRICH | FWP15AZ24AJ2N | TCFZ2417STANM | FR801V0503A14DZ | 22800 | 22800 | 16 | 11.7 | 8.1 | 2.4 | 71 | 57 | 213841859
FRIEDRICH | FRP15AZ24AJ2N | TCFZ2417STANM | FR802V0504A17UH | 22800 | 22800 | 16 | 11.7 | 8.1 | 2.3 | 71 | 57 | 213841860
FRIEDRICH | FWP15AZ24AJ2N | TCFZ2417STANM | FR801V0504A17UHN | 22800 | 22800 | 16 | 11.7 | 8.1 | 2.3 | 71 | 57 | 213841857
FRIEDRICH | FWP15AZ24AJ2N | TCFZ2417STANM | FR801V1004A17UH | 22800 | 22800 | 16 | 11.7 | 8.1 | 2.4 | 71 | 57 | 213841853
FRIEDRICH | FRP15AZ24AJ2N | TCFZ2417STANM | FR802V1004A17UH | 22800 | 22800 | 16 | 11.7 | 8.1 | 2.3 | 71 | 57 | 213841855
FRIEDRICH | FWP15AZ24AJ2N | TCFZ2417STANM | FR801V0504A17UHU | 22800 | 22800 | 16 | 11.7 | 8.1 | 2.3 | 72 | 58 | 213841850
FRIEDRICH | FRP15AZ24AJ2N | TCFZ2417STANM | FR802V0503A14DZ | 22800 | 22800 | 16 | 11.7 | 8.1 | 2.4 | 71 | 57 | 213841852
FRIEDRICH | FWP15AZ24AJ2N | TCFZ2417STANM | FR801V0504A17UHS | 22800 | 22800 | 16 | 11.7 | 8.1 | 2.3 | 71 | 57 | 213841851
FRIEDRICH | FRP15AZ24AJ2N | TCFZ2417STANM | FR801V0704A17UHU | 22800 | 22800 | 16 | 11.7 | 8.1 | 2.3 | 71 | 57 | 213841849
FRIEDRICH | FRP15AZ24AJ2N | TCFZ2417STANM | FR921V0703A17M4 | 22800 | 22800 | 16 | 11.7 | 8.1 | 2.3 | 71 | 58 | 213841845
FRIEDRICH | FWP15AZ24AJ2N | TCFZ2417STANM | FR951V0403A17M4 | 22800 | 22800 | 16 | 11.7 | 8.1 | 2.3 | 71 | 57 | 213841847
FRIEDRICH | FWP15AZ24AJ2N | TCFZ2417STANM | FR951V0603A17UHU | 22800 | 22800 | 16 | 11.7 | 8.1 | 2.3 | 72 | 58 | 213841844
FRIEDRICH | FRP15AZ24AJ2N | TCFZ2417STANM | FR951V0703A17M4 | 22800 | 22800 | 16 | 11.7 | 8.1 | 2.3 | 71 | 58 | 213841843
FRIEDRICH | FRP15AZ24AJ2N | TCFZ2417STANM | FR951V0603A17UHU | 22800 | 22800 | 16 | 11.7 | 8.1 | 2.3 | 72 | 58 | 213841841
FRIEDRICH | FRP15AZ24AJ2N | TCFZ2417STANM | FR951V0403A17M4 | 22800 | 22800 | 16 | 11.7 | 8.1 | 2.3 | 71 | 57 | 213841842
FRIEDRICH | FWP15AZ24AJ2N | TCFZ2417STANM | FR951V0603A17M4 | 22800 | 22800 | 16 | 11.7 | 8.1 | 2.3 | 72 | 58 | 213841840
FRIEDRICH | FWP15AZ24AJ2N | TCFZ2417STANM | FR921V0603A17M4 | 22800 | 22800 | 16 | 11.7 | 8.1 | 2.3 | 72 | 58 | 213841835
FRIEDRICH | FRP15AZ24AJ2N | TCFZ2417STANM | FR921V0403A17M4 | 22800 | 22800 | 16 | 11.7 | 8.1 | 2.3 | 71 | 57 | 213841832
FRIEDRICH | FRP15AZ24AJ2N | TCFZ2417STANM | FR951V0403A17UHU | 22800 | 22800 | 16 | 11.7 | 8.1 | 2.3 | 72 | 58 | 213841834
FRIEDRICH | FWP15AZ24AJ2N | TCFZ2417STANM | FR951V0703A17M4 | 22800 | 22800 | 16 | 11.7 | 8.1 | 2.3 | 71 | 58 | 213841833
FRIEDRICH | FRP15AZ24AJ2N | TCFZ2417STANM | FR951V0603A17M4 | 22800 | 22800 | 16 | 11.7 | 8.1 | 2.3 | 72 | 58 | 213841829
FRIEDRICH | FWP15AZ24AJ2N | TCFZ2417STANM | FR951V0403A17UHU | 22800 | 22800 | 16 | 11.7 | 8.1 | 2.3 | 72 | 58 | 213841831
FRIEDRICH | FWP15AZ24AJ2N | TCFZ2417STANM | FR921V0403A17M4 | 22800 | 22800 | 16 | 11.7 | 8.1 | 2.3 | 71 | 57 | 213841828
FRIEDRICH | FRP15AZ24AJ2N | TCFZ2417STANM | FR921V0603A17M4 | 22800 | 22800 | 16 | 11.7 | 8.1 | 2.3 | 72 | 58 | 213841827
FRIEDRICH | FWP15AZ24AJ2N | TCFZ2417STANM | FR962V0403A17M4 | 22800 | 22800 | 16 | 11.7 | 8.1 | 2.3 | 71 | 57 | 213841823
FRIEDRICH | FRP15AZ24AJ2N | TCFZ2417STANM | FR98MV0603A17UP | 22800 | 22800 | 16 | 11.7 | 8.1 | 2.3 | 70 | 56 | 213841824
FRIEDRICH | FWP15AZ18AJ2N | TCFZ2417STANM | FR801V0504A17UHU | 17100 | 17100 | 15.2 | 11.7 | 8.1 | 2.2 | 71 | 55 | 213841810
FRIEDRICH | FWP15AZ24AJ2N | TCFZ2417STANM | FR98MV0603A17UP | 22800 | 22800 | 16 | 11.7 | 8.1 | 2.3 | 70 | 56 | 213841822
FRIEDRICH | FRP15AZ24AJ2N | TCFZ2417STANM | FR962V0403A17M4 | 22800 | 22800 | 16 | 11.7 | 8.1 | 2.3 | 71 | 57 | 213841821
FRIEDRICH | FWP15AZ24AJ2N | TCFZ2417STANM | FR962V0703A17M4 | 22800 | 22800 | 16 | 11.7 | 8.1 | 2.3 | 71 | 58 | 213841815
FRIEDRICH | FRP15AZ24AJ2N | TCFZ2417STANM | FR962V0703A17M4 | 22800 | 22800 | 16 | 11.7 | 8.1 | 2.3 | 71 | 58 | 213841819
FRIEDRICH | FRP15AZ24AJ2N | TCFZ2417STANM | FR98MV0703A17UP | 22800 | 22800 | 16 | 11.7 | 8.1 | 2.3 | 70 | 55 | 213841820
FRIEDRICH | FWP15AZ24AJ2N | TCFZ2417STANM | FR97MV0603A17DH | 22800 | 22800 | 16 | 11.7 | 8.1 | 2.3 | 70 | 55 | 213841817
FRIEDRICH | FWP15AZ24AJ2N | TCFZ2417STANM | FR98MV0703A17UP | 22800 | 22800 | 16 | 11.7 | 8.1 | 2.3 | 70 | 55 | 213841818
FRIEDRICH | FWP15AZ24AJ2N | TCFZ2417STANM | FR97MV0703A17DH | 22800 | 22800 | 15.2 | 11.7 | 8.1 | 2.3 | 71 | 58 | 213841812
FRIEDRICH | FRP15AZ24AJ2N | TCFZ2417STANM | FR97MV0603A17DH | 22800 | 22800 | 16 | 11.7 | 8.1 | 2.3 | 70 | 55 | 213841816
FRIEDRICH | FWP15AZ24AJ2N | TCFZ2417STANM | FR962V0603A17M4 | 22800 | 22800 | 16 | 11.7 | 8.1 | 2.3 | 72 | 58 | 213841813
FRIEDRICH | FWP15AZ60AJ2N | RCFZ6024STANM | FR97MV1005A21DH | 57000 | 57000 | 15.2 | 11.7 | 8.1 | 2.6 | 74 | 60 | 214328206
FRIEDRICH | FRP15AZ60AJ2N | RCFZ6024STANM | FR97MV1005A21DH | 57000 | 57000 | 15.2 | 11.7 | 8.1 | 2.6 | 74 | 60 | 214327575
FRIEDRICH | FRP15AZ24AJ2N | RCFZ2417STANM | FR802V0754A17UH | 22800 | 22800 | 16 | 11.7 | 8.1 | 2.4 | 71 | 57 | 214327648
FRIEDRICH | FRP15AZ24AJ2N | RCFZ2417STANM | FR801V0504A17UHN | 22800 | 22800 | 16 | 11.7 | 8.1 | 2.3 | 71 | 57 | 214327647
FRIEDRICH | FRP15AZ24AJ2N | RCFZ2417STANM | FR801V0504A17UHU | 22800 | 22800 | 16 | 11.7 | 8.1 | 2.3 | 72 | 58 | 214327646
FRIEDRICH | FRP15AZ24AJ2N | RCFZ2417STANM | FR801V0503A14UH | 22800 | 22800 | 16 | 11.7 | 8.1 | 2.3 | 71 | 57 | 214327645
FRIEDRICH | FRP15AZ24AJ2N | RCFZ2417STANM | FR802V0503A14UH | 22800 | 22800 | 16 | 11.7 | 8.1 | 2.3 | 71 | 57 | 214327644
SURE | RD17AZ36AJ3N | TCFZ3621MTANM | S802V0755A21UHN | 34200 | 34200 | 18 | 11.7 | 8.1 | 2 | 91 | 86 | 214066551
RUSSELL | RD17AZ36AJ3N | TCFZ3621MTANM | S801V1005A21UHU | 34200 | 34200 | 18 | 11.7 | 8.1 | 2 | 91 | 86 | 214066549
RHEEM | RD17AZ36AJ3N | RCFZ3621MTANM | R801V0755A21UHN | 34200 | 34200 | 18 | 11.7 | 8.1 | 2 | 91 | 86 | 214066542
RUUD | RD17AZ36AJ3N | RCFZ3621MTANM | R801V0755A21UHN | 34200 | 34200 | 18 | 11.7 | 8.1 | 2 | 91 | 86 | 214066524
FRIEDRICH | FRP15AZ24AJ2N | RCFZ2417STANM | FR801V0754A17DZ | 22800 | 22800 | 16 | 11.7 | 8.1 | 2.3 | 71 | 57 | 214327643
FRIEDRICH | FRP15AZ24AJ2N | RCFZ2417STANM | FR802V0754A17DZ | 22800 | 22800 | 16 | 11.7 | 8.1 | 2.3 | 71 | 57 | 214327642
FRIEDRICH | FRP15AZ24AJ2N | RCFZ2417STANM | FR801V1004A17UH | 22800 | 22800 | 16 | 11.7 | 8.1 | 2.4 | 71 | 57 | 214327641
FRIEDRICH | FRP15AZ24AJ2N | RCFZ2417STANM | FR801V0504A17UHS | 22800 | 22800 | 16 | 11.7 | 8.1 | 2.3 | 71 | 57 | 214327640
FRIEDRICH | FRP15AZ24AJ2N | RCFZ2417STANM | FR801V0754A17UH | 22800 | 22800 | 16 | 11.7 | 8.1 | 2.4 | 71 | 57 | 214327639
FRIEDRICH | FRP15AZ24AJ2N | RCFZ2417STANM | FR802V0504A17UH | 22800 | 22800 | 16 | 11.7 | 8.1 | 2.3 | 71 | 57 | 214327638
FRIEDRICH | FRP15AZ24AJ2N | RCFZ2417STANM | FR802V1004A17UH | 22800 | 22800 | 16 | 11.7 | 8.1 | 2.3 | 71 | 57 | 214327637
FRIEDRICH | FRP15AZ24AJ2N | RCFZ2417STANM | FR802V0503A14DZ | 22800 | 22800 | 16 | 11.7 | 8.1 | 2.4 | 71 | 57 | 214327636
FRIEDRICH | FRP15AZ24AJ2N | RCFZ2417STANM | FR801V0704A17UHU | 22800 | 22800 | 16 | 11.7 | 8.1 | 2.3 | 71 | 57 | 214327635
FRIEDRICH | FRP15AZ24AJ2N | RCFZ2417STANM | FR921V0703A17M4 | 22800 | 22800 | 16 | 11.7 | 8.1 | 2.3 | 71 | 58 | 214327633
FRIEDRICH | FRP15AZ24AJ2N | RCFZ2417STANM | FR951V0703A17M4 | 22800 | 22800 | 16 | 11.7 | 8.1 | 2.3 | 71 | 58 | 214327632
FRIEDRICH | FRP15AZ24AJ2N | RCFZ2417STANM | FR951V0403A17M4 | 22800 | 22800 | 16 | 11.7 | 8.1 | 2.3 | 71 | 57 | 214327631
FRIEDRICH | FRP15AZ24AJ2N | RCFZ2417STANM | FR951V0603A17UHU | 22800 | 22800 | 16 | 11.7 | 8.1 | 2.3 | 72 | 58 | 214327630
FRIEDRICH | FRP15AZ24AJ2N | RCFZ2417STANM | FR951V0403A17UHU | 22800 | 22800 | 16 | 11.7 | 8.1 | 2.3 | 72 | 58 | 214327628
FRIEDRICH | FRP15AZ24AJ2N | RCFZ2417STANM | FR921V0403A17M4 | 22800 | 22800 | 16 | 11.7 | 8.1 | 2.3 | 71 | 57 | 214327627
FRIEDRICH | FRP15AZ24AJ2N | RCFZ2417STANM | FR951V0603A17M4 | 22800 | 22800 | 16 | 11.7 | 8.1 | 2.3 | 72 | 58 | 214327626
FRIEDRICH | FRP15AZ24AJ2N | RCFZ2417STANM | FR921V0603A17M4 | 22800 | 22800 | 16 | 11.7 | 8.1 | 2.3 | 72 | 58 | 214327625
FRIEDRICH | FRP15AZ24AJ2N | RCFZ2417STANM | FR98MV0603A17UP | 22800 | 22800 | 16 | 11.7 | 8.1 | 2.3 | 70 | 56 | 214327622
FRIEDRICH | FRP15AZ24AJ2N | RCFZ2417STANM | FR962V0403A17M4 | 22800 | 22800 | 16 | 11.7 | 8.1 | 2.3 | 71 | 57 | 214327621
FRIEDRICH | FRP15AZ24AJ2N | RCFZ2417STANM | FR98MV0703A17UP | 22800 | 22800 | 16 | 11.7 | 8.1 | 2.3 | 70 | 55 | 214327620
FRIEDRICH | FRP15AZ24AJ2N | RCFZ2417STANM | FR962V0703A17M4 | 22800 | 22800 | 16 | 11.7 | 8.1 | 2.3 | 71 | 58 | 214327619
FRIEDRICH | FRP15AZ24AJ2N | RCFZ2417STANM | FR97MV0603A17DH | 22800 | 22800 | 16 | 11.7 | 8.1 | 2.3 | 70 | 55 | 214327618
FRIEDRICH | FRP15AZ24AJ2N | RCFZ2417STANM | FR97MV0703A17DH | 22800 | 22800 | 15.2 | 11.7 | 8.1 | 2.3 | 71 | 58 | 214327617
FRIEDRICH | FRP15AZ24AJ2N | RCFZ2417STANM | FR962V0603A17M4 | 22800 | 22800 | 16 | 11.7 | 8.1 | 2.3 | 72 | 58 | 214327616
FRIEDRICH | FRP15AZ18AJ2N | RCFZ2417STANM | FR802V0754A17DZ | 17100 | 17100 | 15.2 | 11.7 | 8.1 | 2.2 | 71 | 54 | 214327615
FRIEDRICH | FRP15AZ18AJ2N | RCFZ2417STANM | FR801V0504A17UHU | 17100 | 17100 | 15.2 | 11.7 | 8.1 | 2.2 | 71 | 55 | 214327614
FRIEDRICH | FRP15AZ18AJ2N | RCFZ2417STANM | FR802V0503A14UH | 17100 | 17100 | 16 | 11.7 | 8.1 | 2.2 | 71 | 54 | 214327613
FRIEDRICH | FRP15AZ18AJ2N | RCFZ2417STANM | FR802V0503A14DZ | 17100 | 17100 | 16 | 11.7 | 8.1 | 2.2 | 71 | 54 | 214327612
FRIEDRICH | FRP15AZ18AJ2N | RCFZ2417STANM | FR801V0503A14UH | 17100 | 17100 | 16 | 11.7 | 8.1 | 2.2 | 71 | 54 | 214327611
FRIEDRICH | FRP15AZ18AJ2N | RCFZ2417STANM | FR801V0503A14DZ | 17100 | 17100 | 16 | 11.7 | 8.1 | 2.2 | 71 | 54 | 214327610
FRIEDRICH | FRP15AZ18AJ2N | RCFZ2417STANM | FR801V0754A17DZ | 17100 | 17100 | 15.2 | 11.7 | 8.1 | 2.2 | 71 | 54 | 214327609
FRIEDRICH | FRP15AZ18AJ2N | RCFZ2417STANM | FR801V0704A17UHU | 17100 | 17100 | 15.2 | 11.7 | 8.1 | 2.2 | 71 | 54 | 214327608
FRIEDRICH | FRP15AZ18AJ2N | RCFZ2417STANM | FR962V0703A17M4 | 17100 | 17100 | 15.2 | 11.7 | 8.1 | 2.2 | 71 | 54 | 214327607
FRIEDRICH | FRP15AZ18AJ2N | RCFZ2417STANM | FR962V0603A17M4 | 17100 | 17100 | 15.2 | 11.7 | 8.1 | 2.2 | 71 | 55 | 214327606
FRIEDRICH | FRP15AZ18AJ2N | RCFZ2417STANM | FR962V0403A17M4 | 17100 | 17100 | 16 | 11.7 | 8.1 | 2.2 | 71 | 54 | 214327605
FRIEDRICH | FRP15AZ18AJ2N | RCFZ2417STANM | FR951V0403A17UHU | 17100 | 17100 | 15.2 | 11.7 | 8.1 | 2.1 | 72 | 56 | 214327604
FRIEDRICH | FRP15AZ18AJ2N | RCFZ2417STANM | FR951V0703A17M4 | 17100 | 17100 | 15.2 | 11.7 | 8.1 | 2.2 | 71 | 54 | 214327603
FRIEDRICH | FRP15AZ18AJ2N | RCFZ2417STANM | FR951V0603A17UHU | 17100 | 17100 | 15.2 | 11.7 | 8.1 | 2.1 | 72 | 56 | 214327601
FRIEDRICH | FRP15AZ18AJ2N | RCFZ2417STANM | FR921V0403A17M4 | 17100 | 17100 | 16 | 11.7 | 8.1 | 2.2 | 71 | 54 | 214327600
FRIEDRICH | FRP15AZ18AJ2N | RCFZ2417STANM | FR921V0703A17M4 | 17100 | 17100 | 15.2 | 11.7 | 8.1 | 2.2 | 71 | 54 | 214327599
FRIEDRICH | FRP15AZ18AJ2N | RCFZ2417STANM | FR921V0603A17M4 | 17100 | 17100 | 15.2 | 11.7 | 8.1 | 2.2 | 71 | 55 | 214327598
FRIEDRICH | FRP15AZ18AJ2N | RCFZ2417STANM | FR951V0403A17M4 | 17100 | 17100 | 16 | 11.7 | 8.1 | 2.2 | 71 | 54 | 214327596
FRIEDRICH | FRP15AZ18AJ2N | RCFZ2417STANM | FR951V0603A17M4 | 17100 | 17100 | 15.2 | 11.7 | 8.1 | 2.2 | 71 | 55 | 214327594
FRIEDRICH | FWP15AZ30AJ2N | TCFZ3617STANM | FR921V0703A17M4 | 28400 | 28400 | 15.2 | 11.7 | 8.1 | 2.1 | 70 | 56 | 213841291
FRIEDRICH | FWP15AZ30AJ2N | TCFZ3617STANM | FR951V0603A17M4 | 28400 | 28400 | 15.2 | 11.7 | 8.1 | 2.1 | 71 | 57 | 213841293
FRIEDRICH | FRP15AZ30AJ2N | TCFZ3617STANM | FR951V0703A17M4 | 28400 | 28400 | 15.2 | 11.7 | 8.1 | 2.1 | 70 | 56 | 213841292
FRIEDRICH | FRP15AZ30AJ2N | TCFZ3617STANM | FR962V0703A17M4 | 28400 | 28400 | 15.2 | 11.7 | 8.1 | 2.1 | 70 | 56 | 213841287
FRIEDRICH | FWP15AZ30AJ2N | TCFZ3617STANM | FR962V0403A17M4 | 28400 | 28400 | 15.2 | 11.7 | 8.1 | 2.1 | 70 | 56 | 213841285
FRIEDRICH | FWP15AZ30AJ2N | TCFZ3617STANM | FR962V0703A17M4 | 28400 | 28400 | 15.2 | 11.7 | 8.1 | 2.1 | 70 | 56 | 213841280
FRIEDRICH | FRP15AZ30AJ2N | TCFZ3617STANM | FR98MV0703A17UP | 28400 | 28400 | 15.2 | 11.7 | 8.1 | 2.1 | 70 | 56 | 213841276
FRIEDRICH | FRP15AZ30AJ2N | TCFZ3617STANM | FR962V0403A17M4 | 28400 | 28400 | 15.2 | 11.7 | 8.1 | 2.1 | 70 | 56 | 213841269
FRIEDRICH | FRP15AZ30AJ2N | TCFZ3617STANM | FR962V0603A17M4 | 28400 | 28400 | 15.2 | 11.7 | 8.1 | 2.1 | 71 | 57 | 213841263
FRIEDRICH | FWP15AZ30AJ2N | TCFZ3617STANM | FR962V0603A17M4 | 28400 | 28400 | 15.2 | 11.7 | 8.1 | 2.1 | 71 | 57 | 213841260
FRIEDRICH | FRP15AZ30AJ2N | TCFZ3617STANM | FR801V0704A17UHU | 28400 | 28400 | 15.2 | 11.7 | 8.1 | 2.1 | 70 | 56 | 213841335
FRIEDRICH | FRP15AZ30AJ2N | TCFZ3617STANM | FR98MV0603A17UP | 28400 | 28400 | 15.2 | 11.7 | 8.1 | 2.1 | 70 | 56 | 213841259
FRIEDRICH | FRP15AZ30AJ2N | TCFZ3617STANM | FR801V0754A17UH | 28400 | 28400 | 15.2 | 11.7 | 8.1 | 2.1 | 70 | 56 | 213841334
FRIEDRICH | FWP15AZ30AJ2N | TCFZ3617STANM | FR98MV0603A17UP | 28400 | 28400 | 15.2 | 11.7 | 8.1 | 2.1 | 70 | 56 | 213841257
FRIEDRICH | FWP15AZ30AJ2N | TCFZ3617STANM | FR801V1004A17UH | 28400 | 28400 | 15.2 | 11.7 | 8.1 | 2.1 | 70 | 56 | 213841333
FRIEDRICH | FWP15AZ30AJ2N | TCFZ3617STANM | FR98MV0703A17UP | 28400 | 28400 | 15.2 | 11.7 | 8.1 | 2.1 | 70 | 56 | 213841255
FRIEDRICH | FRP15AZ30AJ2N | TCFZ3617STANM | FR802V1004A17UH | 28400 | 28400 | 15.2 | 11.7 | 8.1 | 2.1 | 70 | 56 | 213841332
FRIEDRICH | FWP15AZ24AJ2N | RCFZ2417STANM | FR801V0704A17UHU | 22800 | 22800 | 16 | 11.7 | 8.1 | 2.3 | 71 | 57 | 214328263
FRIEDRICH | FWP15AZ24AJ2N | RCFZ2417STANM | FR801V1004A17UH | 22800 | 22800 | 16 | 11.7 | 8.1 | 2.4 | 71 | 57 | 214328262
FRIEDRICH | FWP15AZ24AJ2N | RCFZ2417STANM | FR801V0504A17UHS | 22800 | 22800 | 16 | 11.7 | 8.1 | 2.3 | 71 | 57 | 214328261
FRIEDRICH | FWP15AZ24AJ2N | RCFZ2417STANM | FR801V0504A17UHU | 22800 | 22800 | 16 | 11.7 | 8.1 | 2.3 | 72 | 58 | 214328260
FRIEDRICH | FWP15AZ24AJ2N | RCFZ2417STANM | FR951V0403A17M4 | 22800 | 22800 | 16 | 11.7 | 8.1 | 2.3 | 71 | 57 | 214328259
FRIEDRICH | FWP15AZ24AJ2N | RCFZ2417STANM | FR951V0603A17UHU | 22800 | 22800 | 16 | 11.7 | 8.1 | 2.3 | 72 | 58 | 214328257
FRIEDRICH | FWP15AZ24AJ2N | RCFZ2417STANM | FR951V0603A17M4 | 22800 | 22800 | 16 | 11.7 | 8.1 | 2.3 | 72 | 58 | 214328256
FRIEDRICH | FWP15AZ24AJ2N | RCFZ2417STANM | FR921V0703A17M4 | 22800 | 22800 | 16 | 11.7 | 8.1 | 2.3 | 71 | 58 | 214328255
FRIEDRICH | FWP15AZ24AJ2N | RCFZ2417STANM | FR921V0603A17M4 | 22800 | 22800 | 16 | 11.7 | 8.1 | 2.3 | 72 | 58 | 214328252
FRIEDRICH | FWP15AZ24AJ2N | RCFZ2417STANM | FR951V0703A17M4 | 22800 | 22800 | 16 | 11.7 | 8.1 | 2.3 | 71 | 58 | 214328251
FRIEDRICH | FWP15AZ24AJ2N | RCFZ2417STANM | FR951V0403A17UHU | 22800 | 22800 | 16 | 11.7 | 8.1 | 2.3 | 72 | 58 | 214328250
FRIEDRICH | FWP15AZ24AJ2N | RCFZ2417STANM | FR921V0403A17M4 | 22800 | 22800 | 16 | 11.7 | 8.1 | 2.3 | 71 | 57 | 214328248
FRIEDRICH | FWP15AZ24AJ2N | RCFZ2417STANM | FR962V0403A17M4 | 22800 | 22800 | 16 | 11.7 | 8.1 | 2.3 | 71 | 57 | 214328247
FRIEDRICH | FWP15AZ24AJ2N | RCFZ2417STANM | FR98MV0603A17UP | 22800 | 22800 | 16 | 11.7 | 8.1 | 2.3 | 70 | 56 | 214328246
FRIEDRICH | FWP15AZ24AJ2N | RCFZ2417STANM | FR98MV0703A17UP | 22800 | 22800 | 16 | 11.7 | 8.1 | 2.3 | 70 | 55 | 214328245
FRIEDRICH | FWP15AZ24AJ2N | RCFZ2417STANM | FR97MV0603A17DH | 22800 | 22800 | 16 | 11.7 | 8.1 | 2.3 | 70 | 55 | 214328244
FRIEDRICH | FWP15AZ24AJ2N | RCFZ2417STANM | FR962V0703A17M4 | 22800 | 22800 | 16 | 11.7 | 8.1 | 2.3 | 71 | 58 | 214328243
FRIEDRICH | FWP15AZ24AJ2N | RCFZ2417STANM | FR962V0603A17M4 | 22800 | 22800 | 16 | 11.7 | 8.1 | 2.3 | 72 | 58 | 214328242
FRIEDRICH | FWP15AZ24AJ2N | RCFZ2417STANM | FR97MV0703A17DH | 22800 | 22800 | 15.2 | 11.7 | 8.1 | 2.3 | 71 | 58 | 214328241
FRIEDRICH | FWP15AZ18AJ2N | RCFZ2417STANM | FR801V0504A17UHU | 17100 | 17100 | 15.2 | 11.7 | 8.1 | 2.2 | 71 | 55 | 214328240
FRIEDRICH | FWP15AZ18AJ2N | RCFZ2417STANM | FR801V0503A14DZ | 17100 | 17100 | 16 | 11.7 | 8.1 | 2.2 | 71 | 54 | 214328239
FRIEDRICH | FWP15AZ18AJ2N | RCFZ2417STANM | FR802V0754A17DZ | 17100 | 17100 | 15.2 | 11.7 | 8.1 | 2.2 | 71 | 54 | 214328238
FRIEDRICH | FWP15AZ18AJ2N | RCFZ2417STANM | FR802V0503A14UH | 17100 | 17100 | 16 | 11.7 | 8.1 | 2.2 | 71 | 54 | 214328237
FRIEDRICH | FWP15AZ18AJ2N | RCFZ2417STANM | FR801V0754A17DZ | 17100 | 17100 | 15.2 | 11.7 | 8.1 | 2.2 | 71 | 54 | 214328236
FRIEDRICH | FWP15AZ18AJ2N | RCFZ2417STANM | FR801V0503A14UH | 17100 | 17100 | 16 | 11.7 | 8.1 | 2.2 | 71 | 54 | 214328235
FRIEDRICH | FWP15AZ18AJ2N | RCFZ2417STANM | FR801V0704A17UHU | 17100 | 17100 | 15.2 | 11.7 | 8.1 | 2.2 | 71 | 54 | 214328234
FRIEDRICH | FWP15AZ18AJ2N | RCFZ2417STANM | FR802V0503A14DZ | 17100 | 17100 | 16 | 11.7 | 8.1 | 2.2 | 71 | 54 | 214328233
FRIEDRICH | FWP15AZ18AJ2N | RCFZ2417STANM | FR962V0403A17M4 | 17100 | 17100 | 16 | 11.7 | 8.1 | 2.2 | 71 | 54 | 214328232
FRIEDRICH | FWP15AZ18AJ2N | RCFZ2417STANM | FR962V0703A17M4 | 17100 | 17100 | 15.2 | 11.7 | 8.1 | 2.2 | 71 | 54 | 214328231
FRIEDRICH | FWP15AZ18AJ2N | RCFZ2417STANM | FR962V0603A17M4 | 17100 | 17100 | 15.2 | 11.7 | 8.1 | 2.2 | 71 | 55 | 214328230
FRIEDRICH | FWP15AZ18AJ2N | RCFZ2417STANM | FR951V0603A17UHU | 17100 | 17100 | 15.2 | 11.7 | 8.1 | 2.1 | 72 | 56 | 214328228
FRIEDRICH | FWP15AZ18AJ2N | RCFZ2417STANM | FR921V0703A17M4 | 17100 | 17100 | 15.2 | 11.7 | 8.1 | 2.2 | 71 | 54 | 214328226
FRIEDRICH | FWP15AZ18AJ2N | RCFZ2417STANM | FR951V0403A17UHU | 17100 | 17100 | 15.2 | 11.7 | 8.1 | 2.1 | 72 | 56 | 214328224
FRIEDRICH | FWP15AZ18AJ2N | RCFZ2417STANM | FR921V0403A17M4 | 17100 | 17100 | 16 | 11.7 | 8.1 | 2.2 | 71 | 54 | 214328223
FRIEDRICH | FWP15AZ18AJ2N | RCFZ2417STANM | FR921V0603A17M4 | 17100 | 17100 | 15.2 | 11.7 | 8.1 | 2.2 | 71 | 55 | 214328222
FRIEDRICH | FWP15AZ18AJ2N | RCFZ2417STANM | FR951V0603A17M4 | 17100 | 17100 | 15.2 | 11.7 | 8.1 | 2.2 | 71 | 55 | 214328221
FRIEDRICH | FWP15AZ18AJ2N | RCFZ2417STANM | FR951V0403A17M4 | 17100 | 17100 | 16 | 11.7 | 8.1 | 2.2 | 71 | 54 | 214328219
FRIEDRICH | FWP15AZ18AJ2N | RCFZ2417STANM | FR951V0703A17M4 | 17100 | 17100 | 15.2 | 11.7 | 8.1 | 2.2 | 71 | 54 | 214328218
FRIEDRICH | FRP15AZ24AJ2N | RCFZ2417STANM | FR801V0503A14DZ | 22800 | 22800 | 16 | 11.7 | 8.1 | 2.4 | 71 | 57 | 214327649
RUUD | RP15AZ36AJ2N | RH2VZ3621STANN |  | 34200 | 34200 | 15.2 | 11.7 | 8.1 | 2.3 | 71 | 56 | 214384694
RHEEM | RP15AZ36AJ2N | RH2VZ3621STANN |  | 34200 | 34200 | 15.2 | 11.7 | 8.1 | 2.3 | 71 | 56 | 214384693
RHEEM | WP15AZ36AJ2N | RH2VZ3621STANN |  | 34200 | 34200 | 15.2 | 11.7 | 8.1 | 2.3 | 71 | 56 | 214384692
RUUD | WP15AZ36AJ2N | RH2VZ3621STANN |  | 34200 | 34200 | 15.2 | 11.7 | 8.1 | 2.3 | 71 | 56 | 214384691
FRIEDRICH | FRP14AZ36AJ2N | FRH2VZ3621STANN |  | 34200 | 34200 | 15.2 | 11.7 | 8.1 | 2.2 | 74 | 59 | 214384687
RHEEM | WP14AZ36AJ2N | RH2VZ3621STANN |  | 34200 | 34200 | 15.2 | 11.7 | 8.1 | 2.2 | 74 | 59 | 214384686
RUUD | WP14AZ36AJ2N | RH2VZ3621STANN |  | 34200 | 34200 | 15.2 | 11.7 | 8.1 | 2.2 | 74 | 59 | 214384685
FRIEDRICH | FWP14AZ36AJ2N | FRH2VZ3621STANN |  | 34200 | 34200 | 15.2 | 11.7 | 8.1 | 2.2 | 74 | 59 | 214384684
RHEEM | RP14AZ36AJ2N | RH2VZ3621STANN |  | 34200 | 34200 | 15.2 | 11.7 | 8.1 | 2.2 | 74 | 59 | 214384683
RUUD | RP14AZ36AJ2N | RH2VZ3621STANN |  | 34200 | 34200 | 15.2 | 11.7 | 8.1 | 2.2 | 74 | 59 | 214384682
FRIEDRICH | FWP15AZ24AJ2N | RCFZ2417STANM | FR801V0754A17UH | 22800 | 22800 | 16 | 11.7 | 8.1 | 2.4 | 71 | 57 | 214328274
FRIEDRICH | FWP15AZ24AJ2N | RCFZ2417STANM | FR802V0754A17DZ | 22800 | 22800 | 16 | 11.7 | 8.1 | 2.3 | 71 | 57 | 214328273
FRIEDRICH | FWP15AZ24AJ2N | RCFZ2417STANM | FR802V0503A14UH | 22800 | 22800 | 16 | 11.7 | 8.1 | 2.3 | 71 | 57 | 214328272
FRIEDRICH | FWP15AZ24AJ2N | RCFZ2417STANM | FR802V0503A14DZ | 22800 | 22800 | 16 | 11.7 | 8.1 | 2.4 | 71 | 57 | 214328271
FRIEDRICH | FWP15AZ24AJ2N | RCFZ2417STANM | FR802V1004A17UH | 22800 | 22800 | 16 | 11.7 | 8.1 | 2.3 | 71 | 57 | 214328270
FRIEDRICH | FWP15AZ24AJ2N | RCFZ2417STANM | FR801V0503A14UH | 22800 | 22800 | 16 | 11.7 | 8.1 | 2.3 | 71 | 57 | 214328269
FRIEDRICH | FWP15AZ24AJ2N | RCFZ2417STANM | FR801V0754A17DZ | 22800 | 22800 | 16 | 11.7 | 8.1 | 2.3 | 71 | 57 | 214328268
FRIEDRICH | FWP15AZ24AJ2N | RCFZ2417STANM | FR801V0503A14DZ | 22800 | 22800 | 16 | 11.7 | 8.1 | 2.4 | 71 | 57 | 214328267
FRIEDRICH | FWP15AZ24AJ2N | RCFZ2417STANM | FR802V0504A17UH | 22800 | 22800 | 16 | 11.7 | 8.1 | 2.3 | 71 | 57 | 214328266
FRIEDRICH | FWP15AZ24AJ2N | RCFZ2417STANM | FR801V0504A17UHN | 22800 | 22800 | 16 | 11.7 | 8.1 | 2.3 | 71 | 57 | 214328265
FRIEDRICH | FWP15AZ24AJ2N | RCFZ2417STANM | FR802V0754A17UH | 22800 | 22800 | 16 | 11.7 | 8.1 | 2.4 | 71 | 57 | 214328264
FRIEDRICH | FWP15AZ30AJ2N | TCFZ3617STANM | FR802V0754A17UH | 28400 | 28400 | 15.2 | 11.7 | 8.1 | 2.1 | 70 | 56 | 213841358
FRIEDRICH | FRP15AZ30AJ2N | TCFZ3617STANM | FR801V0504A17UHS | 28400 | 28400 | 15.2 | 11.7 | 8.1 | 2.1 | 71 | 57 | 213841355
FRIEDRICH | FWP15AZ30AJ2N | TCFZ3617STANM | FR801V0754A17DZ | 28400 | 28400 | 15.2 | 11.7 | 8.1 | 2.1 | 71 | 56 | 213841351
FRIEDRICH | FWP15AZ30AJ2N | TCFZ3617STANM | FR802V0504A17UH | 28400 | 28400 | 15.2 | 11.7 | 8.1 | 2.1 | 71 | 57 | 213841353
FRIEDRICH | FRP15AZ30AJ2N | TCFZ3617STANM | FR801V0503A14UH | 28400 | 28400 | 15.2 | 11.7 | 8.1 | 2.1 | 70 | 56 | 213841349
FRIEDRICH | FWP15AZ30AJ2N | TCFZ3617STANM | FR801V0503A14UH | 28400 | 28400 | 15.2 | 11.7 | 8.1 | 2.1 | 70 | 56 | 213841344
FRIEDRICH | FRP15AZ30AJ2N | TCFZ3617STANM | FR802V0754A17DZ | 28400 | 28400 | 15.2 | 11.7 | 8.1 | 2.1 | 71 | 56 | 213841340
FRIEDRICH | FWP15AZ30AJ2N | TCFZ3617STANM | FR802V1004A17UH | 28400 | 28400 | 15.2 | 11.7 | 8.1 | 2.1 | 70 | 56 | 213841337
FRIEDRICH | FWP15AZ30AJ2N | TCFZ3617STANM | FR921V0603A17M4 | 28400 | 28400 | 15.2 | 11.7 | 8.1 | 2.1 | 71 | 57 | 213841324
FRIEDRICH | FRP15AZ30AJ2N | TCFZ3617STANM | FR951V0603A17M4 | 28400 | 28400 | 15.2 | 11.7 | 8.1 | 2.1 | 71 | 57 | 213841323
FRIEDRICH | FRP15AZ30AJ2N | TCFZ3617STANM | FR921V0603A17M4 | 28400 | 28400 | 15.2 | 11.7 | 8.1 | 2.1 | 71 | 57 | 213841322
FRIEDRICH | FRP15AZ30AJ2N | TCFZ3617STANM | FR951V0403A17M4 | 28400 | 28400 | 15.2 | 11.7 | 8.1 | 2.1 | 70 | 56 | 213841314
FRIEDRICH | FRP15AZ30AJ2N | TCFZ3617STANM | FR921V0403A17M4 | 28400 | 28400 | 15.2 | 11.7 | 8.1 | 2.1 | 70 | 56 | 213841310
FRIEDRICH | FWP15AZ30AJ2N | TCFZ3617STANM | FR951V0703A17M4 | 28400 | 28400 | 15.2 | 11.7 | 8.1 | 2.1 | 70 | 56 | 213841300
FRIEDRICH | FRP15AZ30AJ2N | TCFZ3617STANM | FR921V0703A17M4 | 28400 | 28400 | 15.2 | 11.7 | 8.1 | 2.1 | 70 | 56 | 213841299
FRIEDRICH | FWP15AZ30AJ2N | TCFZ3617STANM | FR951V0403A17M4 | 28400 | 28400 | 15.2 | 11.7 | 8.1 | 2.1 | 70 | 56 | 213841298
FRIEDRICH | FWP15AZ30AJ2N | TCFZ3617STANM | FR921V0403A17M4 | 28400 | 28400 | 15.2 | 11.7 | 8.1 | 2.1 | 70 | 56 | 213841297
RHEEM | RD17AZ24AJ3N | RH3VZ3617STACN |  | 22600 | 22600 | 17 | 11.7 | 9.5 | 2.1 | 83 | 74 | 214095455
RUUD | RD17AZ24AJ3N | RH3VZ3617STACN |  | 22600 | 22600 | 17 | 11.7 | 9.5 | 2.1 | 83 | 74 | 214095454
FRIEDRICH | RD17AZ24AJ3N | FRH3VZ3617STACN |  | 22600 | 22600 | 17 | 11.7 | 9.5 | 2.1 | 83 | 74 | 214095453
RUSSELL | RD17AZ36AJ3N | TCFZ3621MTANM | S801V0755A21UHN | 34200 | 34200 | 18 | 11.7 | 8.1 | 2 | 91 | 86 | 214066592
RHEEM | RD17AZ36AJ3N | RCFZ3621MTANM | R801V0755A21DZ | 34200 | 34200 | 17 | 11.7 | 8.1 | 2 | 91 | 86 | 214066591
SURE | RD17AZ36AJ3N | TCFZ3621MTANM | S801V1005A21UHU | 34200 | 34200 | 18 | 11.7 | 8.1 | 2 | 91 | 86 | 214066588
FRIEDRICH | RD17AZ36AJ3N | TCFZ3621MTANM | FR801V1005A21UHU | 34200 | 34200 | 18 | 11.7 | 8.1 | 2 | 91 | 86 | 214066571
SURE | RD17AZ36AJ3N | TCFZ3621MTANM | S801V0755A21UHS | 34200 | 34200 | 18 | 11.7 | 8.1 | 2 | 91 | 86 | 214066568
RHEEM | RD17AZ36AJ3N | RCFZ3621MTANM | R801V0755A21UHS | 34200 | 34200 | 18 | 11.7 | 8.1 | 2 | 91 | 86 | 214066567
RUSSELL | RD17AZ36AJ3N | TCFZ3621MTANM | S802V0755A21UHN | 34200 | 34200 | 18 | 11.7 | 8.1 | 2 | 91 | 86 | 214066553
FRIEDRICH | FWP15AZ30AJ2N | TCFZ3617STANM | FR801V0504A17UHS | 28400 | 28400 | 15.2 | 11.7 | 8.1 | 2.1 | 71 | 57 | 213841388
FRIEDRICH | FWP15AZ30AJ2N | TCFZ3617STANM | FR801V0704A17UHU | 28400 | 28400 | 15.2 | 11.7 | 8.1 | 2.1 | 70 | 56 | 213841387
FRIEDRICH | FWP15AZ30AJ2N | TCFZ3617STANM | FR802V0503A14UH | 28400 | 28400 | 15.2 | 11.7 | 8.1 | 2.1 | 70 | 56 | 213841383
FRIEDRICH | FWP15AZ30AJ2N | TCFZ3617STANM | FR802V0503A14DZ | 28400 | 28400 | 15.2 | 11.7 | 8.1 | 2.1 | 71 | 57 | 213841382
FRIEDRICH | FRP15AZ30AJ2N | TCFZ3617STANM | FR802V0504A17UH | 28400 | 28400 | 15.2 | 11.7 | 8.1 | 2.1 | 71 | 57 | 213841381
FRIEDRICH | FRP15AZ30AJ2N | TCFZ3617STANM | FR802V0503A14DZ | 28400 | 28400 | 15.2 | 11.7 | 8.1 | 2.1 | 71 | 57 | 213841380
FRIEDRICH | FWP15AZ30AJ2N | TCFZ3617STANM | FR801V0504A17UHU | 28400 | 28400 | 15.2 | 11.7 | 8.1 | 2.1 | 71 | 57 | 213841376
FRIEDRICH | FRP15AZ30AJ2N | TCFZ3617STANM | FR801V1004A17UH | 28400 | 28400 | 15.2 | 11.7 | 8.1 | 2.1 | 70 | 56 | 213841378
FRIEDRICH | FRP15AZ30AJ2N | TCFZ3617STANM | FR802V0503A14UH | 28400 | 28400 | 15.2 | 11.7 | 8.1 | 2.1 | 70 | 56 | 213841374
FRIEDRICH | FWP15AZ30AJ2N | TCFZ3617STANM | FR801V0503A14DZ | 28400 | 28400 | 15.2 | 11.7 | 8.1 | 2.1 | 71 | 57 | 213841372
FRIEDRICH | FRP15AZ30AJ2N | TCFZ3617STANM | FR801V0504A17UHU | 28400 | 28400 | 15.2 | 11.7 | 8.1 | 2.1 | 71 | 57 | 213841370
FRIEDRICH | FRP15AZ30AJ2N | TCFZ3617STANM | FR801V0504A17UHN | 28400 | 28400 | 15.2 | 11.7 | 8.1 | 2.1 | 71 | 57 | 213841369
FRIEDRICH | FRP15AZ30AJ2N | TCFZ3617STANM | FR801V0503A14DZ | 28400 | 28400 | 15.2 | 11.7 | 8.1 | 2.1 | 71 | 57 | 213841365
FRIEDRICH | FWP15AZ30AJ2N | TCFZ3617STANM | FR802V0754A17DZ | 28400 | 28400 | 15.2 | 11.7 | 8.1 | 2.1 | 71 | 56 | 213841364
FRIEDRICH | FWP15AZ30AJ2N | TCFZ3617STANM | FR801V0504A17UHN | 28400 | 28400 | 15.2 | 11.7 | 8.1 | 2.1 | 71 | 57 | 213841362
FRIEDRICH | FRP15AZ30AJ2N | TCFZ3617STANM | FR802V0754A17UH | 28400 | 28400 | 15.2 | 11.7 | 8.1 | 2.1 | 70 | 56 | 213841363
FRIEDRICH | FRP18AZ24AJVC | RCFZ2421HEAAM | FR801V0504A17UHU | 22800 | 22800 | 20 | 12.5 | 8.5 | 2.1 | 111 | 114 | 214327246
FRIEDRICH | FWP15AZ36AJ2N | TCFZ3621STANM | FR801V0755A21DZ | 34200 | 34200 | 15.2 | 11.7 | 8.1 | 2.2 | 72 | 58 | 213841516
FRIEDRICH | FWP15AZ36AJ2N | TCFZ3621STANM | FR801V1005A21UHS | 34200 | 34200 | 15.2 | 11.7 | 8.1 | 2.2 | 72 | 58 | 213841512
FRIEDRICH | FWP15AZ36AJ2N | TCFZ3621STANM | FR802V0755A21DZ | 34200 | 34200 | 15.2 | 11.7 | 8.1 | 2.2 | 72 | 58 | 213841513
FRIEDRICH | FRP15AZ36AJ2N | TCFZ3621STANM | FR802V1005A21UHN | 34200 | 34200 | 15.2 | 11.7 | 8.1 | 2.2 | 73 | 58 | 213841514
FRIEDRICH | FWP15AZ36AJ2N | TCFZ3617STANM | FR801V1004A17UH | 34200 | 34200 | 15.2 | 11.7 | 8.1 | 2.2 | 73 | 58 | 213841508
FRIEDRICH | FRP15AZ36AJ2N | TCFZ3621STANM | FR801V1005A21DZ | 34200 | 34200 | 15.2 | 11.7 | 8.1 | 2.2 | 72 | 58 | 213841506
FRIEDRICH | FWP15AZ36AJ2N | TCFZ3621STANM | FR801V1005A21UHU | 34200 | 34200 | 15.2 | 11.7 | 8.1 | 2.2 | 73 | 58 | 213841503
FRIEDRICH | FRP15AZ36AJ2N | TCFZ3621STANM | FR801V0754A17UH | 34200 | 34200 | 15.2 | 11.7 | 8.1 | 2.2 | 72 | 58 | 213841507
FRIEDRICH | FRP15AZ36AJ2N | TCFZ3621STANM | FR802V0755A21DZ | 34200 | 34200 | 15.2 | 11.7 | 8.1 | 2.2 | 72 | 58 | 213841504
FRIEDRICH | FWP15AZ36AJ2N | TCFZ3621STANM | FR802V0754A17UH | 34200 | 34200 | 15.2 | 11.7 | 8.1 | 2.2 | 72 | 58 | 213841457
FRIEDRICH | FWP15AZ36AJ2N | TCFZ3621STANM | FR802V1005A21UHN | 34200 | 34200 | 15.2 | 11.7 | 8.1 | 2.2 | 73 | 58 | 213841501
FRIEDRICH | FRP15AZ36AJ2N | TCFZ3621STANM | FR801V1005A21UHS | 34200 | 34200 | 15.2 | 11.7 | 8.1 | 2.2 | 72 | 58 | 213841496
FRIEDRICH | FWP15AZ36AJ2N | TCFZ3621STANM | FR802V0755A21UH | 34000 | 34000 | 15.2 | 11.7 | 8.1 | 2.2 | 72 | 58 | 213841499
FRIEDRICH | FWP15AZ36AJ2N | TCFZ3621STANM | FR801V0754A17UH | 34200 | 34200 | 15.2 | 11.7 | 8.1 | 2.2 | 72 | 58 | 213841493
FRIEDRICH | FWP15AZ36AJ2N | TCFZ3621STANM | FR801V0755A21UH | 34000 | 34000 | 15.2 | 11.7 | 8.1 | 2.2 | 72 | 58 | 213841490
FRIEDRICH | FRP15AZ36AJ2N | TCFZ3617STANM | FR802V0754A17UH | 34200 | 34200 | 15.2 | 11.7 | 8.1 | 2.2 | 72 | 58 | 213841487
FRIEDRICH | FRP15AZ36AJ2N | TCFZ3621STANM | FR802V0755A21UH | 34000 | 34000 | 15.2 | 11.7 | 8.1 | 2.2 | 72 | 58 | 213841488
FRIEDRICH | FRP15AZ36AJ2N | TCFZ3621STANM | FR802V0754A17UH | 34200 | 34200 | 15.2 | 11.7 | 8.1 | 2.2 | 72 | 58 | 213841484
FRIEDRICH | FRP15AZ36AJ2N | TCFZ3617STANM | FR801V1004A17UH | 34200 | 34200 | 15.2 | 11.7 | 8.1 | 2.2 | 73 | 58 | 213841485
FRIEDRICH | FWP15AZ36AJ2N | TCFZ3621STANM | FR802V1004A17UH | 34200 | 34200 | 15.2 | 11.7 | 8.1 | 2.2 | 73 | 58 | 213841480
FRIEDRICH | FRP15AZ36AJ2N | TCFZ3621STANM | FR801V0755A21DZ | 34200 | 34200 | 15.2 | 11.7 | 8.1 | 2.2 | 72 | 58 | 213841478
FRIEDRICH | FRP15AZ36AJ2N | TCFZ3621STANM | FR801V1005A21UHN | 34200 | 34200 | 15.2 | 11.7 | 8.1 | 2.2 | 72 | 58 | 213841473
FRIEDRICH | FRP15AZ36AJ2N | TCFZ3621STANM | FR801V1005A21UHU | 34200 | 34200 | 15.2 | 11.7 | 8.1 | 2.2 | 73 | 58 | 213841472
WEATHERKING | WP15AZ30AJ2N | RCFZ3617STANM | W962W0603A17M4S | 28400 | 28400 | 15.2 | 11.7 | 8.1 | 2.1 | 71 | 57 | 214326590
WEATHERKING | WP15AZ30AJ2N | RCFZ3617STANM | W962W0403A17M4S | 28400 | 28400 | 15.2 | 11.7 | 8.1 | 2.1 | 70 | 56 | 214326589
WEATHERKING | WP15AZ30AJ2N | RCFZ3617STANM | W962W0703A17M4S | 28400 | 28400 | 15.2 | 11.7 | 8.1 | 2.1 | 70 | 56 | 214326588
WEATHERKING | WP15AZ24AJ2N | RCFZ2417STANM | W962W0603A17M4S | 22800 | 22800 | 15.2 | 11.7 | 8.1 | 2.2 | 70 | 55 | 214326587
WEATHERKING | WP15AZ24AJ2N | RCFZ2417STANM | W962W0703A17M4S | 22800 | 22800 | 15.2 | 11.7 | 8.1 | 2.2 | 69 | 55 | 214326586
WEATHERKING | WP15AZ24AJ2N | RCFZ2417STANM | W962W0403A17M4S | 22800 | 22800 | 15.2 | 11.7 | 8.1 | 2.2 | 70 | 55 | 214326585
WEATHERKING | WP15AZ18AJ2N | RCFZ2417STANM | W962W0703A17M4S | 17100 | 17100 | 15.2 | 11.7 | 8.1 | 2.1 | 70 | 54 | 214326584
WEATHERKING | WP15AZ30AJ2N | RCFZ3617STANM | W951W0403A17M4S | 28400 | 28400 | 15.2 | 11.7 | 8.1 | 2.1 | 70 | 56 | 214326581
WEATHERKING | WP15AZ30AJ2N | RCFZ3617STANM | W951W0603A17M4S | 28400 | 28400 | 15.2 | 11.7 | 8.1 | 2.1 | 71 | 57 | 214326580
WEATHERKING | WP15AZ30AJ2N | RCFZ3617STANM | W921W0703A17M4S | 28400 | 28400 | 15.2 | 11.7 | 8.1 | 2.1 | 70 | 56 | 214326579
WEATHERKING | WP15AZ30AJ2N | RCFZ3617STANM | W921W0603A17M4S | 28400 | 28400 | 15.2 | 11.7 | 8.1 | 2.1 | 71 | 57 | 214326578
WEATHERKING | WP15AZ30AJ2N | RCFZ3617STANM | W921W0403A17M4S | 28400 | 28400 | 15.2 | 11.7 | 8.1 | 2.1 | 70 | 56 | 214326577
WEATHERKING | WP15AZ30AJ2N | RCFZ3617STANM | W951W0703A17M4S | 28400 | 28400 | 15.2 | 11.7 | 8.1 | 2.1 | 70 | 56 | 214326576
WEATHERKING | WP15AZ24AJ2N | RCFZ2417STANM | W951W0603A17M4S | 22800 | 22800 | 15.2 | 11.7 | 8.1 | 2.2 | 70 | 55 | 214326575
WEATHERKING | WP15AZ24AJ2N | RCFZ2417STANM | W921W0403A17M4S | 22800 | 22800 | 15.2 | 11.7 | 8.1 | 2.2 | 70 | 55 | 214326574
WEATHERKING | WP15AZ24AJ2N | RCFZ2417STANM | W951W0603A17UHU | 22800 | 22800 | 15.2 | 11.7 | 8.1 | 2.2 | 70 | 56 | 214326573
WEATHERKING | WP15AZ24AJ2N | RCFZ2417STANM | W951W0403A17M4S | 22800 | 22800 | 15.2 | 11.7 | 8.1 | 2.2 | 70 | 55 | 214326572
WEATHERKING | WP15AZ24AJ2N | RCFZ2417STANM | W951W0403A17UHU | 22800 | 22800 | 15.2 | 11.7 | 8.1 | 2.2 | 70 | 56 | 214326571
WEATHERKING | WP15AZ24AJ2N | RCFZ2417STANM | W921W0603A17M4S | 22800 | 22800 | 15.2 | 11.7 | 8.1 | 2.2 | 70 | 55 | 214326570
WEATHERKING | WP15AZ18AJ2N | RCFZ2417STANM | W921W0703A17M4S | 17100 | 17100 | 15.2 | 11.7 | 8.1 | 2.1 | 70 | 54 | 214326569
FRIEDRICH | RD17AZ36AJ3N | TCFZ3621MTANM | FR801V0755A21UH | 34200 | 34200 | 18 | 11.7 | 8.1 | 2 | 91 | 86 | 214066734
FRIEDRICH | FRP18AZ48AJVC | RCFZ6021SEAAM | FR801V0504A17UHU | 45000 | 44000 | 19 | 12 | 8.5 | 1.9 | 102 | 103 | 214327253
FRIEDRICH | FRP18AZ36AJVC | RCFZ3621MEAAM | FR801V0704A17UHU | 34200 | 34200 | 19 | 12.5 | 8.5 | 2.2 | 120 | 127 | 214327250
FRIEDRICH | FRP18AZ36AJVC | RCFZ3621MEAAM | FR801V1005A21UHU | 34200 | 34200 | 19 | 12.5 | 8.5 | 2.2 | 118 | 126 | 214327249
FRIEDRICH | FRP18AZ36AJVC | RCFZ3621MEAAM | FR801V0504A17UHU | 34200 | 34200 | 19 | 12.5 | 8.5 | 2.2 | 120 | 127 | 214327248
FRIEDRICH | FRP18AZ24AJVC | RCFZ2421HEAAM | FR801V0704A17UHU | 22800 | 22800 | 20 | 12.5 | 8.5 | 2.1 | 111 | 114 | 214327247
FRIEDRICH | FRP15AZ42AJ2N | TCFZ4821STANM | FR801V1005A21DZ | 40000 | 40000 | 15.2 | 11.7 | 8.1 | 2.4 | 72 | 58 | 213841575
FRIEDRICH | FRP15AZ42AJ2N | TCFZ4821STANM | FR802V1005A21DZ | 40000 | 40000 | 15.2 | 11.7 | 8.1 | 2.4 | 72 | 58 | 213841565
FRIEDRICH | FWP15AZ36AJ2N | TCFZ3621STANM | FR802V1005A21UH | 34200 | 34200 | 15.2 | 11.7 | 8.1 | 2.2 | 73 | 58 | 213841518
WEATHERKING | WP15AZ36AJ2N | RCFZ3617STANM | W801W1004A17UH | 34200 | 34200 | 15.2 | 11.7 | 8.1 | 2.2 | 73 | 58 | 214326670
WEATHERKING | WP15AZ30AJ2N | RCFZ3617STANM | W802W0504A17UH | 28400 | 28400 | 15.2 | 11.7 | 8.1 | 2.1 | 71 | 57 | 214326669
WEATHERKING | WP15AZ30AJ2N | RCFZ3617STANM | W801W1004A17UH | 28400 | 28400 | 15.2 | 11.7 | 8.1 | 2.1 | 70 | 56 | 214326668
WEATHERKING | WP15AZ24AJ2N | RCFZ2417STANM | W802W0504A17UH | 22800 | 22800 | 16 | 11.7 | 8.1 | 2.3 | 71 | 57 | 214326667
WEATHERKING | WP15AZ24AJ2N | RCFZ2417STANM | W802W1004A17UH | 22800 | 22800 | 16 | 11.7 | 8.1 | 2.3 | 71 | 57 | 214326666
WEATHERKING | WP15AZ24AJ2N | RCFZ2417STANM | W802W0754A17DZ | 22800 | 22800 | 16 | 11.7 | 8.1 | 2.3 | 71 | 57 | 214326665
WEATHERKING | WP15AZ24AJ2N | RCFZ2417STANM | W801W1004A17UH | 22800 | 22800 | 16 | 11.7 | 8.1 | 2.4 | 71 | 57 | 214326664
WEATHERKING | WP15AZ24AJ2N | RCFZ2417STANM | W951W0703A17M4S | 22800 | 22800 | 16 | 11.7 | 8.1 | 2.3 | 71 | 58 | 214326663
WEATHERKING | WP15AZ18AJ2N | RCFZ2417STANM | W951W0603A17UHU | 17100 | 17100 | 15.2 | 11.7 | 8.1 | 2.1 | 71 | 56 | 214326658
RUUD | RD17AZ36AJ3N | RCFZ3621MTANM | R801V0755A21UHS | 34200 | 34200 | 18 | 11.7 | 8.1 | 2 | 91 | 86 | 214066700
FRIEDRICH | RD17AZ36AJ3N | TCFZ3621MTANM | FR802V0755A21DZ | 34200 | 34200 | 17 | 11.7 | 8.1 | 2 | 91 | 86 | 214066692
RUUD | RD17AZ36AJ3N | RCFZ3621MTANM | R801V0755A21DZ | 34200 | 34200 | 17 | 11.7 | 8.1 | 2 | 91 | 86 | 214066684
SURE | RD17AZ36AJ3N | TCFZ3621MTANM | S801V0755A21UHN | 34200 | 34200 | 18 | 11.7 | 8.1 | 2 | 91 | 86 | 214066664
FRIEDRICH | FWP15AZ30AJ2N | RCFZ3617STANM | FR951V0603A17M4 | 28400 | 28400 | 15.2 | 11.7 | 8.1 | 2.1 | 71 | 57 | 214327983
FRIEDRICH | FWP15AZ30AJ2N | RCFZ3617STANM | FR921V0703A17M4 | 28400 | 28400 | 15.2 | 11.7 | 8.1 | 2.1 | 70 | 56 | 214327982
FRIEDRICH | FWP15AZ30AJ2N | RCFZ3617STANM | FR962V0403A17M4 | 28400 | 28400 | 15.2 | 11.7 | 8.1 | 2.1 | 70 | 56 | 214327980
FRIEDRICH | FWP15AZ30AJ2N | RCFZ3617STANM | FR962V0703A17M4 | 28400 | 28400 | 15.2 | 11.7 | 8.1 | 2.1 | 70 | 56 | 214327977
FRIEDRICH | FWP15AZ30AJ2N | RCFZ3617STANM | FR962V0603A17M4 | 28400 | 28400 | 15.2 | 11.7 | 8.1 | 2.1 | 71 | 57 | 214327966
FRIEDRICH | FWP15AZ30AJ2N | RCFZ3617STANM | FR98MV0603A17UP | 28400 | 28400 | 15.2 | 11.7 | 8.1 | 2.1 | 70 | 56 | 214327965
FRIEDRICH | FWP15AZ30AJ2N | RCFZ3617STANM | FR98MV0703A17UP | 28400 | 28400 | 15.2 | 11.7 | 8.1 | 2.1 | 70 | 56 | 214327963
RHEEM | RD17AZ36AJ3N | RCFZ3621MTANM | R801V1005A21UHU | 34200 | 34200 | 18 | 11.7 | 8.1 | 2 | 91 | 86 | 214066868
RUUD | RD17AZ36AJ3N | RCFZ3621MTANM | R802V0755A21UHN | 34200 | 34200 | 18 | 11.7 | 8.1 | 2 | 91 | 86 | 214066859
RHEEM | RD17AZ36AJ3N | RCFZ3621MTANM | R802V0755A21UHN | 34200 | 34200 | 18 | 11.7 | 8.1 | 2 | 91 | 86 | 214066852
RUUD | RD17AZ36AJ3N | RCFZ3621MTANM | R802V0755A21DZ | 34200 | 34200 | 17 | 11.7 | 8.1 | 2 | 91 | 86 | 214066842
RUUD | RD17AZ36AJ3N | RCFZ3621MTANM | U802VA100521M | 34200 | 34200 | 18 | 11.7 | 8.1 | 2 | 91 | 86 | 214066836
RUUD | RD17AZ36AJ3N | RCFZ3621MTANM | R801V1005A21UHU | 34200 | 34200 | 18 | 11.7 | 8.1 | 2 | 91 | 86 | 214066827
SURE | RD17AZ36AJ3N | TCFZ3621MTANM | S802V0755A21UHS | 34200 | 34200 | 18 | 11.7 | 8.1 | 2 | 91 | 86 | 214066805
RHEEM | RD17AZ36AJ3N | RCFZ3621MTANM | R802VA100521M | 34200 | 34200 | 18 | 11.7 | 8.1 | 2 | 91 | 86 | 214066803
RUSSELL | RD17AZ36AJ3N | TCFZ3621MTANM | S802V0755A21UHS | 34200 | 34200 | 18 | 11.7 | 8.1 | 2 | 91 | 86 | 214066802
FRIEDRICH | RD17AZ36AJ3N | TCFZ3621MTANM | FR801V0755A21DZ | 34200 | 34200 | 17 | 11.7 | 8.1 | 2 | 91 | 86 | 214066786
RHEEM | RD17AZ36AJ3N | RCFZ3621MTANM | R802V0755A21UHS | 34200 | 34200 | 18 | 11.7 | 8.1 | 2 | 91 | 86 | 214066779
FRIEDRICH | FWP15AZ42AJ2N | TCFZ4821STANM | FR802V1005A21DZ | 40000 | 40000 | 15.2 | 11.7 | 8.1 | 2.4 | 72 | 58 | 213841604
FRIEDRICH | FWP15AZ42AJ2N | TCFZ4821STANM | FR801V1005A21DZ | 40000 | 40000 | 15.2 | 11.7 | 8.1 | 2.4 | 72 | 58 | 213841598
RHEEM | RP18AZ36AJVC | RCFZ3621MEAAM | R801V1005A21UHU | 34200 | 34200 | 19 | 12.5 | 8.5 | 2.2 | 118 | 126 | 213829724
RHEEM | RP18AZ36AJVC | RCFZ3621MEAAM | R801V0704A17UHU | 34200 | 34200 | 19 | 12.5 | 8.5 | 2.2 | 120 | 127 | 213829723
FRIEDRICH | FRP18AZ36AJVC | TCFZ3621MEAAM | FR801V0504A17UHU | 34200 | 34200 | 19 | 12.5 | 8.5 | 2.2 | 120 | 127 | 213829722
SURE | SP18AZ36AJVC | TCFZ3621MEAAM | S801V0704A17UHU | 34200 | 34200 | 19 | 12.5 | 8.5 | 2.2 | 120 | 127 | 213829721
RUSSELL | SP18AZ36AJVC | TCFZ3621MEAAM | S801V0704A17UHU | 34200 | 34200 | 19 | 12.5 | 8.5 | 2.2 | 120 | 127 | 213829720
RHEEM | RP18AZ24AJVC | RCFZ2421HEAAM | R801V0504A17UHU | 22800 | 22800 | 20 | 12.5 | 8.5 | 2.1 | 111 | 114 | 213829719
RHEEM | RP18AZ24AJVC | RCFZ2421HEAAM | R801V0704A17UHU | 22800 | 22800 | 20 | 12.5 | 8.5 | 2.1 | 111 | 114 | 213829718
FRIEDRICH | FRP18AZ24AJVC | TCFZ2421HEAAM | FR801V0704A17UHU | 22800 | 22800 | 20 | 12.5 | 8.5 | 2.1 | 111 | 114 | 213829716
RUUD | UP18AZ24AJVC | RCFZ2421HEAAM | R801V0504A17UHU | 22800 | 22800 | 20 | 12.5 | 8.5 | 2.1 | 111 | 114 | 213829717
SURE | SP18AZ24AJVC | TCFZ2421HEAAM | S801V0504A17UHU | 22800 | 22800 | 20 | 12.5 | 8.5 | 2.1 | 111 | 114 | 213829715
RUSSELL | SP18AZ24AJVC | TCFZ2421HEAAM | S801V0704A17UHU | 22800 | 22800 | 20 | 12.5 | 8.5 | 2.1 | 111 | 114 | 213829713
RUSSELL | SP18AZ24AJVC | TCFZ2421HEAAM | S801V0504A17UHU | 22800 | 22800 | 20 | 12.5 | 8.5 | 2.1 | 111 | 114 | 213829712
RUUD | UP18AZ24AJVC | RCFZ2421HEAAM | R801V0704A17UHU | 22800 | 22800 | 20 | 12.5 | 8.5 | 2.1 | 111 | 114 | 213829714
SURE | SP18AZ24AJVC | TCFZ2421HEAAM | S801V0704A17UHU | 22800 | 22800 | 20 | 12.5 | 8.5 | 2.1 | 111 | 114 | 213829711
FRIEDRICH | FRP18AZ24AJVC | TCFZ2421HEAAM | FR801V0504A17UHU | 22800 | 22800 | 20 | 12.5 | 8.5 | 2.1 | 111 | 114 | 213829710
SURE | SP18AZ48AJVC | TCFZ6021SEAAM | S801V0504A17UHU | 45000 | 44000 | 19 | 12 | 8.5 | 1.9 | 102 | 103 | 213829737
RUUD | UP18AZ36AJVC | RCFZ3621MEAAM | R801V0504A17UHU | 34200 | 34200 | 19 | 12.5 | 8.5 | 2.2 | 120 | 127 | 213829726
WEATHERKING | WP15AZ60AJ2N | RCFZ6024STANM | W802VA125524M | 57000 | 57000 | 15.2 | 11.7 | 8.1 | 2.6 | 73 | 59 | 214326563
WEATHERKING | WP15AZ42AJ2N | RCFZ4821STANM | W802W1005A21DZ | 40000 | 40000 | 15.2 | 11.7 | 8.1 | 2.4 | 72 | 58 | 214326562
WEATHERKING | WP15AZ36AJ2N | RCFZ3617STANM | W802W0754A17UH | 33800 | 33800 | 15.2 | 11.7 | 8.1 | 2.2 | 73 | 58 | 214326561
WEATHERKING | WP15AZ36AJ2N | RCFZ3617STANM | W802VA075317M | 33600 | 33600 | 15.2 | 11.7 | 8.1 | 2.2 | 71 | 57 | 214326560
WEATHERKING | WP15AZ36AJ2N | RCFZ3617STANM | W802W1004A17UH | 34000 | 34000 | 15.2 | 11.7 | 8.1 | 2.2 | 73 | 58 | 214326559
WEATHERKING | WP15AZ36AJ2N | RCFZ3617STANM | W801W0754A17UH | 33800 | 33800 | 15.2 | 11.7 | 8.1 | 2.2 | 73 | 58 | 214326558
WEATHERKING | WP15AZ30AJ2N | RCFZ3617STANM | W802W0503A14DZ | 28400 | 28400 | 15.2 | 11.7 | 8.1 | 2.1 | 71 | 57 | 214326557
WEATHERKING | WP15AZ30AJ2N | RCFZ3617STANM | W802W0503A14UH | 28400 | 28400 | 15.2 | 11.7 | 8.1 | 2.1 | 70 | 56 | 214326556
WEATHERKING | WP15AZ30AJ2N | RCFZ3617STANM | W802W0754A17UH | 28400 | 28400 | 15.2 | 11.7 | 8.1 | 2.1 | 70 | 56 | 214326555
WEATHERKING | WP15AZ30AJ2N | RCFZ3617STANM | W802VA050317M | 28400 | 28400 | 15.2 | 11.7 | 8.1 | 2.1 | 70 | 56 | 214326554
WEATHERKING | WP15AZ30AJ2N | RCFZ3617STANM | W802W1004A17UH | 28400 | 28400 | 15.2 | 11.7 | 8.1 | 2.1 | 70 | 56 | 214326553
WEATHERKING | WP15AZ30AJ2N | RCFZ3617STANM | W802W0754A17DZ | 28400 | 28400 | 15.2 | 11.7 | 8.1 | 2.1 | 71 | 56 | 214326552
WEATHERKING | WP15AZ30AJ2N | RCFZ3617STANM | W802VA075317M | 28400 | 28400 | 15.2 | 11.7 | 8.1 | 2.1 | 69 | 55 | 214326551
WEATHERKING | WP15AZ24AJ2N | RCFZ2417STANM | W802VA075317M | 22800 | 22800 | 15.2 | 11.7 | 8.1 | 2.3 | 69 | 54 | 214326550
WEATHERKING | WP15AZ24AJ2N | RCFZ2417STANM | W802W0754A17UH | 22800 | 22800 | 15.2 | 11.7 | 8.1 | 2.2 | 69 | 55 | 214326549
WEATHERKING | WP15AZ24AJ2N | RCFZ2417STANM | W802W0503A14DZ | 22800 | 22800 | 15.2 | 11.7 | 8.1 | 2.3 | 69 | 55 | 214326548
WEATHERKING | WP15AZ24AJ2N | RCFZ2417STANM | W802VA050317M | 22800 | 22800 | 15.2 | 11.7 | 8.1 | 2.2 | 68 | 54 | 214326547
WEATHERKING | WP15AZ24AJ2N | RCFZ2417STANM | W802W0503A14UH | 22800 | 22800 | 15.2 | 11.7 | 8.1 | 2.2 | 69 | 55 | 214326546
WEATHERKING | WP15AZ30AJ2N | RCFZ3617STANM | W801W0754A17DZ | 28400 | 28400 | 15.2 | 11.7 | 8.1 | 2.1 | 71 | 56 | 214326545
WEATHERKING | WP15AZ30AJ2N | RCFZ3617STANM | W801W0754A17UH | 28400 | 28400 | 15.2 | 11.7 | 8.1 | 2.1 | 70 | 56 | 214326544
WEATHERKING | WP15AZ30AJ2N | RCFZ3617STANM | W801W0504A17UH | 28400 | 28400 | 15.2 | 11.7 | 8.1 | 2.1 | 71 | 57 | 214326543
WEATHERKING | WP15AZ30AJ2N | RCFZ3617STANM | W801W0503A14DZ | 28400 | 28400 | 15.2 | 11.7 | 8.1 | 2.1 | 71 | 57 | 214326542
WEATHERKING | WP15AZ24AJ2N | RCFZ2417STANM | W801W0754A17DZ | 22800 | 22800 | 15.2 | 11.7 | 8.1 | 2.2 | 69 | 55 | 214326541
WEATHERKING | WP15AZ24AJ2N | RCFZ2417STANM | W801W0503A14DZ | 22800 | 22800 | 15.2 | 11.7 | 8.1 | 2.3 | 69 | 55 | 214326540
WEATHERKING | WP15AZ24AJ2N | RCFZ2417STANM | W801W0754A17UH | 22800 | 22800 | 15.2 | 11.7 | 8.1 | 2.2 | 69 | 55 | 214326539
WEATHERKING | WP15AZ18AJ2N | RCFZ2417STANM | W801W0503A14DZ | 17100 | 17100 | 15.2 | 11.7 | 8.1 | 2.1 | 70 | 54 | 214326538
WEATHERKING | WP15AZ18AJ2N | RCFZ2417STANM | W802W0503A14DZ | 17100 | 17100 | 15.2 | 11.7 | 8.1 | 2.1 | 70 | 54 | 214326537
WEATHERKING | WP15AZ18AJ2N | RCFZ2417STANM | W802VA050317M | 17100 | 17100 | 15.2 | 11.7 | 8.1 | 2.1 | 70 | 54 | 214326536
RHEEM | RD17AZ36AJ3N | RCFZ3621MTANM | R802V0755A21DZ | 34200 | 34200 | 17 | 11.7 | 8.1 | 2 | 91 | 86 | 214066650
FRIEDRICH | RD17AZ36AJ3N | TCFZ3621MTANM | FR802V0755A21UH | 34200 | 34200 | 18 | 11.7 | 8.1 | 2 | 91 | 86 | 214066639
RUSSELL | RD17AZ36AJ3N | TCFZ3621MTANM | S801V0755A21UHS | 34200 | 34200 | 18 | 11.7 | 8.1 | 2 | 91 | 86 | 214066619
RUSSELL | RD17AZ36AJ3N | TCFZ3621MTANM | S802VA100521M | 34200 | 34200 | 18 | 11.7 | 8.1 | 2 | 91 | 86 | 214066614
SURE | RD17AZ36AJ3N | TCFZ3621MTANM | S802VA100521M | 34200 | 34200 | 18 | 11.7 | 8.1 | 2 | 91 | 86 | 214066611
FRIEDRICH | FRP15AZ30AJ2N | RCFZ3617STANM | FR921V0703A17M4 | 28400 | 28400 | 15.2 | 11.7 | 8.1 | 2.1 | 70 | 56 | 214327361
FRIEDRICH | FRP15AZ30AJ2N | RCFZ3617STANM | FR951V0703A17M4 | 28400 | 28400 | 15.2 | 11.7 | 8.1 | 2.1 | 70 | 56 | 214327357
FRIEDRICH | FRP15AZ30AJ2N | RCFZ3617STANM | FR962V0703A17M4 | 28400 | 28400 | 15.2 | 11.7 | 8.1 | 2.1 | 70 | 56 | 214327353
FRIEDRICH | FRP15AZ30AJ2N | RCFZ3617STANM | FR98MV0703A17UP | 28400 | 28400 | 15.2 | 11.7 | 8.1 | 2.1 | 70 | 56 | 214327350
FRIEDRICH | FRP15AZ30AJ2N | RCFZ3617STANM | FR962V0403A17M4 | 28400 | 28400 | 15.2 | 11.7 | 8.1 | 2.1 | 70 | 56 | 214327346
FRIEDRICH | FRP15AZ30AJ2N | RCFZ3617STANM | FR962V0603A17M4 | 28400 | 28400 | 15.2 | 11.7 | 8.1 | 2.1 | 71 | 57 | 214327343
FRIEDRICH | FRP15AZ30AJ2N | RCFZ3617STANM | FR98MV0603A17UP | 28400 | 28400 | 15.2 | 11.7 | 8.1 | 2.1 | 70 | 56 | 214327341
FRIEDRICH | FRP15AZ36AJ2N | TCFZ3621STANM | FR802V1005A21UH | 34200 | 34200 | 15.2 | 11.7 | 8.1 | 2.2 | 73 | 58 | 213841474
FRIEDRICH | FWP15AZ36AJ2N | TCFZ3617STANM | FR802V1004A17UH | 34200 | 34200 | 15.2 | 11.7 | 8.1 | 2.2 | 73 | 58 | 213841468
FRIEDRICH | FRP15AZ36AJ2N | TCFZ3621STANM | FR802V1004A17UH | 34200 | 34200 | 15.2 | 11.7 | 8.1 | 2.2 | 73 | 58 | 213841467
FRIEDRICH | FRP15AZ36AJ2N | TCFZ3621STANM | FR801V0755A21UH | 34000 | 34000 | 15.2 | 11.7 | 8.1 | 2.2 | 72 | 58 | 213841462
FRIEDRICH | FRP15AZ36AJ2N | TCFZ3617STANM | FR802V1004A17UH | 34200 | 34200 | 15.2 | 11.7 | 8.1 | 2.2 | 73 | 58 | 213841459
FRIEDRICH | FWP15AZ36AJ2N | TCFZ3621STANM | FR801V1005A21DZ | 34200 | 34200 | 15.2 | 11.7 | 8.1 | 2.2 | 72 | 58 | 213841460
FRIEDRICH | FWP15AZ36AJ2N | TCFZ3617STANM | FR801V0754A17UH | 34200 | 34200 | 15.2 | 11.7 | 8.1 | 2.2 | 72 | 58 | 213841458
FRIEDRICH | FRP15AZ36AJ2N | TCFZ3617STANM | FR801V0754A17UH | 34200 | 34200 | 15.2 | 11.7 | 8.1 | 2.2 | 72 | 58 | 213841455
FRIEDRICH | FWP15AZ36AJ2N | TCFZ3621STANM | FR801V1005A21UHN | 34200 | 34200 | 15.2 | 11.7 | 8.1 | 2.2 | 72 | 58 | 213841452
FRIEDRICH | FWP15AZ36AJ2N | TCFZ3617STANM | FR802V0754A17UH | 34200 | 34200 | 15.2 | 11.7 | 8.1 | 2.2 | 72 | 58 | 213841451
FRIEDRICH | FRP18AZ36AJVC | TCFZ6021SEAAM | FR802V1005A21UH | 34200 | 34200 | 19 | 12.5 | 8.5 | 2.2 | 118 | 126 | 214610138
FRIEDRICH | FRP18AZ36AJVC | TCFZ6021SEAAM | FR802V0754A17UH | 34200 | 34200 | 19 | 12.5 | 8.5 | 2.2 | 118 | 126 | 214610137
FRIEDRICH | FRP18AZ36AJVC | TCFZ6021SEAAM | FR802V0504A17UH | 34200 | 34200 | 19 | 12.5 | 8.5 | 2.2 | 120 | 127 | 214610135
FRIEDRICH | FRP18AZ36AJVC | TCFZ6021SEAAM | FR802V0755A21UH | 34200 | 34200 | 19 | 12.5 | 8.5 | 2.2 | 118 | 126 | 214610136
FRIEDRICH | FRP18AZ36AJVC | TCFZ6021SEAAM | FR802V1004A17UH | 34200 | 34200 | 19 | 12.5 | 8.5 | 2.2 | 118 | 126 | 214610134
FRIEDRICH | FRP18AZ36AJVC | TCFZ6021SEAAM | FR962V0855A21M4 | 34200 | 34200 | 19 | 12.5 | 8.5 | 2.2 | 120 | 127 | 214610133
FRIEDRICH | FRP18AZ36AJVC | TCFZ6021SEAAM | FR97MV0855A21DH | 34200 | 34200 | 19 | 12.5 | 8.5 | 2.2 | 118 | 126 | 214610132
FRIEDRICH | FRP18AZ36AJVC | TCFZ6021SEAAM | FR98MV0603A17UP | 34200 | 34200 | 19 | 12.5 | 8.5 | 2.2 | 120 | 127 | 214610131
FRIEDRICH | FRP18AZ36AJVC | TCFZ6021SEAAM | FR962V0403A17M4 | 34200 | 34200 | 19 | 12.5 | 8.5 | 2.2 | 120 | 127 | 214610130
FRIEDRICH | FRP18AZ36AJVC | TCFZ6021SEAAM | FR98MV0855A21UP | 34200 | 34200 | 19 | 12.5 | 8.5 | 2.2 | 118 | 126 | 214610129
FRIEDRICH | FRP18AZ36AJVC | TCFZ6021SEAAM | FR98MV1005A21UP | 34200 | 34200 | 19 | 12.5 | 8.5 | 2.2 | 120 | 127 | 214610128
FRIEDRICH | FRP18AZ36AJVC | TCFZ6021SEAAM | FR962V1005A21M4 | 34200 | 34200 | 18 | 12.5 | 8.5 | 2.2 | 118 | 126 | 214610127
FRIEDRICH | FRP18AZ36AJVC | TCFZ6021SEAAM | FR97MV1005A21DH | 34200 | 34200 | 19 | 12.5 | 8.5 | 2.2 | 118 | 126 | 214610126
FRIEDRICH | FRP18AZ36AJVC | TCFZ6021SEAAM | FR98MV0703A17UP | 34200 | 34200 | 19 | 12.5 | 8.5 | 2.2 | 120 | 127 | 214610125
FRIEDRICH | FRP18AZ24AJVC | TCFZ2421HEAAM | FR802V1004A17UH | 22800 | 22800 | 20 | 12.5 | 8.5 | 2.1 | 111 | 114 | 214610124
FRIEDRICH | FRP18AZ24AJVC | TCFZ2421HEAAM | FR802V1005A21UH | 22800 | 22800 | 20 | 12.5 | 8.5 | 2.1 | 111 | 114 | 214610123
FRIEDRICH | FRP18AZ24AJVC | TCFZ2421HEAAM | FR802V0504A17UH | 22800 | 22800 | 20 | 12.5 | 8.5 | 2.1 | 111 | 114 | 214610122
FRIEDRICH | FRP18AZ24AJVC | TCFZ2421HEAAM | FR98MV0703A17UP | 22800 | 22800 | 20 | 12.5 | 8.5 | 2.1 | 111 | 114 | 214610121
FRIEDRICH | FRP18AZ24AJVC | TCFZ2421HEAAM | FR962V0603A17M4 | 22800 | 22800 | 20 | 12.5 | 8.5 | 2.1 | 112 | 114 | 214610120
FRIEDRICH | FRP18AZ24AJVC | TCFZ2421HEAAM | FR97MV0703A17DH | 22800 | 22800 | 20 | 12.5 | 8.5 | 2.1 | 111 | 114 | 214610119
FRIEDRICH | FRP18AZ24AJVC | TCFZ2421HEAAM | FR98MV0603A17UP | 22800 | 22800 | 20 | 12.5 | 8.5 | 2.1 | 111 | 114 | 214610118
FRIEDRICH | FRP18AZ24AJVC | TCFZ2421HEAAM | FR97MV0603A17DH | 22800 | 22800 | 20 | 12.5 | 8.5 | 2.1 | 111 | 114 | 214610117
FRIEDRICH | FRP18AZ24AJVC | TCFZ2421HEAAM | FR97MV0855A21DH | 22800 | 22800 | 20 | 12.5 | 8.5 | 2.1 | 111 | 114 | 214610116
FRIEDRICH | FRP18AZ24AJVC | TCFZ2421HEAAM | FR962V0403A17M4 | 22800 | 22800 | 20 | 12.5 | 8.5 | 2.1 | 111 | 114 | 214610115
FRIEDRICH | FRP18AZ24AJVC | TCFZ2421HEAAM | FR98MV0855A21UP | 22800 | 22800 | 20 | 12.5 | 8.5 | 2.1 | 111 | 114 | 214610114
FRIEDRICH | FRP18AZ24AJVC | TCFZ2421HEAAM | FR962V0855A21M4 | 22800 | 22800 | 19 | 12.5 | 8.5 | 2.1 | 111 | 114 | 214610113
FRIEDRICH | FRP18AZ24AJVC | TCFZ2421HEAAM | FR962V0703A17M4 | 22800 | 22800 | 20 | 12.5 | 8.5 | 2.1 | 111 | 114 | 214610112
FRIEDRICH | FRP18AZ24AJVC | TCFZ2421HEAAM | FR98MV1005A21UP | 22800 | 22800 | 20 | 12.5 | 8.5 | 2.1 | 111 | 114 | 214610111
FRIEDRICH | FRP18AZ24AJVC | TCFZ2421HEAAM | FR97MV1005A21DH | 22800 | 22800 | 20 | 12.5 | 8.5 | 2.1 | 111 | 114 | 214610110
RUUD | WP15AZ60AJ2N | RH3VZ6024STACN |  | 56500 | 56500 | 15.2 | 11.7 | 8.1 | 2.2 | 66 | 52 | 214664628
RUUD | RP15AZ60AJ2N | RH3VZ6024STACN |  | 56500 | 56500 | 15.2 | 11.7 | 8.1 | 2.2 | 66 | 52 | 214664626
FRIEDRICH | FRP15AZ60AJ2N | FRH3VZ6024STACN |  | 56500 | 56500 | 15.2 | 11.7 | 8.1 | 2.2 | 66 | 52 | 214664627
RHEEM | RP15AZ60AJ2N | RH3VZ6024STACN |  | 56500 | 56500 | 15.2 | 11.7 | 8.1 | 2.2 | 66 | 52 | 214664625
FRIEDRICH | FWP15AZ60AJ2N | FRH3VZ6024STACN |  | 56500 | 56500 | 15.2 | 11.7 | 8.1 | 2.2 | 66 | 52 | 214664624
RHEEM | WP15AZ60AJ2N | RH3VZ6024STACN |  | 56500 | 56500 | 15.2 | 11.7 | 8.1 | 2.2 | 66 | 52 | 214664623
RHEEM | WP15AZ48AJ2N | RH3VZ4821STACN |  | 45500 | 45000 | 15.2 | 11.7 | 8.1 | 2.2 | 67 | 54 | 214664622
RUUD | RP15AZ48AJ2N | RH3VZ4821STACN |  | 45500 | 45000 | 15.2 | 11.7 | 8.1 | 2.2 | 67 | 54 | 214664618
FRIEDRICH | FRP15AZ48AJ2N | FRH3VZ4821STACN |  | 45500 | 45000 | 15.2 | 11.7 | 8.1 | 2.2 | 67 | 54 | 214664621
RUUD | WP15AZ48AJ2N | RH3VZ4821STACN |  | 45500 | 45000 | 15.2 | 11.7 | 8.1 | 2.2 | 67 | 54 | 214664620
RHEEM | RP15AZ48AJ2N | RH3VZ4821STACN |  | 45500 | 45000 | 15.2 | 11.7 | 8.1 | 2.2 | 67 | 54 | 214664619
FRIEDRICH | FWP15AZ48AJ2N | FRH3VZ4821STACN |  | 45500 | 45000 | 15.2 | 11.7 | 8.1 | 2.2 | 67 | 54 | 214664617
RUUD | RP15AZ42AJ2N | RH3VZ4821STACN |  | 40000 | 39500 | 15.2 | 11.7 | 8.1 | 2.1 | 66 | 52 | 214664616
RHEEM | RP15AZ42AJ2N | RH3VZ4821STACN |  | 40000 | 39500 | 15.2 | 11.7 | 8.1 | 2.1 | 66 | 52 | 214664615
RUUD | WP15AZ42AJ2N | RH3VZ4821STACN |  | 40000 | 39500 | 15.2 | 11.7 | 8.1 | 2.1 | 66 | 52 | 214664614
FRIEDRICH | FWP15AZ42AJ2N | FRH3VZ4821STACN |  | 40000 | 39500 | 15.2 | 11.7 | 8.1 | 2.1 | 66 | 52 | 214664613
FRIEDRICH | FRP15AZ42AJ2N | FRH3VZ4821STACN |  | 40000 | 39500 | 15.2 | 11.7 | 8.1 | 2.1 | 66 | 52 | 214664612
RHEEM | WP15AZ42AJ2N | RH3VZ4821STACN |  | 40000 | 39500 | 15.2 | 11.7 | 8.1 | 2.1 | 66 | 52 | 214664611
FRIEDRICH | FRP18AZ48AJVC | TCFZ6021SEAAM | FR802V1005A21UH | 44500 | 43000 | 19 | 11.7 | 8.5 | 2 | 103 | 105 | 214610153
FRIEDRICH | FRP18AZ48AJVC | TCFZ6021SEAAM | FR802V0504A17UH | 45000 | 44000 | 19 | 12 | 8.5 | 1.9 | 102 | 103 | 214610152
DURASTAR | DRHP15A48AJ2AN | DRAH3LA4821ASTNN |  | 45500 | 45000 | 15.2 | 11.7 | 8.1 | 2.2 | 67 | 54 | 214779554
DURASTAR | DRHP15A42AJ2AN | DRAH3LA4821ASTNN |  | 40000 | 39500 | 15.2 | 11.7 | 8.1 | 2.1 | 66 | 52 | 214779553
DURASTAR | DRHP15A60AJ2AN | DRAH3LA6024ASTNN |  | 56500 | 56500 | 15.2 | 11.7 | 8.1 | 2.2 | 66 | 52 | 214779555
WEATHERKING | WP15AZ60AJ2N | WH3VZ6024STANN |  | 56500 | 56500 | 15.2 | 11.7 | 8.1 | 2.2 | 66 | 52 | 214779516
WEATHERKING | WP15AZ48AJ2N | WH3VZ4821STANN |  | 45500 | 45000 | 15.2 | 11.7 | 8.1 | 2.2 | 67 | 54 | 214779515
WEATHERKING | WP15AZ42AJ2N | WH3VZ4821STANN |  | 40000 | 39500 | 15.2 | 11.7 | 8.1 | 2.1 | 66 | 52 | 214779514
RHEEM | WP15AZ60AJ2N | WH3VZ6024STANN |  | 56500 | 56500 | 15.2 | 11.7 | 8.1 | 2.2 | 66 | 52 | 214779289
RHEEM | WP15AZ48AJ2N | WH3VZ4821STANN |  | 45500 | 45000 | 15.2 | 11.7 | 8.1 | 2.2 | 67 | 54 | 214779288
RHEEM | WP15AZ42AJ2N | WH3VZ4821STANN |  | 40000 | 39500 | 15.2 | 11.7 | 8.1 | 2.1 | 66 | 52 | 214779287
FRIEDRICH | FRP18AZ24AJVC | TCFZ2421HEAAM | FR962V0705A21M4 | 22800 | 22800 | 20 | 12.5 | 8.5 | 2.1 | 111 | 114 | 214731878
FRIEDRICH | FRP18AZ36AJVC | TCFZ6021SEAAM | FR962V0705A21M4 | 34200 | 34200 | 19 | 12.5 | 8.5 | 2.2 | 118 | 126 | 214731876
FRIEDRICH | FRP18AZ36AJVC | TCFZ6021SEAAM | FR962V0703A17M4 | 34200 | 35000 | 19 | 12.5 | 8.5 | 2.2 | 107 | 123 | 214731875
RHEEM | RD17AZ48AJ3N | RCFZ4821STAAM | R801T1005A21DZ | 45500 | 45500 | 17 | 11.7 | 8.5 | 2.3 | 73 | 58 | 214837885
RUUD | RD17AZ48AJ3N | RCFZ4821STAAM | R802V1005A21DZ | 45500 | 45500 | 18 | 12 | 8.5 | 2.3 | 72 | 57 | 214837884
FRIEDRICH | RD17AZ48AJ3N | RCFZ4821STAAM | FR801T1005A21DZ | 45500 | 45500 | 17 | 11.7 | 8.5 | 2.3 | 73 | 58 | 214837883
FRIEDRICH | RD17AZ48AJ3N | RCFZ4821STAAM | FR802V0755A21UH | 45500 | 45500 | 17 | 11.7 | 8.5 | 2.3 | 73 | 57 | 214837882
FRIEDRICH | RD17AZ48AJ3N | RCFZ4821STAAM | FR801T1005A21UHS | 45500 | 45500 | 16 | 11.7 | 8.1 | 2.3 | 73 | 58 | 214837881
RHEEM | RD17AZ48AJ3N | RCFZ4821STAAM | R801V1005A21UHS | 45500 | 45500 | 17 | 11.7 | 8.5 | 2.3 | 73 | 57 | 214837877
RUUD | RD17AZ48AJ3N | RCFZ4821STAAM | R802V0755A21UH | 45500 | 45500 | 17 | 11.7 | 8.5 | 2.3 | 73 | 57 | 214837874
FRIEDRICH | RD17AZ48AJ3N | RCFZ4821STAAM | FR801V1005A21DZ | 45500 | 45500 | 18 | 12 | 8.5 | 2.3 | 72 | 57 | 214837872
FRIEDRICH | RD17AZ48AJ3N | RCFZ4821STAAM | FR801V1005A21UHN | 45500 | 45500 | 17 | 11.7 | 8.5 | 2.3 | 73 | 57 | 214837868
RHEEM | RD17AZ48AJ3N | RCFZ4821STAAM | R801V1005A21UHU | 45500 | 45500 | 17 | 11.7 | 8.5 | 2.3 | 73 | 57 | 214837866
RHEEM | RD17AZ48AJ3N | RCFZ4821STAAM | R802V0754A17UH | 45500 | 45500 | 17 | 11.7 | 8.5 | 2.3 | 73 | 57 | 214837864
RHEEM | RD17AZ48AJ3N | RCFZ4821STAAM | R801T1004A21UH | 45500 | 45500 | 17 | 11.7 | 8.5 | 2.2 | 72 | 57 | 214837862
RHEEM | RD17AZ48AJ3N | RCFZ4821STAAM | R802V1004A17UH | 45500 | 45500 | 17 | 11.7 | 8.5 | 2.3 | 73 | 58 | 214837861
RHEEM | RD17AZ48AJ3N | RCFZ4821STAAM | R802V1005A21DZ | 45500 | 45500 | 18 | 12 | 8.5 | 2.3 | 72 | 57 | 214837860
FRIEDRICH | RD17AZ48AJ3N | RCFZ4821STAAM | FR801V1005A21UHS | 45500 | 45500 | 17 | 11.7 | 8.5 | 2.3 | 73 | 57 | 214837857
RHEEM | RD17AZ48AJ3N | RCFZ4821STAAM | R801V1004A17UH | 45500 | 45500 | 17 | 11.7 | 8.5 | 2.3 | 73 | 58 | 214837856
FRIEDRICH | RD17AZ48AJ3N | RCFZ4821STAAM | FR801V0755A21UH | 45500 | 45500 | 17 | 11.7 | 8.5 | 2.3 | 73 | 57 | 214837854
RHEEM | RD17AZ48AJ3N | RCFZ4821STAAM | R802V0755A21UH | 45500 | 45500 | 17 | 11.7 | 8.5 | 2.3 | 73 | 57 | 214837853
RHEEM | RD17AZ48AJ3N | RCFZ4821STAAM | R801T1005A21UHS | 45500 | 45500 | 16 | 11.7 | 8.1 | 2.3 | 73 | 58 | 214837852
FRIEDRICH | RD17AZ48AJ3N | RCFZ4821STAAM | FR801V1004A17UH | 45500 | 45500 | 17 | 11.7 | 8.5 | 2.3 | 73 | 58 | 214837851
RHEEM | RD17AZ48AJ3N | RCFZ4821STAAM | R801V0755A21UH | 45500 | 45500 | 17 | 11.7 | 8.5 | 2.3 | 73 | 57 | 214837850
FRIEDRICH | RD17AZ48AJ3N | RCFZ4821STAAM | FR801V0754A17UH | 45500 | 45500 | 17 | 11.7 | 8.5 | 2.3 | 73 | 57 | 214837849
RUUD | RD17AZ48AJ3N | RCFZ4821STAAM | R802V1005A21UH | 45500 | 45500 | 17 | 11.7 | 8.5 | 2.3 | 73 | 57 | 214837848
RHEEM | RD17AZ48AJ3N | RCFZ4821STAAM | R801T0754A21UH | 45500 | 45500 | 16 | 11.7 | 8.1 | 2.3 | 73 | 57 | 214837847
RHEEM | RD17AZ48AJ3N | RCFZ4821STAAM | R802V1005A21UH | 45500 | 45500 | 17 | 11.7 | 8.5 | 2.3 | 73 | 57 | 214837846
FRIEDRICH | RD17AZ48AJ3N | RCFZ4821STAAM | FR801V0755A21DZ | 45500 | 45500 | 17 | 11.7 | 8.5 | 2.3 | 73 | 57 | 214837844
FRIEDRICH | RD17AZ48AJ3N | RCFZ4821STAAM | FR802V0754A17UH | 45500 | 45500 | 17 | 11.7 | 8.5 | 2.3 | 73 | 57 | 214837843
RUUD | RD17AZ48AJ3N | RCFZ4821STAAM | R801T0754A21UH | 45500 | 45500 | 16 | 11.7 | 8.1 | 2.3 | 73 | 57 | 214837842
FRIEDRICH | RD17AZ48AJ3N | RCFZ4821STAAM | FR801T1004A21UH | 45500 | 45500 | 17 | 11.7 | 8.5 | 2.2 | 72 | 57 | 214837841
RHEEM | RD17AZ48AJ3N | RCFZ4821STAAM | R802V0755A21DZ | 45500 | 45500 | 17 | 11.7 | 8.5 | 2.3 | 73 | 57 | 214837840
FRIEDRICH | RD17AZ48AJ3N | RCFZ4821STAAM | FR801V1005A21UHU | 45500 | 45500 | 17 | 11.7 | 8.5 | 2.3 | 73 | 57 | 214837839
FRIEDRICH | RD17AZ48AJ3N | RCFZ4821STAAM | FR97MV0855A21DH | 45500 | 45500 | 17 | 11.7 | 8.5 | 2.3 | 73 | 58 | 214837790
RUUD | RD17AZ48AJ3N | RCFZ4821STAAM | U98MV0855A21UPS | 45500 | 45500 | 17 | 11.7 | 8.5 | 2.3 | 73 | 58 | 214837789
RHEEM | RD17AZ48AJ3N | RCFZ4821STAAM | R97MV0855A21DH | 45500 | 45500 | 17 | 11.7 | 8.5 | 2.3 | 73 | 58 | 214837788
RHEEM | RD17AZ48AJ3N | RCFZ4821STAAM | R97MV1005A21DH | 45500 | 45500 | 17 | 11.7 | 8.5 | 2.3 | 73 | 58 | 214837782
RUUD | RD17AZ48AJ3N | RCFZ4821STAAM | R951V1005A21UH | 45500 | 45500 | 17 | 11.7 | 8.5 | 2.3 | 73 | 58 | 214837779
FRIEDRICH | RD17AZ48AJ3N | RCFZ4821STAAM | FR97MV1005A21DH | 45500 | 45500 | 17 | 11.7 | 8.5 | 2.3 | 73 | 58 | 214837773
RHEEM | RD17AZ48AJ3N | RCFZ4821STAAM | R951V1005A21UH | 45500 | 45500 | 17 | 11.7 | 8.5 | 2.3 | 73 | 58 | 214837767
RUUD | RD17AZ48AJ3N | RCFZ4821STAAM | U97MV1005A21DHS | 45500 | 45500 | 17 | 11.7 | 8.5 | 2.3 | 73 | 58 | 214837766
FRIEDRICH | RD17AZ48AJ3N | RCFZ4821STAAM | FR98MV0855A21UP | 45500 | 45500 | 17 | 11.7 | 8.5 | 2.3 | 73 | 58 | 214837764
RUSSELL | RD17AZ48AJ3N | SH2VZ4821STANA |  | 45500 | 45500 | 18 | 12 | 8.5 | 2.3 | 72 | 56 | 214832609
RUSSELL | RD17AZ48AJ3N | SH2CZ4821STANA |  | 45500 | 45500 | 18 | 12 | 8.5 | 2.3 | 72 | 56 | 214832608
RUSSELL | RD17AZ48AJ3N | SH2VZ6021STANA |  | 45500 | 45500 | 17 | 11.7 | 8.5 | 2.3 | 73 | 58 | 214832607
RUSSELL | RD17AZ48AJ3N | SH2CZ6021STANA |  | 45500 | 45500 | 17 | 11.7 | 8.5 | 2.3 | 73 | 58 | 214832606
SURE | RD17AZ48AJ3N | SH2VZ4821STANA |  | 45500 | 45500 | 18 | 12 | 8.5 | 2.3 | 72 | 56 | 214832605
SURE | RD17AZ48AJ3N | SH2CZ4821STANA |  | 45500 | 45500 | 18 | 12 | 8.5 | 2.3 | 72 | 56 | 214832604
SURE | RD17AZ48AJ3N | SH2VZ6021STANA |  | 45500 | 45500 | 17 | 11.7 | 8.5 | 2.3 | 73 | 58 | 214832603
SURE | RD17AZ48AJ3N | SH2CZ6021STANA |  | 45500 | 45500 | 17 | 11.7 | 8.5 | 2.3 | 73 | 58 | 214832602
FRIEDRICH | RD17AZ48AJ3N | FRH2VZ6021STANA |  | 45500 | 45500 | 17 | 11.7 | 8.5 | 2.3 | 73 | 58 | 214832601
FRIEDRICH | RD17AZ48AJ3N | FRH2TZ6021STANA |  | 45500 | 45500 | 17 | 11.7 | 8.5 | 2.3 | 73 | 58 | 214832600
FRIEDRICH | RD17AZ48AJ3N | FRH2VZ4821STANA |  | 45500 | 45500 | 18 | 12 | 8.5 | 2.3 | 72 | 56 | 214832599
FRIEDRICH | RD17AZ48AJ3N | FRH2TZ4821STANA |  | 45500 | 45500 | 18 | 12 | 8.5 | 2.3 | 72 | 56 | 214832598
RUUD | RD17AZ48AJ3N | RH2VZ6021STANA |  | 45500 | 45500 | 17 | 11.7 | 8.5 | 2.3 | 73 | 58 | 214832597
RUUD | RD17AZ48AJ3N | RH2TZ6021STANA |  | 45500 | 45500 | 17 | 11.7 | 8.5 | 2.3 | 73 | 58 | 214832596
RHEEM | RD17AZ48AJ3N | RH2TZ6021STANA |  | 45500 | 45500 | 17 | 11.7 | 8.5 | 2.3 | 73 | 58 | 214832595
RHEEM | RD17AZ48AJ3N | RH2VZ6021STANA |  | 45500 | 45500 | 17 | 11.7 | 8.5 | 2.3 | 73 | 58 | 214832594
RHEEM | RD17AZ48AJ3N | RH2VZ4821STANA |  | 45500 | 45500 | 18 | 12 | 8.5 | 2.3 | 72 | 56 | 214832593
RHEEM | RD17AZ48AJ3N | RH2TZ4821STANA |  | 45500 | 45500 | 18 | 12 | 8.5 | 2.3 | 72 | 56 | 214832592
RUUD | RD17AZ48AJ3N | RH2VZ4821STANA |  | 45500 | 45500 | 18 | 12 | 8.5 | 2.3 | 72 | 56 | 214832591
RUUD | RD17AZ48AJ3N | RH2TZ4821STANA |  | 45500 | 45500 | 18 | 12 | 8.5 | 2.3 | 72 | 56 | 214832590
RUSSELL | RD17AZ36AJ3N | SH2CZ3621STANN |  | 34200 | 34200 | 18 | 11.7 | 8.5 | 2.3 | 68 | 53 | 214810614
SURE | RD17AZ36AJ3N | SH2CZ3621STANN |  | 34200 | 34200 | 18 | 11.7 | 8.5 | 2.3 | 68 | 53 | 214810613
FRIEDRICH | RD17AZ36AJ3N | FRH2TZ3621STANN |  | 34200 | 34200 | 18 | 11.7 | 8.5 | 2.3 | 68 | 53 | 214810612
RUUD | RD17AZ36AJ3N | RH2TZ3621STANN |  | 34200 | 34200 | 18 | 11.7 | 8.5 | 2.3 | 68 | 53 | 214810611
RHEEM | RD17AZ36AJ3N | RH2TZ3621STANN |  | 34200 | 34200 | 18 | 11.7 | 8.5 | 2.3 | 68 | 53 | 214810610
RUUD | RD17AZ48AJ3N | RCFZ4821STAAM | R801T1005A21UHS | 45500 | 45500 | 16 | 11.7 | 8.1 | 2.3 | 73 | 58 | 214837888
RUUD | RD17AZ48AJ3N | RCFZ4821STAAM | R801V1005A21UHU | 45500 | 45500 | 17 | 11.7 | 8.5 | 2.3 | 73 | 57 | 214837891
RHEEM | RD17AZ48AJ3N | RCFZ4821STAAM | R801V0754A17UH | 45500 | 45500 | 17 | 11.7 | 8.5 | 2.3 | 73 | 57 | 214837893
RUUD | RD17AZ48AJ3N | RCFZ4821STAAM | R801V0755A21UH | 45500 | 45500 | 17 | 11.7 | 8.5 | 2.3 | 73 | 57 | 214837894
SURE | RD17AZ36AJ3N | SH3VZ3617STANN |  | 34200 | 34200 | 18 | 11.7 | 8.5 | 2.3 | 68 | 53 | 214773104
RUUD | RD17AZ48AJ3N | RCFZ4821STAAM | R801V1005A21UHS | 45500 | 45500 | 17 | 11.7 | 8.5 | 2.3 | 73 | 57 | 214837887
FRIEDRICH | RD17AZ48AJ3N | RCFZ4821STAAM | FR802V0755A21DZ | 45500 | 45500 | 17 | 11.7 | 8.5 | 2.3 | 73 | 57 | 214837889
FRIEDRICH | RD17AZ48AJ3N | RCFZ4821STAAM | FR802V1005A21UH | 45500 | 45500 | 17 | 11.7 | 8.5 | 2.3 | 73 | 57 | 214837890
RHEEM | RD17AZ36AJ3N | RH3VZ3617STACN |  | 34200 | 34200 | 18 | 11.7 | 8.5 | 2.3 | 68 | 53 | 214773105
RHEEM | RD17AZ36AJ3N | WH3VZ3617STANN |  | 34200 | 34200 | 18 | 11.7 | 8.5 | 2.3 | 68 | 53 | 214773106
RUUD | RD17AZ36AJ3N | RH3VZ3617STACN |  | 34200 | 34200 | 18 | 11.7 | 8.5 | 2.3 | 68 | 53 | 214773107
FRIEDRICH | RD17AZ36AJ3N | FRH3VZ3617STACN |  | 34200 | 34200 | 18 | 11.7 | 8.5 | 2.3 | 68 | 53 | 214773108
RUUD | RD17AZ36AJ3N | WH3VZ3617STANN |  | 34200 | 34200 | 18 | 11.7 | 8.5 | 2.3 | 68 | 53 | 214773109
RUSSELL | RD17AZ36AJ3N | SH3VZ3617STANN |  | 34200 | 34200 | 18 | 11.7 | 8.5 | 2.3 | 68 | 53 | 214773110
SURE | RD17AZ36AJ3N | SH2VZ3617STANN |  | 34200 | 34200 | 18 | 11.7 | 8.5 | 2.3 | 68 | 53 | 214773111
RHEEM | RD17AZ36AJ3N | RH2VZ3617STANN |  | 34200 | 34200 | 18 | 11.7 | 8.5 | 2.3 | 68 | 53 | 214773112
RUUD | RD17AZ36AJ3N | RH2VZ3617STANN |  | 34200 | 34200 | 18 | 11.7 | 8.5 | 2.3 | 68 | 53 | 214773113
FRIEDRICH | RD17AZ36AJ3N | FRH2VZ3617STANN |  | 34200 | 34200 | 18 | 11.7 | 8.5 | 2.3 | 68 | 53 | 214773114
RUSSELL | RD17AZ36AJ3N | SH2VZ3617STANN |  | 34200 | 34200 | 18 | 11.7 | 8.5 | 2.3 | 68 | 53 | 214773115
SURE | RD17AZ36AJ3N | SH2CZ3617STANN |  | 34200 | 34200 | 18 | 11.7 | 8.5 | 2.3 | 68 | 53 | 214773116
RHEEM | RD17AZ36AJ3N | RH2TZ3617STANN |  | 34200 | 34200 | 18 | 11.7 | 8.5 | 2.3 | 68 | 53 | 214773117
RHEEM | RD17AZ36AJ3N | WH2TZ3617STANN |  | 34200 | 34200 | 18 | 11.7 | 8.5 | 2.3 | 68 | 53 | 214773118
RUUD | RD17AZ36AJ3N | RH2TZ3617STANN |  | 34200 | 34200 | 18 | 11.7 | 8.5 | 2.3 | 68 | 53 | 214773119
FRIEDRICH | RD17AZ36AJ3N | FRH2TZ3617STANN |  | 34200 | 34200 | 18 | 11.7 | 8.5 | 2.3 | 68 | 53 | 214773120
RUUD | RD17AZ36AJ3N | WH2TZ3617STANN |  | 34200 | 34200 | 18 | 11.7 | 8.5 | 2.3 | 68 | 53 | 214773121
RUSSELL | RD17AZ36AJ3N | SH2CZ3617STANN |  | 34200 | 34200 | 18 | 11.7 | 8.5 | 2.3 | 68 | 53 | 214773122
RHEEM | RD17AZ48AJ3N | RCFZ4821STAAM | R951V0705A21UHU | 45500 | 45500 | 17 | 11.7 | 8.5 | 2.3 | 73 | 58 | 214837799
FRIEDRICH | RD17AZ48AJ3N | RCFZ4821STAAM | FR951V1005A21UH | 45500 | 45500 | 17 | 11.7 | 8.5 | 2.3 | 73 | 58 | 214837797
RHEEM | RD17AZ48AJ3N | RCFZ4821STAAM | R98MV0855A21UP | 45500 | 45500 | 17 | 11.7 | 8.5 | 2.3 | 73 | 58 | 214837791
RHEEM | RD17AZ48AJ3N | RCFZ4821STAAM | R801V1005A21DZ | 45500 | 45500 | 18 | 12 | 8.5 | 2.3 | 72 | 57 | 214837838
FRIEDRICH | RD17AZ48AJ3N | RCFZ4821STAAM | FR801T0755A21DZ | 45500 | 45500 | 17 | 11.7 | 8.5 | 2.3 | 73 | 58 | 214837837
RUUD | RD17AZ48AJ3N | RCFZ4821STAAM | R801T1005A21DZ | 45500 | 45500 | 17 | 11.7 | 8.5 | 2.3 | 73 | 58 | 214837836
RHEEM | RD17AZ48AJ3N | RCFZ4821STAAM | R801T1005A21UHN | 45500 | 45500 | 16 | 11.7 | 8.1 | 2.3 | 73 | 58 | 214837835
RUUD | RD17AZ48AJ3N | RCFZ4821STAAM | R801V0754A17UH | 45500 | 45500 | 17 | 11.7 | 8.5 | 2.3 | 73 | 57 | 214837834
RUUD | RD17AZ48AJ3N | RCFZ4821STAAM | R801T1005A21UHN | 45500 | 45500 | 16 | 11.7 | 8.1 | 2.3 | 73 | 58 | 214837831
RUUD | RD17AZ48AJ3N | RCFZ4821STAAM | R801V1005A21DZ | 45500 | 45500 | 18 | 12 | 8.5 | 2.3 | 72 | 57 | 214837829
FRIEDRICH | RD17AZ48AJ3N | RCFZ4821STAAM | FR802V1005A21DZ | 45500 | 45500 | 18 | 12 | 8.5 | 2.3 | 72 | 57 | 214837828
RUUD | RD17AZ48AJ3N | RCFZ4821STAAM | R802V0755A21DZ | 45500 | 45500 | 17 | 11.7 | 8.5 | 2.3 | 73 | 57 | 214837826
FRIEDRICH | RD17AZ48AJ3N | RCFZ4821STAAM | FR801T1005A21UHN | 45500 | 45500 | 16 | 11.7 | 8.1 | 2.3 | 73 | 58 | 214837824
RUUD | RD17AZ48AJ3N | RCFZ4821STAAM | R801T0755A21DZ | 45500 | 45500 | 17 | 11.7 | 8.5 | 2.3 | 73 | 58 | 214837821
RUUD | RD17AZ48AJ3N | RCFZ4821STAAM | R801T1004A21UH | 45500 | 45500 | 17 | 11.7 | 8.5 | 2.2 | 72 | 57 | 214837820
RUUD | RD17AZ48AJ3N | RCFZ4821STAAM | R802V1004A17UH | 45500 | 45500 | 17 | 11.7 | 8.5 | 2.3 | 73 | 58 | 214837819
RUUD | RD17AZ48AJ3N | RCFZ4821STAAM | R801V1005A21UHN | 45500 | 45500 | 17 | 11.7 | 8.5 | 2.3 | 73 | 57 | 214837818
RHEEM | RD17AZ48AJ3N | RCFZ4821STAAM | R801V1005A21UHN | 45500 | 45500 | 17 | 11.7 | 8.5 | 2.3 | 73 | 57 | 214837817
RUUD | RD17AZ48AJ3N | RCFZ4821STAAM | R801V1004A17UH | 45500 | 45500 | 17 | 11.7 | 8.5 | 2.3 | 73 | 58 | 214837815
RHEEM | RD17AZ48AJ3N | RCFZ4821STAAM | R801T0755A21DZ | 45500 | 45500 | 17 | 11.7 | 8.5 | 2.3 | 73 | 58 | 214837814
RUUD | RD17AZ48AJ3N | RCFZ4821STAAM | R801V0755A21DZ | 45500 | 45500 | 17 | 11.7 | 8.5 | 2.3 | 73 | 57 | 214837813
RHEEM | RD17AZ48AJ3N | RCFZ4821STAAM | R801V0755A21DZ | 45500 | 45500 | 17 | 11.7 | 8.5 | 2.3 | 73 | 57 | 214837812
FRIEDRICH | RD17AZ48AJ3N | RCFZ4821STAAM | FR802V1004A17UH | 45500 | 45500 | 17 | 11.7 | 8.5 | 2.3 | 73 | 58 | 214837810
FRIEDRICH | RD17AZ48AJ3N | RCFZ4821STAAM | FR801T0754A21UHS | 45500 | 45500 | 16 | 11.7 | 8.1 | 2.3 | 73 | 57 | 214837811
RUUD | RD17AZ48AJ3N | RCFZ4821STAAM | R802V0754A17UH | 45500 | 45500 | 17 | 11.7 | 8.5 | 2.3 | 73 | 57 | 214837808
RUUD | RD17AZ48AJ3N | RCFZ4821STAAM | U97MV0855A21DHS | 45500 | 45500 | 17 | 11.7 | 8.5 | 2.3 | 73 | 58 | 214837807
FRIEDRICH | RD17AZ48AJ3N | RCFZ4821STAAM | FR951V0705A21UHU | 45500 | 45500 | 17 | 11.7 | 8.5 | 2.3 | 73 | 58 | 214837804
RUUD | RD17AZ48AJ3N | RCFZ4821STAAM | R951V0705A21UHU | 45500 | 45500 | 17 | 11.7 | 8.5 | 2.3 | 73 | 58 | 214837800
DIYCOOL | ACIQ-18-HPB | ACIQ-24-ACL |  | 18000 | 19000 | 16.1 | 11.7 | 9.5 | 2.2 | 77 | 79 | 213492145
1HVAC | ACIQ-18-HPB | ACIQ-24-ACL |  | 18000 | 19000 | 16.1 | 11.7 | 9.5 | 2.2 | 77 | 79 | 213492122
INNOVAIR | SHV36H2R20-S | DEV36H2R19 |  | 35000 | 39000 | 16.3 | 11.7 | 9.5 | 1.8 | 82 | 97 | 213489790
Dettson | EVD-36-O-S | EVD-36-I |  | 35000 | 39000 | 16.3 | 11.7 | 9.5 | 1.8 | 82 | 97 | 213488871
TEMP SHIFT | TSMOX63036HFN1M3X | TSMVC36HWFN1M |  | 35000 | 39000 | 16.3 | 11.7 | 9.5 | 1.8 | 82 | 97 | 213484699
DIRECT AIR | DIRM-24MAGICPRO20-OU | DIRM-24MAGICPRO20-145-COIL* |  | 20000 | 25000 | 16.3 | 11.7 | 10.2 | 2 | 90 | 80 | 213481581
DIRECT AIR | DIRM-36MAGICPRO20-OU1F | DIRM-36MAGICPRO20-AH |  | 35000 | 39000 | 16.3 | 11.7 | 9.5 | 1.8 | 82 | 97 | 213481579
COMFORTSTAR | CPH36CD(O)-B | AHU36-SG2 |  | 35000 | 39000 | 16.3 | 11.7 | 9.5 | 1.8 | 82 | 97 | 213479752
CanAir | CDH2024C21 | MVBM-24A18T3N1* |  | 20000 | 25000 | 16.3 | 11.7 | 10.2 | 2 | 90 | 80 | 213479417
CanAir | CDH2036C22 | CDH2036F21 |  | 35000 | 39000 | 16.3 | 11.7 | 9.5 | 1.8 | 82 | 97 | 213479415
PolarWave | ACIQ-30-HPB | ACIQ-30W-P |  | 28000 | 30000 | 18.2 | 11.7 | 8.8 | 1.8 | 67 | 87 | 213433292
PolarWave | ACIQ-24-HPB | ACIQ-24W-P |  | 24000 | 27400 | 19 | 12 | 9.3 | 1.91 | 70 | 88 | 213433291
PolarWave | ACIQ-18-HPB | ACIQ-18W-P |  | 18000 | 19000 | 17 | 12.4 | 9.5 | 2 | 71 | 95 | 213433290
PolarWave | ACIQ-24-HPB | ACIQ-24W-WM |  | 24000 | 26000 | 17.5 | 11.7 | 10.5 | 2 | 77 | 92 | 213433287
PolarWave | ACIQ-18-HPB | ACIQ-18W-WM |  | 18000 | 19000 | 19.3 | 12.1 | 10.8 | 2.3 | 83 | 99 | 213433286
DIYCOOL | ACIQ-30-HPB | ACIQ-30W-P |  | 28000 | 30000 | 18.2 | 11.7 | 8.8 | 1.8 | 67 | 87 | 213433273
DIYCOOL | ACIQ-24-HPB | ACIQ-24W-P |  | 24000 | 27400 | 19 | 12 | 9.3 | 1.91 | 70 | 88 | 213433272
DIYCOOL | ACIQ-24-HPB | ACIQ-24W-WM |  | 24000 | 26000 | 17.5 | 11.7 | 10.5 | 2 | 77 | 92 | 213433268
DIYCOOL | ACIQ-18-HPB | ACIQ-18W-WM |  | 18000 | 19000 | 19.3 | 12.1 | 10.8 | 2.3 | 83 | 99 | 213433267
ACIQ | ACIQ-30-HPB | ACIQ-30W-P |  | 28000 | 30000 | 18.2 | 11.7 | 8.8 | 1.8 | 67 | 87 | 213433254
ACIQ | ACIQ-18-HPB | ACIQ-18W-P |  | 18000 | 19000 | 17 | 12.4 | 9.5 | 2 | 71 | 95 | 213433252
ACIQ | ACIQ-24-HPB | ACIQ-24W-WM |  | 24000 | 26000 | 17.5 | 11.7 | 10.5 | 2 | 77 | 92 | 213433249
1HVAC | ACIQ-24-HPB | ACIQ-24W-P |  | 24000 | 27400 | 19 | 12 | 9.3 | 1.91 | 70 | 88 | 213433234
1HVAC | ACIQ-18-HPB | ACIQ-18W-P |  | 18000 | 19000 | 17 | 12.4 | 9.5 | 2 | 71 | 95 | 213433233
1HVAC | ACIQ-24-HPB | ACIQ-24W-WM |  | 24000 | 26000 | 17.5 | 11.7 | 10.5 | 2 | 77 | 92 | 213433230
1HVAC | ACIQ-18-HPB | ACIQ-18W-WM |  | 18000 | 19000 | 19.3 | 12.1 | 10.8 | 2.3 | 83 | 99 | 213433229
DIYCOOL | ACIQ-18-HPB | ACIQ-18W-P |  | 18000 | 19000 | 17 | 12.4 | 9.5 | 2 | 71 | 95 | 213433271
ACIQ | ACIQ-24-HPB | ACIQ-24W-P |  | 24000 | 27400 | 19 | 12 | 9.3 | 1.91 | 70 | 88 | 213433253
ACIQ | ACIQ-18-HPB | ACIQ-18W-WM |  | 18000 | 19000 | 19.3 | 12.1 | 10.8 | 2.3 | 83 | 99 | 213433248
AURORA | AU-LXU24-2A-O | AU-LCU24-2A-I |  | 24000 | 24000 | 17.4 | 11.7 | 10 | 1.91 | 80 | 94 | 208101262
AURORA | AU-LXU18-2A-O | AU-LCU18-2A-I |  | 18000 | 19000 | 18 | 12.4 | 9.3 | 2.04 | 71 | 87 | 208101261
LENNOX | MLB024S4S-1P | MMA024SM4-*P |  | 23000 | 26000 | 18.4 | 11.7 | 9.1 | 1.9 | 65 | 82 | 212348050
LENNOX | MLB018S4S-1P | MMA018SM4-*P |  | 18000 | 19000 | 17.6 | 11.7 | 9.6 | 2 | 81 | 89 | 212348049
STEALTH | ACIQ-18-HPB | ACIQ-18-ACL |  | 18000 | 19000 | 16.1 | 11.7 | 9.5 | 2.2 | 77 | 79 | 212394355
PolarWave | ACIQ-18-HPB | ACIQ-18-ACL |  | 18000 | 19000 | 16.1 | 11.7 | 9.5 | 2.2 | 77 | 79 | 212394344
DIYCOOL | ACIQ-18-HPB | ACIQ-18-ACL |  | 18000 | 19000 | 16.1 | 11.7 | 9.5 | 2.2 | 77 | 79 | 212394333
1HVAC | ACIQ-30-HPB | ACIQ-30W-P |  | 28000 | 30000 | 18.2 | 11.7 | 8.8 | 1.8 | 67 | 87 | 213433235
Kepler | AZPN/24WD | AZPN/A24WACUID |  | 20000 | 25000 | 16.3 | 11.7 | 10.2 | 2 | 90 | 80 | 213433211
STEALTH | ACIQ-30-HPB | ACIQ-30W-P |  | 28000 | 30000 | 18.2 | 11.7 | 8.8 | 1.8 | 67 | 87 | 213433311
STEALTH | ACIQ-24-HPB | ACIQ-24W-P |  | 24000 | 27400 | 19 | 12 | 9.3 | 1.91 | 70 | 88 | 213433310
STEALTH | ACIQ-18-HPB | ACIQ-18W-P |  | 18000 | 19000 | 17 | 12.4 | 9.5 | 2 | 71 | 95 | 213433309
STEALTH | ACIQ-24-HPB | ACIQ-24W-WM |  | 24000 | 26000 | 17.5 | 11.7 | 10.5 | 2 | 77 | 92 | 213433306
STEALTH | ACIQ-18-HPB | ACIQ-18W-WM |  | 18000 | 19000 | 19.3 | 12.1 | 10.8 | 2.3 | 83 | 99 | 213433305
INNOVAIR | SHV24H2R20* | MAC24H1418E |  | 20000 | 25000 | 16.3 | 11.7 | 10.2 | 2 | 90 | 80 | 213386886
INNOVAIR | SHV18H2R20 | DEV18H2R19 |  | 18000 | 19000 | 18 | 12.4 | 9.3 | 2.04 | 71 | 87 | 213386877
Dettson | EVD-24-O* | MAC24H1418E |  | 20000 | 25000 | 16.3 | 11.7 | 10.2 | 2 | 90 | 80 | 213386698
1HVAC | ACIQ-18-HPB | ACIQ-18-ACL |  | 18000 | 19000 | 16.1 | 11.7 | 9.5 | 2.2 | 77 | 79 | 212394311
ACIQ | ACIQ-18-HPB | ACIQ-18-ACL |  | 18000 | 19000 | 16.1 | 11.7 | 9.5 | 2.2 | 77 | 79 | 212394322
MOOVAIR | DMA18HOS20230E7 | CUB24HAC20BWT7A |  | 18000 | 19000 | 16.1 | 11.7 | 9.5 | 2.2 | 77 | 79 | 212361758
LBG Products | LCUHB18DO | LCHB24DA |  | 18000 | 19000 | 16.1 | 11.7 | 9.5 | 2.2 | 77 | 79 | 212331388
KLIMAIRE | KOIF24H2-1S | KIDF24H2-1S |  | 24000 | 24000 | 17.4 | 11.7 | 10 | 1.91 | 80 | 94 | 212316040
Panasonic | CU-HE24YAHK6 | CS-HE24YAHK6 |  | 24000 | 24000 | 17.4 | 11.7 | 10 | 1.91 | 80 | 94 | 212396493
Panasonic | CU-HE18YAHK6 | CS-HE18YAHK6 |  | 18000 | 19000 | 18 | 12.4 | 9.3 | 2.04 | 71 | 87 | 212396492
Custom Comfort | CCOXHA24V18HP | CCOACC1824B |  | 18000 | 19000 | 16.1 | 11.7 | 9.5 | 2.2 | 77 | 79 | 212365456
Custom Comfort | CCOXHASZ24HP | CCOXHAAHU24 |  | 23000 | 26000 | 18.4 | 11.7 | 9.3 | 1.9 | 65 | 82 | 212365446
Custom Comfort | CCOXHA24V18HP | CCOXHAAH24V18 |  | 18000 | 19000 | 18 | 12.4 | 9.3 | 2.04 | 71 | 87 | 212365450
Custom Comfort | CCOXHA24V24HP | CCOXHAAH24V24 |  | 24000 | 24000 | 17.4 | 11.7 | 10 | 1.91 | 80 | 94 | 212365451
Custom Comfort | CCOXHASZ17HP | CCOXHAAHU18 |  | 18000 | 19000 | 17.6 | 11.7 | 9.6 | 2 | 81 | 89 | 212365445
ATK | ACI-AUO18SHP-M | ACI-BCO24CP17 |  | 18000 | 19000 | 16.1 | 11.7 | 9.5 | 2.2 | 77 | 79 | 212386850
ATK | ACI-AUO24SHP-M | ACI-AUI24VHE |  | 24000 | 24000 | 17.4 | 11.7 | 10 | 1.91 | 80 | 94 | 212386849
ARCOAIRE | DLCSRBH24AAK | DLFSABH24XBK |  | 23000 | 26000 | 18.4 | 11.7 | 9.3 | 1.9 | 65 | 82 | 207826594
COMFORTMAKER | DLCSRBH24AAK | DLFSABH24XBK |  | 23000 | 26000 | 18.4 | 11.7 | 9.3 | 1.9 | 65 | 82 | 207826596
MRCOOL | CENTRAL-24-HP-C-23025 | CENTRAL-24-HP-MUAH-23025 |  | 24000 | 24000 | 16.7 | 11.7 | 9.1 | 2.29 | 75 | 75 | 208960636
SEA BREEZE+ | SZ24H424ZMO | AH24H424ZMI |  | 24000 | 25000 | 18 | 11.7 | 8.1 | 1.9 | 68 | 56 | 208128300
MDV | MOD33-24HFN1-MT0W | MVC-23HWFN1-M |  | 24000 | 25000 | 18 | 11.7 | 8.1 | 1.9 | 68 | 56 | 207742578
Cooper&Hunter | CH-ES24-230VO | CH-M24AHU |  | 24000 | 25000 | 18 | 11.7 | 8.1 | 1.9 | 68 | 56 | 208101233
MDV | MOX430-18HFN1-MU0W | MVC-18HWFN1-MW(GA) |  | 18000 | 19000 | 17.8 | 11.7 | 9.3 | 2.31 | 69 | 67 | 207742577
Cooper&Hunter | CH-ES18-230VO | CH-M18AHU |  | 18000 | 19000 | 17.8 | 11.7 | 9.3 | 2.31 | 69 | 67 | 208101231
Breeze33 | BZ33-HYP18OUT2-G2-P | BZ33-MSAHU18-G2-P |  | 18000 | 19000 | 17.6 | 11.7 | 9.6 | 2 | 81 | 89 | 208130311
MIDEA | 38MARBQ18AA3 | 40MBABQ18XB3 |  | 18000 | 19000 | 17.6 | 11.7 | 9.6 | 2 | 81 | 89 | 207826679
Cooper&Hunter | CH-HPR18-230VO | CH-M18AHU |  | 18000 | 19000 | 17.6 | 11.7 | 9.6 | 2 | 81 | 89 | 208141205
COMFORT-AIRE | A-VMH18SV-1 | B-VMH18AV-1 |  | 18000 | 19000 | 17.6 | 11.7 | 9.6 | 2 | 81 | 89 | 208136322
PAYNE | 38MARBQ18AA3 | 40MBABQ18XB3 |  | 18000 | 19000 | 17.6 | 11.7 | 9.6 | 2 | 81 | 89 | 207826669
Weathermaker | 38MARBQ18AA3 | 40MBABQ18XB3 |  | 18000 | 19000 | 17.6 | 11.7 | 9.6 | 2 | 81 | 89 | 207826674
BRYANT | 38MARBQ18AA3 | 40MBABQ18XB3 |  | 18000 | 19000 | 17.6 | 11.7 | 9.6 | 2 | 81 | 89 | 207826664
CARRIER | 38MARBQ18AA3 | 40MBABQ18XB3 |  | 18000 | 19000 | 17.6 | 11.7 | 9.6 | 2 | 81 | 89 | 207826659
AIRQUEST | DLCSRBH18AAK | DLFSABH18XBK |  | 18000 | 19000 | 17.6 | 11.7 | 9.6 | 2 | 81 | 89 | 207826613
MIDEA | DLCSRBH18AAK | DLFSABH18XBK |  | 18000 | 19000 | 17.6 | 11.7 | 9.6 | 2 | 81 | 89 | 207826607
TEMPSTAR | DLCSRBH18AAK | DLFSABH18XBK |  | 18000 | 19000 | 17.6 | 11.7 | 9.6 | 2 | 81 | 89 | 207826609
SMART COMFORT | DLCSRBH18AAK | DLFSABH18XBK |  | 18000 | 19000 | 17.6 | 11.7 | 9.6 | 2 | 81 | 89 | 207826611
DAY & NIGHT | DLCSRBH18AAK | DLFSABH18XBK |  | 18000 | 19000 | 17.6 | 11.7 | 9.6 | 2 | 81 | 89 | 207826599
Bladex | BX30-24HPHYHA | BLA-24HWAHU1 |  | 24000 | 24000 | 17.4 | 11.7 | 10 | 1.91 | 80 | 94 | 212367438
Bladex | BX30U-18HPHYHA | BLA-18HWAHU1 |  | 18000 | 19000 | 18 | 12.4 | 9.3 | 2.04 | 71 | 87 | 212367437
Bladex | BX30U-18HPHYHA | BLC-24HWAC1 |  | 18000 | 19000 | 16.1 | 11.7 | 9.5 | 2.2 | 77 | 79 | 212367432
KENMORE | DLCSRBH18AAK | DLFSABH18XBK |  | 18000 | 19000 | 17.6 | 11.7 | 9.6 | 2 | 81 | 89 | 207826605
KEEPRITE | DLCSRBH18AAK | DLFSABH18XBK |  | 18000 | 19000 | 17.6 | 11.7 | 9.6 | 2 | 81 | 89 | 207826603
HEIL | DLCSRBH18AAK | DLFSABH18XBK |  | 18000 | 19000 | 17.6 | 11.7 | 9.6 | 2 | 81 | 89 | 207826601
ARCOAIRE | DLCSRBH18AAK | DLFSABH18XBK |  | 18000 | 19000 | 17.6 | 11.7 | 9.6 | 2 | 81 | 89 | 207826595
COMFORTMAKER | DLCSRBH18AAK | DLFSABH18XBK |  | 18000 | 19000 | 17.6 | 11.7 | 9.6 | 2 | 81 | 89 | 207826597
KEEPRITE | DLCURAH18ABK | DLFUAAH18XAK |  | 18000 | 19000 | 18 | 12.4 | 9.3 | 2.04 | 71 | 87 | 209852080
KEEPRITE | DLCURAH24ABK | DLFUAAH24XAK |  | 24000 | 24000 | 17.4 | 11.7 | 10 | 1.91 | 80 | 94 | 209852081
KENMORE | DLCURAH18ABK | DLFUAAH18XAK |  | 18000 | 19000 | 18 | 12.4 | 9.3 | 2.04 | 71 | 87 | 209852091
KENMORE | DLCURAH24ABK | DLFUAAH24XAK |  | 24000 | 24000 | 17.4 | 11.7 | 10 | 1.91 | 80 | 94 | 209852092
MIDEA | DLCURAH24ABK | DLFUAAH24XAK |  | 24000 | 24000 | 17.4 | 11.7 | 10 | 1.91 | 80 | 94 | 209852103
MIDEA | DLCURAH18ABK | DLFUAAH18XAK |  | 18000 | 19000 | 18 | 12.4 | 9.3 | 2.04 | 71 | 87 | 209852102
TEMPSTAR | DLCURAH18ABK | DLFUAAH18XAK |  | 18000 | 19000 | 18 | 12.4 | 9.3 | 2.04 | 71 | 87 | 209852113
TEMPSTAR | DLCURAH24ABK | DLFUAAH24XAK |  | 24000 | 24000 | 17.4 | 11.7 | 10 | 1.91 | 80 | 94 | 209852114
SMART COMFORT | DLCURAH24ABK | DLFUAAH24XAK |  | 24000 | 24000 | 17.4 | 11.7 | 10 | 1.91 | 80 | 94 | 209852125
SMART COMFORT | DLCURAH18ABK | DLFUAAH18XAK |  | 18000 | 19000 | 18 | 12.4 | 9.3 | 2.04 | 71 | 87 | 209852124
COMFORTSTAR | CPH18CD(O) | AHU18-SG2 |  | 18000 | 19000 | 18 | 12.4 | 9.3 | 2.04 | 71 | 87 | 212940789
COMFORTSTAR | CPH24CD(O) | AHU24-SG2 |  | 24000 | 24000 | 17.4 | 11.7 | 10 | 1.91 | 80 | 94 | 212940790
CENTURY | A-VCD18SA-1 | B-VCD18SA-1 |  | 18000 | 19000 | 18 | 12.4 | 9.3 | 2.04 | 71 | 87 | 212940800
CENTURY | A-VCD18SA-1 | MCD18/24B1A |  | 18000 | 19000 | 16.1 | 11.7 | 9.5 | 2.2 | 77 | 79 | 212940799
CENTURY | A-VCD24SA-1 | B-VCD24SA-1 |  | 24000 | 24000 | 17.4 | 11.7 | 10 | 1.91 | 80 | 94 | 212940802
Multi MFG | HHS-18HD-A | 18MUC0-HP-A |  | 18000 | 19000 | 19.3 | 12.1 | 10.8 | 2.3 | 83 | 99 | 213156952
Panasonic | CU-HE18YAHK6 | CS-HE24YAC6* |  | 18000 | 19000 | 16.1 | 11.7 | 9.5 | 2.2 | 77 | 79 | 213160450
INNOVAIR | SHV18H2R20 | MAC24H1718E |  | 18000 | 19000 | 16.1 | 11.7 | 9.5 | 2.2 | 77 | 79 | 213160472
Dettson | EVD-18-O | MAC24H1718E |  | 18000 | 19000 | 16.1 | 11.7 | 9.5 | 2.2 | 77 | 79 | 213160479
Panasonic | CU-HE18YAHK6 | CS-HE24YAC6 |  | 18000 | 19000 | 16.1 | 11.7 | 9.5 | 2.2 | 77 | 79 | 213082093
MOOVAIR | DMC36HOS20230E7 | FMA36HIAHUU230X7 |  | 35000 | 39000 | 16.3 | 11.7 | 9.5 | 1.8 | 82 | 97 | 214295967
Breeze33 | BZ33-INV18OUT2-J | BZ33-WMAHU18-J |  | 18000 | 19000 | 19.3 | 12.1 | 10.8 | 2.3 | 83 | 99 | 214389567
Breeze33 | BZ33-INV24OUT2-J | BZ33-WMAHU24-J |  | 24000 | 26000 | 17.5 | 11.7 | 10.5 | 2 | 77 | 92 | 214389568
MDV | MOX330U-12HFN1-MR0 | MVC-12HWFN1-M |  | 12000 | 13000 | 17.5 | 11.7 | 9 | 2.6 | 92 | 85 | 214602070
1HVAC | ACIQ-12-EHPB | ACIQ-12-AHB |  | 12000 | 13000 | 17.5 | 11.7 | 9 | 2.6 | 92 | 85 | 214602071
ACIQ | ACIQ-12-EHPB | ACIQ-12-AHB |  | 12000 | 13000 | 17.5 | 11.7 | 9 | 2.6 | 92 | 85 | 214602072
DIYCOOL | ACIQ-12-EHPB | ACIQ-12-AHB |  | 12000 | 13000 | 17.5 | 11.7 | 9 | 2.6 | 92 | 85 | 214602073
PolarWave | ACIQ-12-EHPB | ACIQ-12-AHB |  | 12000 | 13000 | 17.5 | 11.7 | 9 | 2.6 | 92 | 85 | 214602074
STEALTH | ACIQ-12-EHPB | ACIQ-12-AHB |  | 12000 | 13000 | 17.5 | 11.7 | 9 | 2.6 | 92 | 85 | 214602075
Kepler | AZPN/18WD | AZPN/B24WAC-UC |  | 18000 | 19000 | 16.1 | 11.7 | 9.5 | 2.2 | 77 | 79 | 214610373
Kepler | AZPN/24WD | AZPN/A18WAC |  | 20000 | 25000 | 16.3 | 11.7 | 10.2 | 2 | 90 | 80 | 214610374
Weathermaker | 38MURAQ18AB3 | 40MUAAQ18XA3 |  | 18000 | 19000 | 18 | 12.4 | 9.3 | 2.04 | 71 | 87 | 208447912
MIDEA | 38MURAQ18AB3 | 40MUAAQ18XA3 |  | 18000 | 19000 | 18 | 12.4 | 9.3 | 2.04 | 71 | 87 | 208447921
DIRECT AIR | DIRM-18MAGICPRO20-OU | DIRM-18MAGICPRO20-AH |  | 18000 | 19000 | 18 | 12.4 | 9.3 | 2.04 | 71 | 87 | 207706563
CanAir | CDH2018C21 | CDH2018F21 |  | 18000 | 19000 | 18 | 12.4 | 9.3 | 2.04 | 71 | 87 | 207706568
MOOVAIR | DMA18HOS20230E7 | FMA18HIAHUU230X7 |  | 18000 | 19000 | 18 | 12.4 | 9.3 | 2.04 | 71 | 87 | 207764688
BLUERIDGE | BMAH1820C | BMAH1820I |  | 18000 | 19000 | 18 | 12.4 | 9.3 | 2.04 | 71 | 87 | 208101242
CARRIER | 38MURAQ18AB3 | 40MUAAQ18XA3 |  | 18000 | 19000 | 18 | 12.4 | 9.3 | 2.04 | 71 | 87 | 208447885
BRYANT | 38MURAQ18AB3 | 40MUAAQ18XA3 |  | 18000 | 19000 | 18 | 12.4 | 9.3 | 2.04 | 71 | 87 | 208447894
TRUST AIR CONDITIONERS | AA18H/O44P | AH18H/I44P |  | 18000 | 19000 | 18 | 12.4 | 9.3 | 2.04 | 71 | 87 | 208284014
PAYNE | 38MURAQ18AB3 | 40MUAAQ18XA3 |  | 18000 | 19000 | 18 | 12.4 | 9.3 | 2.04 | 71 | 87 | 208447903
DIRECT AIR | DIRM-24MAGICPRO20-OU | DIRM-24MAGICPRO20-AH |  | 24000 | 24000 | 17.4 | 11.7 | 10 | 1.91 | 80 | 94 | 207706564
CanAir | CDH2024C21 | CDH2024F21 |  | 24000 | 24000 | 17.4 | 11.7 | 10 | 1.91 | 80 | 94 | 207706569
MOOVAIR | DMA24HOS20230E7 | FMA24HIAHUU230X7 |  | 24000 | 24000 | 17.4 | 11.7 | 10 | 1.91 | 80 | 94 | 207706559
BLUERIDGE | BMAH2420C | BMAH2420I |  | 24000 | 24000 | 17.4 | 11.7 | 10 | 1.91 | 80 | 94 | 208101243
MRCOOL | MVP-24-HP-C-230-25 | MVP-24-HP-MUAH-230-25 |  | 24000 | 24000 | 16.7 | 11.7 | 9.1 | 2.29 | 75 | 75 | 211644118
CanAir | CDH2018C21 | MAC-24HWDN1-MN0 |  | 18000 | 19000 | 16.1 | 11.7 | 9.5 | 2.2 | 77 | 79 | 211644141
LPS Legacy | DLCSRBH24AAK | DLFSABH24XBK |  | 23000 | 26000 | 18.4 | 11.7 | 9.3 | 1.9 | 65 | 82 | 211756626
LPS Legacy | DLCSRBH18AAK | DLFSABH18XBK |  | 18000 | 19000 | 17.6 | 11.7 | 9.6 | 2 | 81 | 89 | 211756627
LPS Legacy | DLCURAH18ABK | DLFUAAH18XAK |  | 18000 | 19000 | 18 | 12.4 | 9.3 | 2.04 | 71 | 87 | 211756642
LPS Legacy | DLCURAH24ABK | DLFUAAH24XAK |  | 24000 | 24000 | 17.4 | 11.7 | 10 | 1.91 | 80 | 94 | 211756643
Mitsutomo | UHO18-NB-Q | UHM18-BB-Q |  | 18000 | 19000 | 18 | 12.4 | 9.3 | 2.04 | 71 | 87 | 211306378
Mitsutomo | UHO24-NB-Q | UHM24-BB-Q |  | 24000 | 24000 | 17.4 | 11.7 | 10 | 1.91 | 80 | 94 | 211306379
SENVILLE | SENDC-24HF-OM | SENDC-24HF-IM |  | 24000 | 24000 | 17.4 | 11.7 | 10 | 1.91 | 80 | 94 | 213386472
AC PRO.COM | AOX430U-18HFN1-M | AVBL-18HWFN1-MH3 |  | 18000 | 19000 | 17 | 12.4 | 9.5 | 2 | 71 | 95 | 213386502
AC PRO.COM | AOD30-24HFN1-MW | AVBL-24HWFN1-MI3 |  | 24000 | 27400 | 19 | 12 | 9.3 | 1.91 | 70 | 88 | 213386503
AC PRO.COM | AOD30U-30HFN1-MR0(X) | AVBL-30HWFN1-MJ3 |  | 28000 | 30000 | 18.2 | 11.7 | 8.8 | 1.8 | 67 | 87 | 213386504
COMFORTSTAR | CPH18CD(O) | ACP-24B |  | 18000 | 19000 | 16.1 | 11.7 | 9.5 | 2.2 | 77 | 79 | 213386517
COMFORTSTAR | CPH18CD(O) | UACP-24B |  | 18000 | 19000 | 16.1 | 11.7 | 9.5 | 2.2 | 77 | 79 | 213386529
Multi MFG | HHS-18HD-A | 18HSHP-C-M-A |  | 18000 | 19000 | 17 | 12.4 | 9.5 | 2 | 71 | 95 | 213386552
Multi MFG | HHS-24HD-A | 24HSHP-C-M-A |  | 24000 | 27400 | 19 | 12 | 9.3 | 1.91 | 70 | 88 | 213386553
Multi MFG | HHS-30HD-A | 30HSHP-C-M-A |  | 28000 | 30000 | 18.2 | 11.7 | 8.8 | 1.8 | 67 | 87 | 213386554
ACIQ | ACIQ-24-HPB | ACIQ-24-AHB |  | 24000 | 24000 | 17.4 | 11.7 | 10 | 1.91 | 80 | 94 | 208106635
DIYCOOL | ACIQ-24-HPB | ACIQ-24-AHB |  | 24000 | 24000 | 17.4 | 11.7 | 10 | 1.91 | 80 | 94 | 208106632
1HVAC | ACIQ-24-HPB | ACIQ-24-AHB |  | 24000 | 24000 | 17.4 | 11.7 | 10 | 1.91 | 80 | 94 | 208106638
CARRIER | 38MURAQ24AB3 | 40MUAAQ24XA3 |  | 24000 | 24000 | 17.4 | 11.7 | 10 | 1.91 | 80 | 94 | 208447887
TRUST AIR CONDITIONERS | AA24H/O44P | AH24H/I44P |  | 24000 | 24000 | 17.4 | 11.7 | 10 | 1.91 | 80 | 94 | 208284015
BRYANT | 38MURAQ24AB3 | 40MUAAQ24XA3 |  | 24000 | 24000 | 17.4 | 11.7 | 10 | 1.91 | 80 | 94 | 208447896
PAYNE | 38MURAQ24AB3 | 40MUAAQ24XA3 |  | 24000 | 24000 | 17.4 | 11.7 | 10 | 1.91 | 80 | 94 | 208447905
Weathermaker | 38MURAQ24AB3 | 40MUAAQ24XA3 |  | 24000 | 24000 | 17.4 | 11.7 | 10 | 1.91 | 80 | 94 | 208447914
MIDEA | 38MURAQ24AB3 | 40MUAAQ24XA3 |  | 24000 | 24000 | 17.4 | 11.7 | 10 | 1.91 | 80 | 94 | 208447923
DIRECT AIR | DIRM-18MAGICPRO20-OU | DIRM-24MAGICPRO20-COIL |  | 18000 | 19000 | 16.1 | 11.7 | 9.5 | 2.2 | 77 | 79 | 212101621
THERMAL ZONE | TZPLV242PA | TZHVLE2417JA |  | 24000 | 24000 | 17.4 | 11.7 | 10 | 1.91 | 80 | 94 | 211126503
ELIOS | DEA18HOS20230E7 | CUB24HAC20BWT7A |  | 18000 | 19000 | 16.1 | 11.7 | 9.5 | 2.2 | 77 | 79 | 213081448
ELIOS | DEA24HOS20230E7 | FEA24HIAHUU230X7 |  | 24000 | 24000 | 17.4 | 11.7 | 10 | 1.91 | 80 | 94 | 213081442
ELIOS | DEA18HOS20230E7 | FEA18HIAHUU230X7 |  | 18000 | 19000 | 18 | 12.4 | 9.3 | 2.04 | 71 | 87 | 213081441
TEMP SHIFT | TSMOD3024HFN1MW | TSMVC24HWFN1M |  | 24000 | 24000 | 17.4 | 11.7 | 10 | 1.91 | 80 | 94 | 212925593
TEMP SHIFT | TSMOX430U18HFN1M | TSMVC18HWFN1M |  | 18000 | 19000 | 18 | 12.4 | 9.3 | 2.04 | 71 | 87 | 212925592
TEMP SHIFT | TSMOX430U18HFN1M | TSMAC24HWDN1MN0 |  | 18000 | 19000 | 16.1 | 11.7 | 9.5 | 2.2 | 77 | 79 | 212925580
Mitsutomo | HO-SZ24-AB-Q | HV-UZ24-AB-Q |  | 23000 | 26000 | 18.4 | 11.7 | 9.3 | 1.9 | 65 | 82 | 214056583
Mitsutomo | HO-SZ18-AB-Q | HV-UZ18-AB-Q |  | 18000 | 19000 | 17.6 | 11.7 | 9.6 | 2 | 81 | 89 | 214056582
AI AIR CONDITIONING | AUO18-36N1-M3H | AUH2-36N1-CM3E |  | 35000 | 39000 | 16.3 | 11.7 | 9.5 | 1.8 | 82 | 97 | 213769925
AI AIR CONDITIONING | AUO18-24N1-M3H | AUH2-24N1-BM3E |  | 24000 | 24000 | 17.4 | 11.7 | 10 | 1.91 | 80 | 94 | 213769923
AI AIR CONDITIONING | AUO18-18N1-M3H | AUH2-18N1-BM3E |  | 18000 | 19000 | 18 | 12.4 | 9.3 | 2.04 | 71 | 87 | 213769922
Wells | WUCB-36HFMO | WUA-36HFMAH |  | 35000 | 39000 | 16.3 | 11.7 | 9.5 | 1.8 | 82 | 97 | 213927635
THERMAL ZONE | TZPLV182PA | MAC-24HWDN1-MN0 |  | 18000 | 19000 | 16.1 | 11.7 | 9.5 | 2.2 | 77 | 79 | 213885864
Wells | WUCA-24HFMO | WUA-24HFMAH |  | 24000 | 24000 | 17.4 | 11.7 | 10 | 1.91 | 80 | 94 | 213307899
AIRQUEST | DLCURAH18ABK | DLFULAH24XBX + CI |  | 18000 | 19000 | 16.1 | 11.7 | 9.5 | 2.2 | 77 | 79 | 213372188
MIDEA | DLCURAH18ABK | DLFULAH24XBX + CI |  | 18000 | 19000 | 16.1 | 11.7 | 9.5 | 2.2 | 77 | 79 | 213372164
MIDEA | 38MURAQ18AB3 | 40MULAQ24XBX + CI |  | 18000 | 19000 | 16.1 | 11.7 | 9.5 | 2.2 | 77 | 79 | 213372236
KEEPRITE | DLCURAH18ABK | DLFULAH24XBX + CI |  | 18000 | 19000 | 16.1 | 11.7 | 9.5 | 2.2 | 77 | 79 | 213372148
HEIL | DLCURAH18ABK | DLFULAH24XBX + CI |  | 18000 | 19000 | 16.1 | 11.7 | 9.5 | 2.2 | 77 | 79 | 213372140
ARCOAIRE | DLCURAH18ABK | DLFULAH24XBX + CI |  | 18000 | 19000 | 16.1 | 11.7 | 9.5 | 2.2 | 77 | 79 | 213372116
PAYNE | 38MURAQ18AB3 | 40MULAQ24XBX + CI |  | 18000 | 19000 | 16.1 | 11.7 | 9.5 | 2.2 | 77 | 79 | 213372220
ECO-AIR | MOD33-24HFN1-MT0W | MVC-23HWFN1-M |  | 24000 | 25000 | 18 | 11.7 | 8.1 | 1.9 | 68 | 56 | 211644109
ECO-AIR | MOX430-18HFN1-MU0W | MVC-18HWFN1-MW(GA) |  | 18000 | 19000 | 17.8 | 11.7 | 9.3 | 2.31 | 69 | 67 | 211644108
Alsetria | MOD33-24HFN1-MT0W | MVC-23HWFN1-M |  | 24000 | 25000 | 18 | 11.7 | 8.1 | 1.9 | 68 | 56 | 211644103
Alsetria | MOX430-18HFN1-MU0W | MVC-18HWFN1-MW(GA) |  | 18000 | 19000 | 17.8 | 11.7 | 9.3 | 2.31 | 69 | 67 | 211644102
MRCOOL | CENTRAL-24-HP-C-230A00 | CENTRAL-24-HP-MUAH230A00 |  | 24000 | 24000 | 17.4 | 11.7 | 10 | 1.91 | 80 | 94 | 211497151
ECO AC | EHI-O24BAH | EHI-V24BA |  | 24000 | 24000 | 17.4 | 11.7 | 10 | 1.91 | 80 | 94 | 211253516
ECO AC | EHI-O18BAH | EHI-V18BA |  | 18000 | 19000 | 18 | 12.4 | 9.3 | 2.04 | 71 | 87 | 211253515
NOVAIR | LEA24-EVOX-30-O | LEA24-EVOX-30-I |  | 24000 | 24000 | 17.4 | 11.7 | 10 | 1.91 | 80 | 94 | 211253513
NOVAIR | LEA18-EVOX-30-O | LEA18-EVOX-30-I |  | 18000 | 19000 | 18 | 12.4 | 9.3 | 2.04 | 71 | 87 | 211253511
Breeze33 | HSZ18H424ZMO | AH18H424ZMI |  | 18000 | 19000 | 17.6 | 11.7 | 9.6 | 2 | 81 | 89 | 211277597
Breeze33 | HSZ24H424ZMO | AH24H424ZMI |  | 23000 | 26000 | 18.4 | 11.7 | 9.3 | 1.9 | 65 | 82 | 211277596
PERFECTAIRE | 3PAHHSD24-SZO | 3PAHHSD24-AHU |  | 24000 | 24000 | 17.4 | 11.7 | 10 | 1.91 | 80 | 94 | 211253524
PERFECTAIRE | 3PAHHSD18-SZO | 3PAHHSD18-AHU |  | 18000 | 19000 | 18 | 12.4 | 9.3 | 2.04 | 71 | 87 | 211253523
THERMAL ZONE | TZPLV182PA | TZHVLE1817JA |  | 18000 | 19000 | 18 | 12.4 | 9.3 | 2.04 | 71 | 87 | 211126509
AC PRO.COM | AOD32-24HFN1-MT0W | AVC-23HWFN1-M |  | 24000 | 25000 | 18 | 11.7 | 8.1 | 1.9 | 68 | 56 | 211001952
AC PRO.COM | AOX430-18HFN1-MT8W | AVC-18HWFN1-MW(GA) |  | 18000 | 19000 | 17.8 | 11.7 | 9.3 | 2.31 | 69 | 67 | 211001951
ACIQ | ACIQ-24ZPL-HP230B | ACIQ-24AHB-HH-M |  | 23000 | 26000 | 18.4 | 11.7 | 9.3 | 1.9 | 65 | 82 | 210857358
1HVAC | ACIQ-24ZPL-HP230B | ACIQ-24AHB-HH-M |  | 23000 | 26000 | 18.4 | 11.7 | 9.3 | 1.9 | 65 | 82 | 210857355
DIYCOOL | ACIQ-24ZPL-HP230B | ACIQ-24AHB-HH-M |  | 23000 | 26000 | 18.4 | 11.7 | 9.3 | 1.9 | 65 | 82 | 210857361
DIYCOOL | ACIQ-18ZPL-HP230B | ACIQ-18AHB-HH-M |  | 18000 | 19000 | 17.6 | 11.7 | 9.6 | 2 | 81 | 89 | 210857360
ACIQ | ACIQ-18ZPL-HP230B | ACIQ-18AHB-HH-M |  | 18000 | 19000 | 17.6 | 11.7 | 9.6 | 2 | 81 | 89 | 210857357
1HVAC | ACIQ-18ZPL-HP230B | ACIQ-18AHB-HH-M |  | 18000 | 19000 | 17.6 | 11.7 | 9.6 | 2 | 81 | 89 | 210857354
BRYANT | 38MURAQ18AB3 | 40MULAQ24XBX + CI |  | 18000 | 19000 | 16.1 | 11.7 | 9.5 | 2.2 | 77 | 79 | 213372212
CARRIER | 38MURAQ18AB3 | 40MULAQ24XBX + CI |  | 18000 | 19000 | 16.1 | 11.7 | 9.5 | 2.2 | 77 | 79 | 213372204
LPS Legacy | DLCURAH18ABK | DLFULAH24XBX + CI |  | 18000 | 19000 | 16.1 | 11.7 | 9.5 | 2.2 | 77 | 79 | 213372196
SMART COMFORT | DLCURAH18ABK | DLFULAH24XBX + CI |  | 18000 | 19000 | 16.1 | 11.7 | 9.5 | 2.2 | 77 | 79 | 213372180
KENMORE | DLCURAH18ABK | DLFULAH24XBX + CI |  | 18000 | 19000 | 16.1 | 11.7 | 9.5 | 2.2 | 77 | 79 | 213372156
Weathermaker | 38MURAQ18AB3 | 40MULAQ24XBX + CI |  | 18000 | 19000 | 16.1 | 11.7 | 9.5 | 2.2 | 77 | 79 | 213372228
TEMPSTAR | DLCURAH18ABK | DLFULAH24XBX + CI |  | 18000 | 19000 | 16.1 | 11.7 | 9.5 | 2.2 | 77 | 79 | 213372172
DAY & NIGHT | DLCURAH18ABK | DLFULAH24XBX + CI |  | 18000 | 19000 | 16.1 | 11.7 | 9.5 | 2.2 | 77 | 79 | 213372132
COMFORTMAKER | DLCURAH18ABK | DLFULAH24XBX + CI |  | 18000 | 19000 | 16.1 | 11.7 | 9.5 | 2.2 | 77 | 79 | 213372124
DNAIR | DNHP0018H-C | DNCL0018H-E |  | 18000 | 19000 | 16.1 | 11.7 | 9.5 | 2.2 | 77 | 79 | 213350746
DNAIR | DNHP0024H-C | DNHU0024H-E |  | 24000 | 24000 | 17.4 | 11.7 | 10 | 1.91 | 80 | 94 | 213350743
DNAIR | DNHP0018H-C | DNHU0018H-E |  | 18000 | 19000 | 18 | 12.4 | 9.3 | 2.04 | 71 | 87 | 213350742
INNOVAIR | SHV30H2R20 | FEV30H2R19 |  | 28000 | 30000 | 18.2 | 11.7 | 8.8 | 1.8 | 67 | 87 | 213363370
INNOVAIR | SHV24H2R20 | FEV24H2R19 |  | 24000 | 27400 | 19 | 12 | 9.3 | 1.91 | 70 | 88 | 213363369
INNOVAIR | SHV18H2R20 | FEV18H2R19 |  | 18000 | 19000 | 17 | 12.4 | 9.5 | 2 | 71 | 95 | 213363368
Durastar | DRA1H24S1A | DRAM24F1A |  | 23000 | 26000 | 18.4 | 11.7 | 9.3 | 1.9 | 65 | 82 | 213350741
Durastar | DRA1U24S1B | DRAM24F1A |  | 24000 | 25000 | 18 | 11.7 | 8.1 | 1.9 | 68 | 56 | 213350740
Durastar | DRA1U18S1B | DRAM18F1A |  | 18000 | 19000 | 17.8 | 11.7 | 9.3 | 2.31 | 69 | 67 | 213350739
Durastar | DRA1H18S1A | DRAM18F1A |  | 18000 | 19000 | 17.6 | 11.7 | 9.6 | 2 | 81 | 89 | 213350738
KERR | A-KCD24SA-1 | B-KCD24SA-1 |  | 24000 | 24000 | 17.4 | 11.7 | 10 | 1.91 | 80 | 94 | 213349770
KERR | A-KCD24SA-1 | B-VCD24SA-1 |  | 24000 | 24000 | 17.4 | 11.7 | 10 | 1.91 | 80 | 94 | 213348323
KERR | A-KCD18SA-1 | B-VCD18SA-1 |  | 18000 | 19000 | 18 | 12.4 | 9.3 | 2.04 | 71 | 87 | 213348322
COMFORT-AIRE | A-VCD24SA-1 | B-KCD24SA-1 |  | 24000 | 24000 | 17.4 | 11.7 | 10 | 1.91 | 80 | 94 | 213348293
COMFORT-AIRE | A-VCD18SA-1 | B-KCD18SA-1 |  | 18000 | 19000 | 18 | 12.4 | 9.3 | 2.04 | 71 | 87 | 213348292
LBG Products | LCUHB24DO | LCHB24DHNI |  | 24000 | 24000 | 17.4 | 11.7 | 10 | 1.91 | 80 | 94 | 213307919
LBG Products | LCUHB18DO | LCHB18DHNI |  | 18000 | 19000 | 18 | 12.4 | 9.3 | 2.04 | 71 | 87 | 213307918
COMFORT-AIRE | A-VCD24SA-1 | B-VCD24SA-1 |  | 24000 | 24000 | 17.4 | 11.7 | 10 | 1.91 | 80 | 94 | 210568233
COMFORT-AIRE | A-VCD18SA-1 | B-VCD18SA-1 |  | 18000 | 19000 | 18 | 12.4 | 9.3 | 2.04 | 71 | 87 | 210568231
COMFORT-AIRE | A-VCD18SA-1 | MCD18/24B1A |  | 18000 | 19000 | 16.1 | 11.7 | 9.5 | 2.2 | 77 | 79 | 210568230
Dettson | EVD-24-O | EVD-24-I |  | 24000 | 24000 | 17.4 | 11.7 | 10 | 1.91 | 80 | 94 | 210365432
Dettson | EVD-18-O | EVD-18-I |  | 18000 | 19000 | 18 | 12.4 | 9.3 | 2.04 | 71 | 87 | 210365431
INNOVAIR | MHD-18 | MHD-CC2.0-17.5-M |  | 18000 | 19500 | 15.2 | 11.7 | 9.5 | 2.2 | 67 | 75 | 210365429
INNOVAIR | MHD-24 | MHD-CC2.0-17.5-M |  | 23000 | 24600 | 15.2 | 11.7 | 9.8 | 2.08 | 89 | 93 | 210365430
Dettson | MHD-24 | MHD-CC2.0-17.5-M |  | 23000 | 24600 | 15.2 | 11.7 | 9.8 | 2.08 | 89 | 93 | 210365428
Dettson | MHD-18 | MHD-CC2.0-17.5-M |  | 18000 | 19500 | 15.2 | 11.7 | 9.5 | 2.2 | 67 | 75 | 210365427
INNOVAIR | SHV24H2R20 | DEV24H2R19 |  | 24000 | 24000 | 17.4 | 11.7 | 10 | 1.91 | 80 | 94 | 210343158
MRCOOL | DIYH-24-HP-C-230C25 | DIYH-24-HP-MUAH-230C25 |  | 23000 | 24000 | 18 | 11.7 | 9.7 | 1.95 | 77 | 98 | 210288098
MRCOOL | DIYH-18-HP-C-230C25 | DIYH-18-HP-MUAH-230C25 |  | 18000 | 20000 | 17.5 | 11.7 | 10 | 2.13 | 75 | 90 | 210295926
KERR | A-KCD18SA-1 | MCD18/24B1A |  | 18000 | 19000 | 16.1 | 11.7 | 9.5 | 2.2 | 77 | 79 | 213265615
KERR | A-KCD18SA-1 | B-KCD18SA-1 |  | 18000 | 19000 | 18 | 12.4 | 9.3 | 2.04 | 71 | 87 | 213265614
Cooper&Hunter | CH-HPR24-230VO | CH-M24AHU-W |  | 23000 | 26000 | 18.4 | 11.7 | 9.3 | 1.9 | 65 | 82 | 213265606
Cooper&Hunter | CH-ES24-230VO | CH-M24AHU-W |  | 24000 | 25000 | 18 | 11.7 | 8.1 | 1.9 | 68 | 56 | 213265605
Cooper&Hunter | CH-HPR18-230VO | CH-M18AHU-W |  | 18000 | 19000 | 17.6 | 11.7 | 9.6 | 2 | 81 | 89 | 213265604
Cooper&Hunter | CH-ES18-230VO | CH-M18AHU-W |  | 18000 | 19000 | 17.8 | 11.7 | 9.3 | 2.31 | 69 | 67 | 213265603
INNOVAIR | SHV24H2R20 | WEV24H2R19 |  | 24000 | 26000 | 17.5 | 11.7 | 10.5 | 2 | 77 | 92 | 213255598
INNOVAIR | SHV18H2R20 | WEV18H2R19 |  | 18000 | 19000 | 19.3 | 12.1 | 10.8 | 2.3 | 83 | 99 | 213255597
CTMorley | MOU-A24VH-4 | MIU-A24V-4 |  | 24000 | 24000 | 17.4 | 11.7 | 10 | 1.91 | 80 | 94 | 209865025
CTMorley | MOU-A18VH-4 | MIU-A18V-4 |  | 18000 | 19000 | 18 | 12.4 | 9.3 | 2.04 | 71 | 87 | 209865024
Grandaire | WDLCURAH24ABK | WDLFUAAH24XAK |  | 24000 | 24000 | 17.4 | 11.7 | 10 | 1.91 | 80 | 94 | 209862137
Grandaire | WDLCURAH18ABK | WDLFUAAH18XAK |  | 18000 | 19000 | 18 | 12.4 | 9.3 | 2.04 | 71 | 87 | 209862136
AIRQUEST | DLCURAH24ABK | DLFUAAH24XAK |  | 24000 | 24000 | 17.4 | 11.7 | 10 | 1.91 | 80 | 94 | 209852136
AIRQUEST | DLCURAH18ABK | DLFUAAH18XAK |  | 18000 | 19000 | 18 | 12.4 | 9.3 | 2.04 | 71 | 87 | 209852135
ZERO | ZSOV-24HDM-US | ZAV-24HDM-US |  | 24000 | 25000 | 18 | 11.7 | 8.1 | 1.9 | 68 | 56 | 213867393
ICONIC AIR SOLUTION | ICLZ30AK | IFLV30IK |  | 28000 | 30000 | 18.2 | 11.7 | 8.8 | 1.8 | 67 | 87 | 213804893
ICONIC AIR SOLUTION | ICLZ24AK | IFLV24IK |  | 24000 | 27400 | 19 | 12 | 9.3 | 1.91 | 70 | 88 | 213804892
ICONIC AIR SOLUTION | ICLZ18AK | IFLV18IK |  | 18000 | 19000 | 17 | 12.4 | 9.5 | 2 | 71 | 95 | 213804891
ICONIC AIR SOLUTION | ICLZ24AK | IFLA24IK |  | 24000 | 24000 | 17.4 | 11.7 | 10 | 1.91 | 80 | 94 | 213412076
ICONIC AIR SOLUTION | ICLZ18AK | IFLA18IK |  | 18000 | 19000 | 18 | 12.4 | 9.3 | 2.04 | 71 | 87 | 213412074
CTMorley | MOU-A24H-2 | MIU-A24V-2 |  | 23000 | 26000 | 18.4 | 11.7 | 9.3 | 1.9 | 65 | 82 | 213732677
Kepler | AZPN/24WD | AZPN/24WAH |  | 24000 | 24000 | 17.4 | 11.7 | 10 | 1.91 | 80 | 94 | 213062288
Kepler | AZPN/18WD | AZPN/18WAH |  | 18000 | 19000 | 18 | 12.4 | 9.3 | 2.04 | 71 | 87 | 213062287
Kepler | AZPN/18WD | AZPN/B24WAC |  | 18000 | 19000 | 16.1 | 11.7 | 9.5 | 2.2 | 77 | 79 | 213062281
Multi MFG | HHS-24HD-A | 24MUC0-HP-A |  | 24000 | 26000 | 17.5 | 11.7 | 10.5 | 2 | 77 | 92 | 212924828
Multi MFG | HHS-24HD-A | 24MPHP0-M-A |  | 24000 | 24000 | 17.4 | 11.7 | 10 | 1.91 | 80 | 94 | 212920479
Multi MFG | HHS-18HD-A | 18MPHP0-M-A |  | 18000 | 19000 | 18 | 12.4 | 9.3 | 2.04 | 71 | 87 | 212920478
iFLOW | 70HPIC18A | 70C1824BA |  | 18000 | 19000 | 16.1 | 11.7 | 9.5 | 2.2 | 77 | 79 | 212546248
Bladex | BX30U-18HPHYHA | BLC-24HWAC1-UNC |  | 18000 | 19000 | 16.1 | 11.7 | 9.5 | 2.2 | 77 | 79 | 212916825
HEIL | DLCURAH24ABK | DLFUAAH24XAK |  | 24000 | 24000 | 17.4 | 11.7 | 10 | 1.91 | 80 | 94 | 209852070
HEIL | DLCURAH18ABK | DLFUAAH18XAK |  | 18000 | 19000 | 18 | 12.4 | 9.3 | 2.04 | 71 | 87 | 209852069
DAY & NIGHT | DLCURAH24ABK | DLFUAAH24XAK |  | 24000 | 24000 | 17.4 | 11.7 | 10 | 1.91 | 80 | 94 | 209852059
DAY & NIGHT | DLCURAH18ABK | DLFUAAH18XAK |  | 18000 | 19000 | 18 | 12.4 | 9.3 | 2.04 | 71 | 87 | 209852058
COMFORTMAKER | DLCURAH24ABK | DLFUAAH24XAK |  | 24000 | 24000 | 17.4 | 11.7 | 10 | 1.91 | 80 | 94 | 209852048
COMFORTMAKER | DLCURAH18ABK | DLFUAAH18XAK |  | 18000 | 19000 | 18 | 12.4 | 9.3 | 2.04 | 71 | 87 | 209852047
ARCOAIRE | DLCURAH24ABK | DLFUAAH24XAK |  | 24000 | 24000 | 17.4 | 11.7 | 10 | 1.91 | 80 | 94 | 209852037
ARCOAIRE | DLCURAH18ABK | DLFUAAH18XAK |  | 18000 | 19000 | 18 | 12.4 | 9.3 | 2.04 | 71 | 87 | 209852036
Cooper&Hunter | CH-HPR24-230VO | CH-M24AHU |  | 23000 | 26000 | 18.4 | 11.7 | 9.3 | 1.9 | 65 | 82 | 208101232
MIDEA | 38MARBQ24AA3 | 40MBABQ24XB3 |  | 23000 | 26000 | 18.4 | 11.7 | 9.3 | 1.9 | 65 | 82 | 207826680
Weathermaker | 38MARBQ24AA3 | 40MBABQ24XB3 |  | 23000 | 26000 | 18.4 | 11.7 | 9.3 | 1.9 | 65 | 82 | 207826675
PAYNE | 38MARBQ24AA3 | 40MBABQ24XB3 |  | 23000 | 26000 | 18.4 | 11.7 | 9.3 | 1.9 | 65 | 82 | 207826670
BRYANT | 38MARBQ24AA3 | 40MBABQ24XB3 |  | 23000 | 26000 | 18.4 | 11.7 | 9.3 | 1.9 | 65 | 82 | 207826665
CARRIER | 38MARBQ24AA3 | 40MBABQ24XB3 |  | 23000 | 26000 | 18.4 | 11.7 | 9.3 | 1.9 | 65 | 82 | 207826660
AIRQUEST | DLCSRBH24AAK | DLFSABH24XBK |  | 23000 | 26000 | 18.4 | 11.7 | 9.3 | 1.9 | 65 | 82 | 207826612
COMFORT-AIRE | A-VMH24SV-1 | B-VMH24AV-1 |  | 23000 | 26000 | 18.4 | 11.7 | 9.3 | 1.9 | 65 | 82 | 208136323
Breeze33 | BZ33-HYP24OUT2-G2-P | BZ33-MSAHU24-G2-P |  | 23000 | 26000 | 18.4 | 11.7 | 9.3 | 1.9 | 65 | 82 | 208130312
SMART COMFORT | DLCSRBH24AAK | DLFSABH24XBK |  | 23000 | 26000 | 18.4 | 11.7 | 9.3 | 1.9 | 65 | 82 | 207826610
TEMPSTAR | DLCSRBH24AAK | DLFSABH24XBK |  | 23000 | 26000 | 18.4 | 11.7 | 9.3 | 1.9 | 65 | 82 | 207826608
MIDEA | DLCSRBH24AAK | DLFSABH24XBK |  | 23000 | 26000 | 18.4 | 11.7 | 9.3 | 1.9 | 65 | 82 | 207826606
KENMORE | DLCSRBH24AAK | DLFSABH24XBK |  | 23000 | 26000 | 18.4 | 11.7 | 9.3 | 1.9 | 65 | 82 | 207826604
KEEPRITE | DLCSRBH24AAK | DLFSABH24XBK |  | 23000 | 26000 | 18.4 | 11.7 | 9.3 | 1.9 | 65 | 82 | 207826602
HEIL | DLCSRBH24AAK | DLFSABH24XBK |  | 23000 | 26000 | 18.4 | 11.7 | 9.3 | 1.9 | 65 | 82 | 207826600
DAY & NIGHT | DLCSRBH24AAK | DLFSABH24XBK |  | 23000 | 26000 | 18.4 | 11.7 | 9.3 | 1.9 | 65 | 82 | 207826598
Breeze33 | BZ33-INV18OUT2-J | BZ33-MSC24B-J |  | 18000 | 19000 | 16.1 | 11.7 | 9.5 | 2.2 | 77 | 79 | 213732638
STEALTH | ACIQ-36-HPC | ACIQ-36-AHB* |  | 35000 | 39000 | 16.3 | 11.7 | 9.5 | 1.8 | 82 | 97 | 213500940
PolarWave | ACIQ-36-HPC | ACIQ-36-AHB* |  | 35000 | 39000 | 16.3 | 11.7 | 9.5 | 1.8 | 82 | 97 | 213500939
DIYCOOL | ACIQ-36-HPC | ACIQ-36-AHB* |  | 35000 | 39000 | 16.3 | 11.7 | 9.5 | 1.8 | 82 | 97 | 213500938
ACIQ | ACIQ-36-HPC | ACIQ-36-AHB* |  | 35000 | 39000 | 16.3 | 11.7 | 9.5 | 1.8 | 82 | 97 | 213500937
1HVAC | ACIQ-36-HPC | ACIQ-36-AHB* |  | 35000 | 39000 | 16.3 | 11.7 | 9.5 | 1.8 | 82 | 97 | 213500936
Bladex | BX30S-36HPHYHA | BLA-36HWAHU1 |  | 35000 | 39000 | 16.3 | 11.7 | 9.5 | 1.8 | 82 | 97 | 213500527
Kepler | AZPN/B36WDUID | AZPN/36WAH |  | 35000 | 39000 | 16.3 | 11.7 | 9.5 | 1.8 | 82 | 97 | 213500528
STEALTH | ACIQ-18-HPB | ACIQ-24-ACL |  | 18000 | 19000 | 16.1 | 11.7 | 9.5 | 2.2 | 77 | 79 | 213492167
PolarWave | ACIQ-18-HPB | ACIQ-24-ACL |  | 18000 | 19000 | 16.1 | 11.7 | 9.5 | 2.2 | 77 | 79 | 213492156
ACIQ | ACIQ-18-HPB | ACIQ-24-ACL |  | 18000 | 19000 | 16.1 | 11.7 | 9.5 | 2.2 | 77 | 79 | 213492134
ASPEN | HRG1836S1P | C(A,C,D,E)24A34+TDR | GUH96T045B3M | 21800 | 24000 | 19 | 12.3 | 8.4 | 2.39 | 62 | 58 | 210645050
COMFORT-AIRE | HRG1836S1P | MCG24T(A,B,C)2M | GUH96T045B3M | 21800 | 24000 | 19 | 12.3 | 8.4 | 2.39 | 62 | 58 | 210646585
COMFORT-AIRE | HRG1836S1P | (M,V)CG18PB1M+TXV | GUH96T045B3M | 21800 | 24000 | 19 | 12.3 | 8.4 | 2.39 | 62 | 58 | 210646265
ASPEN | HRG1836S1P | C(A,C,D,E)24B44+TDR | GUH96T045B3M | 22800 | 24000 | 19 | 12.5 | 8.5 | 2.4 | 62 | 58 | 210645047
COMFORT-AIRE | HRG1836S1P | CCG24TB2E | GUH96T045B3M | 22800 | 24000 | 19 | 12.5 | 8.5 | 2.4 | 62 | 58 | 210646231
CENTURY | HRG1836S1P | MCG24T(A,B,C)2M | GUH96T045B3M | 21800 | 24000 | 19 | 12.3 | 8.4 | 2.39 | 62 | 58 | 210646584
ASPEN | HRG1836S1P | C(A,C,D,E)24A34+TDR | GUH96T045B3M | 21800 | 24000 | 19 | 12.3 | 8.4 | 2.39 | 62 | 58 | 210645049
CENTURY | HRG1836S1P | (M,V)CG18PB1M+TXV | GUH96T045B3M | 21800 | 24000 | 19 | 12.3 | 8.4 | 2.39 | 62 | 58 | 210646264
ASPEN | HRG1836S1P | C(A,C,D,E)24B44+TDR | GUH96T045B3M | 22800 | 24000 | 19 | 12.5 | 8.5 | 2.4 | 62 | 58 | 210645048
CENTURY | HRG1836S1P | CCG24TB2E | GUH96T045B3M | 22800 | 24000 | 19 | 12.5 | 8.5 | 2.4 | 62 | 58 | 210646230
ASPEN | HRG1836S1P | C(A,C,D,E)24A3G+TDR | GUH96T045B3M | 21800 | 24000 | 18.5 | 12.3 | 8.4 | 2.39 | 62 | 58 | 210645046
COMFORT-AIRE | HRG1836S1P | (M,V)CG18PB1M | GUH96T045B3M | 21800 | 24000 | 18.5 | 12.3 | 8.4 | 2.39 | 62 | 58 | 210646095
CENTURY | HRG1836S1P | (M,V)CG18PB1M | GUH96T045B3M | 21800 | 24000 | 18.5 | 12.3 | 8.4 | 2.39 | 62 | 58 | 210646094
ASPEN | HRG1836S1P | C(A,C,D,E)24A3G+TDR | GUH96T045B3M | 21800 | 24000 | 18.5 | 12.3 | 8.4 | 2.39 | 62 | 58 | 210645045
ASPEN | HRG1548S1R-**A | C(A,C,D,E)48D34+TDR | GUH96T090C3M | 45500 | 45000 | 15.2 | 12.3 | 8.1 | 2.8 | 30 | 70 | 211174208
ASPEN | HRG1548S1R-**A | C(A,C,D,E)60D34+TDR | GUH96C110C5M | 44000 | 45000 | 15.5 | 12.4 | 8.4 | 2.86 | 30 | 70 | 211174179
ASPEN | HRG1548S1R-**A | C(A,C,D,E)60B34+TDR | GUH96C110C5M | 45000 | 45000 | 15.3 | 12.3 | 8.1 | 2.76 | 30 | 70 | 211174175
ASPEN | HRG1548S1R-**A | C(A,C,D,E)48D34+TDR | GUH96C110C5M | 44500 | 45000 | 15.4 | 12.3 | 8.3 | 2.82 | 30 | 70 | 211174173
ASPEN | HRG1548S1R-**A | C(A,C,D,E)48C34+TDR | GUH96C110C5M | 43000 | 45000 | 15.3 | 12.3 | 8.3 | 2.79 | 30 | 70 | 211174169
ASPEN | 4SHP17LE130P-**A | C(A,C,D,E)36A44+TDR | A97USMV070B12 | 28000 | 28000 | 16 | 12.8 | 8.1 | 2.76 | 66 | 65 | 210677122
ASPEN | 4SHP17LE130P-**A | C(A,C,D,E)36A4G+TDR | A97USMV070B12 | 28000 | 28000 | 15.2 | 12.8 | 8.1 | 2.76 | 66 | 65 | 210677125
ASPEN | 4SHP17LE130P-**A | C(A,C,D,E)36A44+TDR | A97US2V060B12X | 28000 | 28200 | 15.8 | 12.8 | 8.1 | 2.74 | 65 | 64 | 210677073
ASPEN | 4SHP17LE130P-**A | C(A,C,D,E)36A4G+TDR | A97US2V040B12X | 28000 | 28200 | 15.2 | 12.8 | 8.1 | 2.77 | 65 | 64 | 210677058
ASPEN | 4SHP17LE130P-**A | C(A,C,D,E)36A44+TDR | A97US2V040B12X | 28000 | 28200 | 16 | 12.8 | 8.1 | 2.77 | 65 | 64 | 210677056
ASPEN | 4SHP17LE118P-**A | C(A,C,D,E)30A4G+TDR | A96UH2E070B12 | 16700 | 17000 | 15.5 | 13.2 | 8.5 | 2.4 | 61 | 57 | 210674998
ASPEN | 4SHP17LE118P-**A | C(A,C,D,E)30A44+TDR | A96UH2E070B12 | 16700 | 17000 | 16.3 | 13.2 | 8.5 | 2.4 | 61 | 57 | 210674997
ASPEN | 4SHP17LE118P-**A | C(A,C,D,E)30A3G+TDR | A96UH2E070B12 | 16500 | 16900 | 15.4 | 13.1 | 8.3 | 2.34 | 62 | 57 | 210674995
ASPEN | 4SHP17LE118P-**A | C(A,C,D,E)24A44+TDR | A96UH2E070B12 | 16400 | 17000 | 16.1 | 13.1 | 8.4 | 2.36 | 61 | 57 | 210674990
ASPEN | 4SHP17LE118P-**A | C(A,C,D,E)30A34+TDR | A96UH2E070B12 | 16500 | 16900 | 16.2 | 13.1 | 8.3 | 2.34 | 62 | 57 | 210674993
ASPEN | 4SHP17LE118P-**A | C(A,C,D,E)24A4G+TDR | A96UH2E070B12 | 16400 | 17000 | 15.3 | 13.1 | 8.4 | 2.36 | 61 | 57 | 210674991
ASPEN | 4SHP17LE118P-**A | C(A,C,D,E)30A44+TDR | A96UH1E070B12 | 16700 | 17000 | 16.3 | 13.2 | 8.5 | 2.43 | 61 | 57 | 210674975
ASPEN | 4SHP17LE118P-**A | C(A,C,D,E)30A4G+TDR | A96UH1E070B12 | 16700 | 17000 | 15.5 | 13.2 | 8.5 | 2.43 | 61 | 57 | 210674977
ASPEN | 4SHP17LE118P-**A | C(A,C,D,E)30A34+TDR | A96UH1E070B12 | 16500 | 16900 | 16.2 | 13 | 8.3 | 2.37 | 62 | 57 | 210674972
ASPEN | 4SHP17LE118P-**A | C(A,C,D,E)30A3G+TDR | A96UH1E070B12 | 16500 | 16900 | 15.4 | 13 | 8.3 | 2.37 | 62 | 57 | 210674974
ASPEN | 4SHP17LE118P-**A | C(A,C,D,E)24A4G+TDR | A96UH1E070B12 | 16400 | 17000 | 15.3 | 13.1 | 8.4 | 2.38 | 61 | 57 | 210674970
ASPEN | 4SHP17LE118P-**A | C(A,C,D,E)24A44+TDR | A96UH1E070B12 | 16400 | 17000 | 16.1 | 13.1 | 8.4 | 2.38 | 61 | 57 | 210674968
ASPEN | 4SHP17LE118P-**A | C(A,C,D,E)30A4G+TDR | A96UH1E045B12 | 16700 | 17000 | 15.5 | 13.2 | 8.5 | 2.43 | 61 | 57 | 210674966
ASPEN | 4SHP17LE118P-**A | C(A,C,D,E)30A44+TDR | A96UH1E045B12 | 16700 | 17000 | 16.3 | 13.2 | 8.5 | 2.43 | 61 | 57 | 210674964
ASPEN | 4SHP17LE118P-**A | C(A,C,D,E)30A34+TDR | A96UH1E045B12 | 16500 | 16900 | 16.2 | 13.1 | 8.3 | 2.37 | 62 | 57 | 210674961
ASPEN | 4SHP17LE118P-**A | C(A,C,D,E)30A3G+TDR | A96UH1E045B12 | 16500 | 16900 | 15.4 | 13.1 | 8.3 | 2.37 | 62 | 57 | 210674963
ASPEN | 4SHP17LE118P-**A | C(A,C,D,E)24A4G+TDR | A96UH1E045B12 | 16400 | 17000 | 15.3 | 13.1 | 8.4 | 2.39 | 61 | 57 | 210674959
ASPEN | 4SHP17LE118P-**A | C(A,C,D,E)30A44+TDR | A96UH1E030B12 | 16600 | 17300 | 15.9 | 12.8 | 8.6 | 2.42 | 61 | 56 | 210674953
ASPEN | 4SHP17LE118P-**A | C(A,C,D,E)24A44+TDR | A96UH1E045B12 | 16400 | 17000 | 16.1 | 13.1 | 8.4 | 2.39 | 61 | 57 | 210674957
ASPEN | 4SHP17LE118P-**A | C(A,C,D,E)24A44+TDR | A96UH1E030B12 | 16400 | 17300 | 15.7 | 12.6 | 8.5 | 2.38 | 61 | 56 | 210674946
ASPEN | 4SHP17LE118P-**A | C(A,C,D,E)30A44+TDR | A96DS2V070B16 | 16800 | 18000 | 15.6 | 12.8 | 8.7 | 2.62 | 64 | 63 | 210674943
ASPEN | 4SHP17LE118P-**A | C(A,C,D,E)30A34+TDR | A96DS2V070B16 | 16600 | 17900 | 15.5 | 12.7 | 8.5 | 2.52 | 64 | 62 | 210674939
ASPEN | 4SHP17LE118P-**A | C(A,C,D,E)24A44+TDR | A96DS2V070B16 | 16500 | 17900 | 15.4 | 12.7 | 8.6 | 2.58 | 64 | 62 | 210674936
ASPEN | 4SHP17LE118P-**A | C(A,C,D,E)30A4G+TDR | A96DS2V045B12 | 16800 | 18000 | 15.6 | 13.3 | 8.7 | 2.72 | 63 | 61 | 210674934
ASPEN | 4SHP17LE118P-**A | C(A,C,D,E)30A44+TDR | A96DS2V045B12 | 16800 | 18000 | 16.4 | 13.3 | 8.7 | 2.72 | 63 | 61 | 210674932
ASPEN | 4SHP17LE118P-**A | C(A,C,D,E)30A34+TDR | A96DS2V045B12 | 16600 | 17900 | 16.3 | 13.2 | 8.5 | 2.67 | 63 | 60 | 210674928
ASPEN | 4SHP17LE118P-**A | C(A,C,D,E)30A3G+TDR | A96DS2V045B12 | 16600 | 17900 | 15.5 | 13.2 | 8.5 | 2.67 | 63 | 60 | 210674930
ASPEN | 4SHP17LE118P-**A | C(A,C,D,E)24A44+TDR | A96DS2V045B12 | 16500 | 17900 | 16.3 | 13.2 | 8.6 | 2.7 | 63 | 60 | 210674925
ASPEN | 4SHP17LE118P-**A | C(A,C,D,E)24A4G+TDR | A96DS2V045B12 | 16500 | 17900 | 15.4 | 13.2 | 8.6 | 2.7 | 63 | 60 | 210674927
ASPEN | 4SHP17LE118P-**A | C(A,C,D,E)24A44+TDR | A96DF2E070B16 | 16600 | 18000 | 15.8 | 13 | 8.5 | 2.62 | 62 | 59 | 210674914
ASPEN | 4SHP17LE118P-**A | C(A,C,D,E)30A44+TDR | A96DF2E070B16 | 16800 | 18100 | 16 | 13.3 | 8.6 | 2.64 | 62 | 58 | 210674921
ASPEN | 4SHP17LE118P-**A | C(A,C,D,E)30A4G+TDR | A96DF2E045B12 | 16800 | 18100 | 15.3 | 13.3 | 8.6 | 2.64 | 62 | 58 | 210674912
ASPEN | 4SHP17LE118P-**A | C(A,C,D,E)30A34+TDR | A96DF2E070B16 | 16700 | 18000 | 15.9 | 13.2 | 8.4 | 2.58 | 62 | 59 | 210674918
ASPEN | 4SHP17LE118P-**A | C(A,C,D,E)30A44+TDR | A96DF2E045B12 | 16800 | 18100 | 16.2 | 13.3 | 8.6 | 2.64 | 62 | 58 | 210674911
ASPEN | 4SHP17LE118P-**A | C(A,C,D,E)30A3G+TDR | A96DF2E045B12 | 16700 | 18000 | 15.3 | 13.2 | 8.4 | 2.58 | 62 | 59 | 210674909
ASPEN | 4SHP17LE118P-**A | C(A,C,D,E)30A34+TDR | A96DF2E045B12 | 16700 | 18000 | 16.1 | 13.2 | 8.4 | 2.58 | 62 | 59 | 210674908
ASPEN | 4SHP17LE118P-**A | C(A,C,D,E)30A4G+TDR | A96DF1E070B16 | 16800 | 18100 | 15.6 | 13.3 | 8.7 | 2.65 | 62 | 58 | 210674902
ASPEN | 4SHP17LE118P-**A | C(A,C,D,E)24A4G+TDR | A96DF2E045B12 | 16600 | 18000 | 15.2 | 13 | 8.5 | 2.62 | 62 | 59 | 210674906
ASPEN | 4SHP17LE118P-**A | C(A,C,D,E)24A44+TDR | A96DF2E045B12 | 16600 | 18000 | 16 | 13 | 8.5 | 2.62 | 62 | 59 | 210674904
ASPEN | 4SHP17LE118P-**A | C(A,C,D,E)30A44+TDR | A96DF1E070B16 | 16800 | 18100 | 16.4 | 13.3 | 8.7 | 2.65 | 62 | 58 | 210674900
ASPEN | 4SHP17LE118P-**A | C(A,C,D,E)30A3G+TDR | A96DF1E070B16 | 16600 | 17900 | 15.5 | 13.2 | 8.4 | 2.62 | 63 | 59 | 210674899
ASPEN | 4SHP17LE118P-**A | C(A,C,D,E)30A34+TDR | A96DF1E070B16 | 16600 | 17900 | 16.3 | 13.2 | 8.4 | 2.62 | 63 | 59 | 210674896
ASPEN | 4SHP17LE118P-**A | C(A,C,D,E)24A44+TDR | A96DF1E070B16 | 16600 | 18000 | 16.2 | 13 | 8.6 | 2.66 | 62 | 59 | 210674889
ASPEN | 4SHP17LE118P-**A | C(A,C,D,E)30A4G+TDR | A96DF1E045B12 | 16800 | 17900 | 15.5 | 13.3 | 8.6 | 2.67 | 61 | 58 | 210674885
ASPEN | 4SHP17LE118P-**A | C(A,C,D,E)30A44+TDR | A96DF1E045B12 | 16800 | 17900 | 16.4 | 13.3 | 8.6 | 2.67 | 61 | 58 | 210674882
ASPEN | 4SHP17LE118P-**A | C(A,C,D,E)30A3G+TDR | A96DF1E045B12 | 16700 | 17800 | 15.4 | 13.2 | 8.4 | 2.58 | 62 | 58 | 210674876
ASPEN | 4SHP17LE118P-**A | C(A,C,D,E)30A34+TDR | A96DF1E045B12 | 16700 | 17800 | 16.3 | 13.2 | 8.4 | 2.58 | 62 | 58 | 210674874
ASPEN | 4HP17L30P-**A | C(A,C,D,E)36A44+TDR | 96G2DF070BE16 | 26600 | 29000 | 15.2 | 12.2 | 8.5 | 2.73 | 64 | 61 | 210673786
ASPEN | 4HP17L30P-**A | C(A,C,D,E)36A44+TDR | 96G2DF045BE12 | 27000 | 29200 | 15.4 | 12.5 | 8.7 | 2.75 | 64 | 62 | 210673776
ASPEN | 4HP17L30P-**A | C(A,C,D,E)30A44+TDR | 96G2DF045BE12 | 26600 | 29200 | 15.3 | 12.4 | 8.6 | 2.71 | 64 | 61 | 210673772
ASPEN | 4HP17L30P-**A | C(A,C,D,E)36A44+TDR | 96G1UH070BE12 | 27600 | 27800 | 15.5 | 12.8 | 8.1 | 2.72 | 65 | 64 | 210673743
ASPEN | 4HP17L30P-**A | C(A,C,D,E)36A44+TDR | 96G1UH045BE12 | 27600 | 27800 | 15.5 | 12.3 | 8.1 | 2.74 | 66 | 66 | 210673733
ASPEN | HRG1548S1R-**A | C(A,C,D,E)60D34+TDR | GUH96T090C3M | 44500 | 45000 | 15.3 | 12.4 | 8.2 | 2.86 | 30 | 71 | 211174214
ASPEN | HRG1548S1R-**A | C(A,C,D,E)48D34+TDR | GUH97M090C3M | 45000 | 45000 | 15.2 | 12.3 | 8.1 | 2.8 | 30 | 70 | 211174251
ASPEN | HRG1548S1R-**A | C(A,C,D,E)60D34+TDR | GUH97M090C3M | 44500 | 45000 | 15.3 | 12.4 | 8.2 | 2.86 | 31 | 71 | 211174257
CENTURY | HRG1836S1P | (M,V)CG18PB1M | GUH92C045B3M | 21600 | 24000 | 17.6 | 12.3 | 8.4 | 2.32 | 62 | 58 | 210646082
ASPEN | HRG1836S1P | C(A,C,D,E)24A3G+TDR | GUH92C045B3M | 21600 | 24000 | 17.6 | 12.3 | 8.4 | 2.32 | 62 | 58 | 210644818
COMFORT-AIRE | HRG1836S1P | (M,V)CG18PB1M | GUH92C045B3M | 21600 | 24000 | 17.6 | 12.3 | 8.4 | 2.32 | 62 | 58 | 210646083
ASPEN | HRG1836S1P | C(A,C,D,E)24B44+TDR | GUH92C045B3M | 22600 | 24000 | 18 | 12.5 | 8.5 | 2.33 | 62 | 58 | 210644819
CENTURY | HRG1836S1P | CCG24TB2E | GUH92C045B3M | 22600 | 24000 | 18 | 12.5 | 8.5 | 2.33 | 62 | 58 | 210646218
ASPEN | HRG1836S1P | C(A,C,D,E)24B44+TDR | GUH92C045B3M | 22600 | 24000 | 18 | 12.5 | 8.5 | 2.33 | 62 | 58 | 210644820
COMFORT-AIRE | HRG1530S1R-**A | (C,M,V)CG36P(A,B,C)1M+TXV | GUH96C045B3M | 28200 | 27800 | 15.6 | 12.3 | 8.1 | 2.76 | 67 | 66 | 211174889
CENTURY | HRG1530S1R-**A | (C,M,V)CG36P(A,B,C)1M+TXV | GUH96C110C5M | 28200 | 28800 | 16 | 12.6 | 8.5 | 2.76 | 65 | 64 | 211174894
CENTURY | HRG1530S1R-**A | (C,M,V)CG36P(A,B,C)1M+TXV | GUH96C090C4M | 28800 | 28000 | 15.9 | 12.6 | 8.2 | 2.68 | 67 | 65 | 211174892
COMFORT-AIRE | HRG1530S1R-**A | (C,M,V)CG36P(A,B,C)1M+TXV | GUH96C070B3M | 28600 | 27800 | 15.6 | 12.8 | 8.1 | 2.74 | 67 | 64 | 211174891
CENTURY | HRG1530S1R-**A | (C,M,V)CG36P(A,B,C)1M+TXV | GUH96T045B3M | 28200 | 28000 | 15.6 | 12.8 | 8.1 | 2.73 | 65 | 65 | 211174896
COMFORT-AIRE | HRG1530S1R-**A | (C,M,V)CG36P(A,B,C)1M+TXV | GUH96T045B3M | 28200 | 28000 | 15.6 | 12.8 | 8.1 | 2.73 | 65 | 65 | 211174897
COMFORT-AIRE | HRG1530S1R-**A | (C,M,V)CG36P(A,B,C)1M+TXV | GUH96C090C4M | 28800 | 28000 | 15.9 | 12.6 | 8.2 | 2.68 | 67 | 65 | 211174893
COMFORT-AIRE | HRG1530S1R-**A | (C,M,V)CG36P(A,B,C)1M+TXV | GUH96T070B3M | 28400 | 28000 | 16 | 12.8 | 8.1 | 2.76 | 65 | 65 | 211174899
CENTURY | HRG1530S1R-**A | (C,M,V)CG36P(A,B,C)1M+TXV | GUH96C070B3M | 28600 | 27800 | 15.6 | 12.8 | 8.1 | 2.74 | 67 | 64 | 211174890
CENTURY | HRG1530S1R-**A | (C,M,V)CG36P(A,B,C)1M+TXV | GUH96T070B3M | 28400 | 28000 | 16 | 12.8 | 8.1 | 2.76 | 65 | 65 | 211174898
CENTURY | HRG1530S1R-**A | (C,M,V)CG36P(A,B,C)1M+TXV | GUH96T090C3M | 29200 | 28200 | 16 | 12.6 | 8.3 | 2.7 | 65 | 65 | 211174900
COMFORT-AIRE | HRG1530S1R-**A | (C,M,V)CG36P(A,B,C)1M+TXV | GUH96T090C3M | 29200 | 28200 | 16 | 12.6 | 8.3 | 2.7 | 65 | 65 | 211174901
CENTURY | HRG1530S1R-**A | (C,M,V)CG36P(A,B,C)1M+TXV | GUH96T110C5M | 28200 | 29200 | 15.6 | 12.6 | 8.5 | 2.73 | 62 | 64 | 211174904
COMFORT-AIRE | HRG1530S1R-**A | (C,M,V)CG36P(A,B,C)1M+TXV | GUH96T110C5M | 28200 | 29200 | 15.6 | 12.6 | 8.5 | 2.73 | 62 | 64 | 211174905
COMFORT-AIRE | HRG1530S1R-**A | (C,M,V)CG36P(A,B,C)1M+TXV | GUH97M070B3M | 28400 | 28000 | 16 | 12.8 | 8.1 | 2.76 | 64 | 65 | 211174907
CENTURY | HRG1530S1R-**A | (C,M,V)CG36P(A,B,C)1M+TXV | GUH97M070B3M | 28400 | 28000 | 16 | 12.8 | 8.1 | 2.76 | 64 | 65 | 211174906
CENTURY | HRG1530S1R-**A | (C,M,V)CG36P(A,B,C)1M+TXV | GUH97M090C4M | 29200 | 28200 | 15.9 | 13.1 | 8.3 | 2.71 | 65 | 64 | 211174910
COMFORT-AIRE | HRG1530S1R-**A | (C,M,V)CG36P(A,B,C)1M+TXV | GUH97M090C4M | 29200 | 28200 | 15.9 | 13.1 | 8.3 | 2.71 | 65 | 64 | 211174911
CENTURY | HRG1530S1R-**A | (C,M,V)CG36P(A,B,C)1M+TXV | GUH97M110C5M | 26800 | 29200 | 15.6 | 12.6 | 8.5 | 2.73 | 63 | 64 | 211174912
CENTURY | HRG1530S1R-**A | (C,M,V)CG36P(A,B,C)1M+TXV | GUH97M090C3M | 28200 | 28200 | 16 | 12.6 | 8.3 | 2.7 | 65 | 65 | 211174908
COMFORT-AIRE | HRG1530S1R-**A | (C,M,V)CG36P(A,B,C)1M+TXV | GUH97M090C3M | 28200 | 28200 | 16 | 12.6 | 8.3 | 2.7 | 65 | 65 | 211174909
ASPEN | HRG1836S1P | C(A,C,D,E)30B3G+TDR | GUH96T070B3M | 22400 | 24000 | 18.5 | 12.5 | 8.5 | 2.37 | 62 | 58 | 210645067
ASPEN | HRG1836S1P | C(A,C,D,E)30B3G+TDR | GUH96T070B3M | 22400 | 24000 | 18.5 | 12.5 | 8.5 | 2.37 | 62 | 58 | 210645068
CENTURY | HRG1836S1P | (C,M,V)CG30P(A,B,C)2M | GUH96T070B3M | 22400 | 24000 | 18.5 | 12.5 | 8.5 | 2.37 | 62 | 58 | 210645558
COMFORT-AIRE | HRG1836S1P | (C,M,V)CG30P(A,B,C)2M | GUH96T070B3M | 22400 | 24000 | 18.5 | 12.5 | 8.5 | 2.37 | 62 | 58 | 210645559
ASPEN | HRG1836S1P | C(A,C,D,E)30B34+TDR | GUH96T070B3M | 22400 | 24000 | 19 | 12.5 | 8.5 | 2.37 | 62 | 58 | 210645070
CENTURY | HRG1836S1P | (C,M,V)CG30P(A,B,C)2M+TXV | GUH96T070B3M | 22400 | 24000 | 19 | 12.5 | 8.5 | 2.37 | 62 | 58 | 210645592
COMFORT-AIRE | HRG1836S1P | (C,M,V)CG30P(A,B,C)2M+TXV | GUH96T070B3M | 22400 | 24000 | 19 | 12.5 | 8.5 | 2.37 | 62 | 58 | 210645593
ASPEN | HRG1836S1P | C(A,C,D,E)24A3G+TDR | GUH96T070B3M | 21800 | 24000 | 18.5 | 12.3 | 8.4 | 2.35 | 62 | 58 | 210645076
ASPEN | HRG1836S1P | C(A,C,D,E)30B34+TDR | GUH96T070B3M | 22400 | 24000 | 19 | 12.5 | 8.5 | 2.37 | 62 | 58 | 210645069
CENTURY | HRG1836S1P | (M,V)CG18PB1M | GUH96T070B3M | 21800 | 24000 | 18.5 | 12.3 | 8.4 | 2.35 | 62 | 58 | 210646096
ASPEN | HRG1836S1P | C(A,C,D,E)24A3G+TDR | GUH96T070B3M | 21800 | 24000 | 18.5 | 12.3 | 8.4 | 2.35 | 62 | 58 | 210645075
ASPEN | HRG1836S1P | C(A,C,D,E)24B44+TDR | GUH96T070B3M | 22800 | 24000 | 19 | 12.5 | 8.5 | 2.37 | 62 | 58 | 210645077
COMFORT-AIRE | HRG1836S1P | (M,V)CG18PB1M | GUH96T070B3M | 21800 | 24000 | 18.5 | 12.3 | 8.4 | 2.35 | 62 | 58 | 210646097
CENTURY | HRG1836S1P | CCG24TB2E | GUH96T070B3M | 22800 | 24000 | 19 | 12.5 | 8.5 | 2.37 | 62 | 58 | 210646232
ASPEN | HRG1836S1P | C(A,C,D,E)24A34+TDR | GUH96T070B3M | 21800 | 24000 | 19 | 12.3 | 8.4 | 2.35 | 62 | 58 | 210645080
COMFORT-AIRE | HRG1836S1P | CCG24TB2E | GUH96T070B3M | 22800 | 24000 | 19 | 12.5 | 8.5 | 2.37 | 62 | 58 | 210646233
ASPEN | 4HP17L30P-**A | C(A,C,D,E)30A34+TDR | 96G1DF045BE12 | 25800 | 28600 | 15.3 | 12.3 | 8.3 | 2.62 | 64 | 62 | 210673672
ASPEN | 4HP17L30P-**A | C(A,C,D,E)30A44+TDR | 96G1DF045BE12 | 26400 | 29000 | 15.5 | 12.4 | 8.6 | 2.71 | 63 | 61 | 210673676
ASPEN | 4HP17L30P-**A | C(A,C,D,E)36A44+TDR | 96G1DF070BE16 | 27000 | 29200 | 15.4 | 12.5 | 8.7 | 2.74 | 63 | 61 | 210673690
ASPEN | 4HP17L30P-**A | C(A,C,D,E)36A44+TDR | 96G1DF045BE12 | 26800 | 29000 | 15.6 | 12.5 | 8.7 | 2.74 | 64 | 61 | 210673679
ASPEN | 4HP17L30P-**A | C(A,C,D,E)30A34+TDR | 96G1DF090CE16 | 26200 | 28800 | 15.5 | 12.3 | 8.3 | 2.65 | 64 | 61 | 210673693
ASPEN | 4HP17L30P-**A | C(A,C,D,E)30A44+TDR | 96G1DF070BE16 | 26600 | 29200 | 15.3 | 12.4 | 8.6 | 2.7 | 63 | 60 | 210673687
ASPEN | 4HP17L30P-**A | C(A,C,D,E)30A44+TDR | 96G1DF090CE16 | 26800 | 29200 | 15.7 | 12.5 | 8.6 | 2.74 | 63 | 60 | 210673697
ASPEN | 4HP17L30P-**A | C(A,C,D,E)36A44+TDR | 96G1DF090CE16 | 27200 | 29200 | 15.9 | 12 | 8.7 | 2.77 | 63 | 61 | 210673700
ASPEN | 4HP17L30P-**A | C(A,C,D,E)30A34+TDR | 96G1DF110CE20 | 26400 | 29000 | 15.4 | 12.3 | 8.3 | 2.65 | 63 | 61 | 210673704
ASPEN | 4HP17L30P-**A | C(A,C,D,E)30A44+TDR | 96G1DF110CE20 | 27200 | 29400 | 15.6 | 12.5 | 8.6 | 2.72 | 63 | 61 | 210673707
ASPEN | 4HP17L30P-**A | C(A,C,D,E)36A44+TDR | 96G1DF110CE20 | 27600 | 29600 | 15.7 | 12 | 8.7 | 2.73 | 63 | 60 | 210673711
ASPEN | HRG1536S1R-**A | C(A,C,D,E)48D34+TDR | GDD96C110C5M | 35400 | 32000 | 16.4 | 13 | 8.2 | 2.8 | 58 | 70 | 211173337
ASPEN | HRG1536S1R-**A | C(A,C,D,E)48D34+TDR | GDD96C110C5M | 35400 | 32000 | 16.4 | 13 | 8.2 | 2.8 | 58 | 70 | 211173336
ASPEN | HRG1536S1R-**A | C(A,C,D,E)48C3G+TDR | GDD96C110C5M | 35200 | 32000 | 15.5 | 12.9 | 8.2 | 2.74 | 58 | 69 | 211173335
ASPEN | HRG1536S1R-**A | C(A,C,D,E)48C34+TDR | GDD96C110C5M | 35200 | 32000 | 16.3 | 12.9 | 8.2 | 2.74 | 58 | 69 | 211173332
ASPEN | HRG1536S1R-**A | C(A,C,D,E)42C3G+TDR | GDD96C110C5M | 34800 | 32000 | 15.4 | 12.8 | 8.1 | 2.73 | 58 | 69 | 211173331
ASPEN | HRG1536S1R-**A | C(A,C,D,E)42C3G+TDR | GDD96C110C5M | 34800 | 32000 | 15.4 | 12.8 | 8.1 | 2.73 | 58 | 69 | 211173330
ASPEN | HRG1536S1R-**A | C(A,C,D,E)42C34+TDR | GDD96C110C5M | 34800 | 32000 | 16.2 | 12.8 | 8.1 | 2.73 | 58 | 69 | 211173329
COMFORT-AIRE | HRG1518S1R-**A | (C,M)CG24P(A,B,C)2M | GDD96C070B4M | 16000 | 18300 | 15.2 | 13 | 9 | 2.8 | 58 | 58 | 211175085
COMFORT-AIRE | HRG1836S1P | (M,V)CG18PB1M+TXV | GUH92C045B3M | 21600 | 24000 | 18 | 12.3 | 8.4 | 2.32 | 62 | 58 | 210646253
ASPEN | HRG1836S1P | C(A,C,D,E)24A34+TDR | GUH92C045B3M | 21600 | 24000 | 18 | 12.3 | 8.4 | 2.32 | 62 | 58 | 210644822
COMFORT-AIRE | HRG1836S1P | MCG24T(A,B,C)2M | GUH92C045B3M | 21600 | 24000 | 18 | 12.3 | 8.4 | 2.32 | 62 | 58 | 210646573
CENTURY | HRG1836S1P | MCG24T(A,B,C)2M | GUH92C045B3M | 21600 | 24000 | 18 | 12.3 | 8.4 | 2.32 | 62 | 58 | 210646572
CENTURY | HRG1836S1P | (M,V)CG18PB1M+TXV | GUH92C045B3M | 21600 | 24000 | 18 | 12.3 | 8.4 | 2.32 | 62 | 58 | 210646252
COMFORT-AIRE | HRG1836S1P | CCG24TB2E | GUH92C045B3M | 22600 | 24000 | 18 | 12.5 | 8.5 | 2.33 | 62 | 58 | 210646219
ASPEN | HRG1836S1P | C(A,C,D,E)24A34+TDR | GUH92C045B3M | 21600 | 24000 | 18 | 12.3 | 8.4 | 2.32 | 62 | 58 | 210644821
ASPEN | HRG1536S1R-**A | C(A,C,D,E)48D34+TDR | GUH96C110C5M | 35400 | 33400 | 16.4 | 12.8 | 8.1 | 2.75 | 65 | 65 | 211173561
ASPEN | HRG1536S1R-**A | C(A,C,D,E)48D34+TDR | GUH96C110C5M | 35400 | 33400 | 16.4 | 12.8 | 8.1 | 2.75 | 65 | 65 | 211173562
ASPEN | HRG1536S1R-**A | C(A,C,D,E)48D34+TDR | GUH96C090C4M | 33800 | 33400 | 16.2 | 12.8 | 8.1 | 2.71 | 65 | 65 | 211173546
ASPEN | HRG1536S1R-**A | C(A,C,D,E)48D34+TDR | GUH96C090C4M | 33800 | 33400 | 16.2 | 12.8 | 8.1 | 2.71 | 65 | 65 | 211173547
ASPEN | HRG1536S1R-**A | C(A,C,D,E)48D34+TDR | GUH96C070B3M | 33800 | 34000 | 16.2 | 12.6 | 8.1 | 2.6 | 59 | 63 | 211173532
ASPEN | HRG1536S1R-**A | C(A,C,D,E)48D34+TDR | GUH96C070B3M | 33800 | 34000 | 16.2 | 12.6 | 8.1 | 2.6 | 59 | 63 | 211173531
ASPEN | 4SHP17LE136P-**A | C(A,C,D,E)36A44+TDR | A96DS2V110C20 | 33200 | 32400 | 15.6 | 12.7 | 8.1 | 2.68 | 69 | 70 | 210678188
ASPEN | HRG1518S1R-**A | C(A,C,D,E)30B34+TDR | GUH96C070B3M | 16800 | 17100 | 16.4 | 13.3 | 8.6 | 2.42 | 65 | 56 | 211172755
ASPEN | HRG1518S1R-**A | C(A,C,D,E)30C24+TDR | GUH96C070B3M | 15900 | 17200 | 15.9 | 12.9 | 9 | 2.53 | 65 | 56 | 211172759
ASPEN | HRG1518S1R-**A | C(A,C,D,E)30B3G+TDR | GUH96C070B3M | 16800 | 17100 | 15.5 | 13.3 | 8.6 | 2.42 | 65 | 56 | 211172756
ASPEN | HRG1518S1R-**A | C(A,C,D,E)30C24+TDR | GUH96C070B3M | 15900 | 17200 | 15.9 | 12.9 | 9 | 2.53 | 65 | 56 | 211172758
ASPEN | HRG1518S1R-**A | C(A,C,D,E)30B3G+TDR | GUH96C070B3M | 16800 | 17100 | 15.5 | 13.3 | 8.6 | 2.42 | 65 | 56 | 211172757
ASPEN | HRG1518S1R-**A | C(A,C,D,E)24B44+TDR | GUH96C070B3M | 16900 | 17100 | 16.4 | 13.3 | 8.7 | 2.44 | 65 | 56 | 211172753
ASPEN | HRG1518S1R-**A | C(A,C,D,E)30B34+TDR | GUH96C070B3M | 16800 | 17100 | 16.4 | 13.3 | 8.6 | 2.42 | 65 | 56 | 211172754
ASPEN | HRG1518S1R-**A | C(A,C,D,E)24A3G+TDR | GUH96C070B3M | 16200 | 16900 | 15.2 | 13 | 8.4 | 2.38 | 66 | 57 | 211172751
ASPEN | HRG1518S1R-**A | C(A,C,D,E)24B44+TDR | GUH96C070B3M | 16900 | 17100 | 16.4 | 13.3 | 8.7 | 2.44 | 65 | 56 | 211172752
ASPEN | HRG1518S1R-**A | C(A,C,D,E)24A34+TDR | GUH96C070B3M | 16200 | 16900 | 16 | 13 | 8.4 | 2.38 | 66 | 57 | 211172749
ASPEN | HRG1518S1R-**A | C(A,C,D,E)24A3G+TDR | GUH96C070B3M | 16200 | 16900 | 15.2 | 13 | 8.4 | 2.38 | 66 | 57 | 211172750
ASPEN | HRG1518S1R-**A | C(A,C,D,E)30C24+TDR | GUH96C045B3M | 15900 | 17200 | 15.9 | 12.9 | 9 | 2.51 | 60 | 56 | 211172745
ASPEN | HRG1518S1R-**A | C(A,C,D,E)24A34+TDR | GUH96C070B3M | 16200 | 16900 | 16 | 13 | 8.4 | 2.38 | 66 | 57 | 211172748
ASPEN | HRG1518S1R-**A | C(A,C,D,E)30C24+TDR | GUH96C045B3M | 15900 | 17200 | 15.9 | 12.9 | 9 | 2.51 | 60 | 56 | 211172744
ASPEN | HRG1518S1R-**A | C(A,C,D,E)30B3G+TDR | GUH96C045B3M | 16800 | 17100 | 15.5 | 13.3 | 8.6 | 2.45 | 61 | 56 | 211172743
ASPEN | HRG1518S1R-**A | C(A,C,D,E)30B34+TDR | GUH96C045B3M | 16800 | 17100 | 16.4 | 13.3 | 8.6 | 2.45 | 61 | 56 | 211172741
ASPEN | HRG1518S1R-**A | C(A,C,D,E)30B3G+TDR | GUH96C045B3M | 16800 | 17100 | 15.5 | 13.3 | 8.6 | 2.45 | 61 | 56 | 211172742
ASPEN | HRG1518S1R-**A | C(A,C,D,E)24B44+TDR | GUH96C045B3M | 16900 | 17100 | 16.4 | 13.3 | 8.7 | 2.45 | 61 | 56 | 211172739
ASPEN | HRG1518S1R-**A | C(A,C,D,E)24A3G+TDR | GUH96C045B3M | 16200 | 17000 | 15.2 | 13 | 8.4 | 2.39 | 61 | 57 | 211172737
ASPEN | HRG1518S1R-**A | C(A,C,D,E)30B34+TDR | GUH96C045B3M | 16800 | 17100 | 16.4 | 13.3 | 8.6 | 2.45 | 61 | 56 | 211172740
ASPEN | HRG1518S1R-**A | C(A,C,D,E)24B44+TDR | GUH96C045B3M | 16900 | 17100 | 16.4 | 13.3 | 8.7 | 2.45 | 61 | 56 | 211172738
ASPEN | HRG1518S1R-**A | C(A,C,D,E)24A3G+TDR | GUH96C045B3M | 16200 | 17000 | 15.2 | 13 | 8.4 | 2.39 | 61 | 57 | 211172736
ASPEN | HRG1518S1R-**A | C(A,C,D,E)24A34+TDR | GUH96C045B3M | 16200 | 17000 | 16 | 13 | 8.4 | 2.39 | 62 | 57 | 211172735
ASPEN | HRG1518S1R-**A | C(A,C,D,E)24A34+TDR | GUH96C045B3M | 16200 | 17000 | 16 | 13 | 8.4 | 2.39 | 62 | 57 | 211172734
ASPEN | 4SHP17LE124P-**A | C(A,C,D,E)30A34+TDR | A96DF1E070B16 | 21800 | 21400 | 15.3 | 12.4 | 8.5 | 2.49 | 65 | 64 | 210675530
ASPEN | 4SHP17LE124P-**A | C(A,C,D,E)24A44+TDR | A96DF1E070B16 | 21800 | 21600 | 15.3 | 12.4 | 8.6 | 2.56 | 65 | 63 | 210675525
ASPEN | 4SHP17LE124P-**A | C(A,C,D,E)30A44+TDR | A96DF1E045B12 | 22200 | 21800 | 15.9 | 12 | 8.7 | 2.55 | 63 | 61 | 210675519
ASPEN | 4SHP17LE124P-**A | C(A,C,D,E)30A34+TDR | A96DF1E045B12 | 21800 | 21400 | 15.7 | 12.4 | 8.5 | 2.49 | 64 | 62 | 210675514
ASPEN | 4SHP17LE124P-**A | C(A,C,D,E)24A44+TDR | A96DF1E045B12 | 21800 | 21600 | 15.7 | 12.4 | 8.6 | 2.55 | 64 | 62 | 210675508
ASPEN | 4SHP17LE124P-**A | C(A,C,D,E)30A34+TDR | A93DF1E070B12 | 22000 | 21400 | 15.7 | 12.9 | 8.5 | 2.51 | 64 | 62 | 210675444
ASPEN | 4SHP17LE124P-**A | C(A,C,D,E)30A44+TDR | A93DF1E070B12 | 22400 | 21800 | 15.9 | 13 | 8.7 | 2.58 | 63 | 61 | 210675450
ASPEN | 4SHP17LE124P-**A | C(A,C,D,E)24A44+TDR | A93DF1E070B12 | 22000 | 21600 | 15.7 | 12.9 | 8.6 | 2.57 | 64 | 62 | 210675439
ASPEN | 4SHP17LE124P-**A | C(A,C,D,E)30A44+TDR | A93DF1E045B12 | 22200 | 21800 | 15.9 | 13 | 8.7 | 2.58 | 63 | 61 | 210675433
ASPEN | 4SHP17LE124P-**A | C(A,C,D,E)30A34+TDR | A93DF1E045B12 | 21800 | 21400 | 15.7 | 12.9 | 8.5 | 2.51 | 64 | 62 | 210675427
ASPEN | 4SHP17LE124P-**A | C(A,C,D,E)24A44+TDR | A93DF1E045B12 | 21800 | 21600 | 15.7 | 12.9 | 8.6 | 2.57 | 64 | 62 | 210675421
ASPEN | 4HP17L30P-**A | C(A,C,D,E)36A4G+TDR | 96G2UH070BV12 | 28000 | 28000 | 15.2 | 12.8 | 8.1 | 2.76 | 66 | 65 | 210673871
ASPEN | 4HP17L30P-**A | C(A,C,D,E)36A44+TDR | 96G2UH070BV12 | 28000 | 28000 | 16 | 12.8 | 8.1 | 2.76 | 66 | 65 | 210673870
ASPEN | 4HP17L30P-**A | C(A,C,D,E)36A44+TDR | 96G2UH045BV12 | 28000 | 28000 | 15.6 | 12.8 | 8.1 | 2.74 | 66 | 65 | 210673848
ASPEN | 4HP17L30P-**A | C(A,C,D,E)36A44+TDR | 96G2UH045BE12 | 27600 | 27800 | 15.7 | 12.8 | 8.1 | 2.71 | 65 | 64 | 210673838
ASPEN | 4HP17L30P-**A | C(A,C,D,E)36A44+TDR | 96G2DF110CE20 | 27400 | 29400 | 15.5 | 12 | 8.7 | 2.78 | 64 | 62 | 210673822
ASPEN | 4HP17L30P-**A | C(A,C,D,E)30A44+TDR | 96G2DF110CE20 | 27000 | 29200 | 15.4 | 12.5 | 8.6 | 2.77 | 64 | 63 | 210673819
ASPEN | 4HP17L30P-**A | C(A,C,D,E)30A34+TDR | 96G2DF110CE20 | 26400 | 29000 | 15.2 | 12.3 | 8.3 | 2.67 | 64 | 62 | 210673815
ASPEN | 4HP17L30P-**A | C(A,C,D,E)30A44+TDR | 96G2DF090CE16 | 26400 | 28800 | 15.5 | 12.4 | 8.6 | 2.75 | 64 | 62 | 210673803
ASPEN | 4HP17L30P-**A | C(A,C,D,E)36A44+TDR | 96G2DF090CE16 | 26800 | 28800 | 15.6 | 12.5 | 8.7 | 2.79 | 64 | 62 | 210673806
ASPEN | 4HP17L30P-**A | C(A,C,D,E)30A34+TDR | 96G2DF090CE16 | 25800 | 28400 | 15.3 | 12.3 | 8.3 | 2.66 | 64 | 63 | 210673799
COMFORT-AIRE | HRG1836S1P | MCG24T(A,B,C)2M | GUH96T070B3M | 21800 | 24000 | 19 | 12.3 | 8.4 | 2.35 | 62 | 58 | 210646587
COMFORT-AIRE | HRG1836S1P | (M,V)CG18PB1M+TXV | GUH96T070B3M | 21800 | 24000 | 19 | 12.3 | 8.4 | 2.35 | 62 | 58 | 210646267
CENTURY | HRG1836S1P | MCG24T(A,B,C)2M | GUH96T070B3M | 21800 | 24000 | 19 | 12.3 | 8.4 | 2.35 | 62 | 58 | 210646586
ASPEN | HRG1836S1P | C(A,C,D,E)24A34+TDR | GUH96T070B3M | 21800 | 24000 | 19 | 12.3 | 8.4 | 2.35 | 62 | 58 | 210645079
ASPEN | HRG1836S1P | C(A,C,D,E)24B44+TDR | GUH96T070B3M | 22800 | 24000 | 19 | 12.5 | 8.5 | 2.37 | 62 | 58 | 210645078
CENTURY | HRG1836S1P | (M,V)CG18PB1M+TXV | GUH96T070B3M | 21800 | 24000 | 19 | 12.3 | 8.4 | 2.35 | 62 | 58 | 210646266
ASPEN | HRG1524S1R-**A | C(A,C,D,E)30B3G+TDR | GUH97M070B3M | 21800 | 21400 | 15.9 | 13.2 | 8.5 | 2.54 | 63 | 61 | 211172910
ASPEN | HRG1524S1R-**A | C(A,C,D,E)30B3G+TDR | GUH97M070B3M | 21800 | 21400 | 15.9 | 13.2 | 8.5 | 2.54 | 63 | 61 | 211172911
ASPEN | HRG1524S1R-**A | C(A,C,D,E)30B34+TDR | GUH97M070B3M | 21800 | 21400 | 16.7 | 13.2 | 8.5 | 2.54 | 63 | 61 | 211172909
ASPEN | HRG1524S1R-**A | C(A,C,D,E)30B34+TDR | GUH97M070B3M | 21800 | 21400 | 16.7 | 13.2 | 8.5 | 2.54 | 63 | 61 | 211172908
ASPEN | HRG1524S1R-**A | C(A,C,D,E)24B44+TDR | GUH97M070B3M | 22200 | 21400 | 16.8 | 13.3 | 8.6 | 2.58 | 63 | 61 | 211172907
ASPEN | HRG1524S1R-**A | C(A,C,D,E)30B3G+TDR | GUH96T070B3M | 22200 | 21400 | 15.9 | 13.2 | 8.5 | 2.54 | 63 | 61 | 211172904
ASPEN | HRG1524S1R-**A | C(A,C,D,E)30B3G+TDR | GUH96T045B3M | 22200 | 21600 | 15.7 | 13.2 | 8.5 | 2.51 | 62 | 60 | 211172899
ASPEN | HRG1524S1R-**A | C(A,C,D,E)30B34+TDR | GUH96T070B3M | 22200 | 21400 | 16.7 | 13.2 | 8.5 | 2.54 | 63 | 61 | 211172902
ASPEN | HRG1524S1R-**A | C(A,C,D,E)30B3G+TDR | GUH96T070B3M | 22200 | 21400 | 15.9 | 13.2 | 8.5 | 2.54 | 63 | 61 | 211172905
ASPEN | HRG1524S1R-**A | C(A,C,D,E)24B44+TDR | GUH96T070B3M | 22200 | 21400 | 16.8 | 13.3 | 8.6 | 2.58 | 62 | 61 | 211172901
ASPEN | HRG1524S1R-**A | C(A,C,D,E)24B44+TDR | GUH96T070B3M | 22200 | 21400 | 16.8 | 13.3 | 8.6 | 2.58 | 62 | 61 | 211172900
ASPEN | HRG1524S1R-**A | C(A,C,D,E)24B44+TDR | GUH97M070B3M | 22200 | 21400 | 16.8 | 13.3 | 8.6 | 2.58 | 63 | 61 | 211172906
ASPEN | HRG1524S1R-**A | C(A,C,D,E)30B34+TDR | GUH96T070B3M | 22200 | 21400 | 16.7 | 13.2 | 8.5 | 2.54 | 63 | 61 | 211172903
ASPEN | HRG1524S1R-**A | C(A,C,D,E)24B44+TDR | GUH96T045B3M | 22200 | 21600 | 16.6 | 13.3 | 8.6 | 2.55 | 63 | 60 | 211172895
ASPEN | HRG1524S1R-**A | C(A,C,D,E)30B34+TDR | GUH96T045B3M | 22200 | 21600 | 16.5 | 13.2 | 8.5 | 2.51 | 63 | 60 | 211172897
ASPEN | HRG1524S1R-**A | C(A,C,D,E)24B44+TDR | GUH96C070B3M | 22200 | 22000 | 16 | 12.8 | 8.7 | 2.54 | 62 | 60 | 211172888
ASPEN | HRG1524S1R-**A | C(A,C,D,E)30B3G+TDR | GUH96T045B3M | 22200 | 21600 | 15.7 | 13.2 | 8.5 | 2.51 | 62 | 60 | 211172898
ASPEN | HRG1524S1R-**A | C(A,C,D,E)30B34+TDR | GUH96T045B3M | 22200 | 21600 | 16.5 | 13.2 | 8.5 | 2.51 | 63 | 60 | 211172896
ASPEN | HRG1524S1R-**A | C(A,C,D,E)30B34+TDR | GUH96C070B3M | 22200 | 21800 | 15.9 | 12.8 | 8.5 | 2.51 | 63 | 61 | 211172891
ASPEN | HRG1524S1R-**A | C(A,C,D,E)24B44+TDR | GUH96T045B3M | 22200 | 21600 | 16.6 | 13.3 | 8.6 | 2.55 | 63 | 60 | 211172894
ASPEN | HRG1524S1R-**A | C(A,C,D,E)24B44+TDR | GUH96C070B3M | 22200 | 22000 | 16 | 12.8 | 8.7 | 2.54 | 62 | 60 | 211172889
ASPEN | HRG1524S1R-**A | C(A,C,D,E)30B34+TDR | GUH96C070B3M | 22200 | 21800 | 15.9 | 12.8 | 8.5 | 2.51 | 63 | 61 | 211172890
ASPEN | HRG1524S1R-**A | C(A,C,D,E)24B44+TDR | GUH96C045B3M | 21800 | 22000 | 16 | 12.8 | 8.7 | 2.54 | 62 | 60 | 211172883
ASPEN | HRG1524S1R-**A | C(A,C,D,E)24B44+TDR | GUH96C045B3M | 21800 | 22000 | 16 | 12.8 | 8.7 | 2.54 | 62 | 60 | 211172882
ASPEN | HRG1524S1R-**A | C(A,C,D,E)30B3G+TDR | GUH92C070B3M | 21600 | 21600 | 15.7 | 13.3 | 8.5 | 2.53 | 63 | 61 | 211172880
ASPEN | HRG1524S1R-**A | C(A,C,D,E)30B34+TDR | GUH96C045B3M | 21600 | 21800 | 15.9 | 12.8 | 8.5 | 2.51 | 63 | 61 | 211172885
ASPEN | HRG1524S1R-**A | C(A,C,D,E)30B34+TDR | GUH96C045B3M | 21600 | 21800 | 15.9 | 12.8 | 8.5 | 2.51 | 63 | 61 | 211172884
ASPEN | HRG1524S1R-**A | C(A,C,D,E)30B34+TDR | GUH92C045B3M | 21800 | 21600 | 16.1 | 13.3 | 8.5 | 2.52 | 63 | 61 | 211172873
ASPEN | HRG1524S1R-**A | C(A,C,D,E)30B34+TDR | GUH92C070B3M | 21600 | 21600 | 16.5 | 13.3 | 8.5 | 2.53 | 63 | 61 | 211172878
ASPEN | HRG1524S1R-**A | C(A,C,D,E)30B3G+TDR | GUH92C070B3M | 21600 | 21600 | 15.7 | 13.3 | 8.5 | 2.53 | 63 | 61 | 211172881
ASPEN | HRG1524S1R-**A | C(A,C,D,E)24B44+TDR | GUH92C070B3M | 21800 | 21800 | 16.6 | 13.3 | 8.7 | 2.56 | 62 | 60 | 211172876
ASPEN | HRG1524S1R-**A | C(A,C,D,E)30B3G+TDR | GUH92C045B3M | 21800 | 21600 | 15.3 | 13.3 | 8.5 | 2.52 | 63 | 61 | 211172874
ASPEN | 4SHP17LE124P-**A | C(A,C,D,E)30A4G+TDR | A97DSMV070B12 | 22000 | 21400 | 15.2 | 13 | 8.7 | 2.55 | 64 | 62 | 210675736
ASPEN | 4SHP17LE124P-**A | C(A,C,D,E)30A44+TDR | A97DSMV070B12 | 22000 | 21400 | 16 | 13 | 8.7 | 2.55 | 64 | 62 | 210675733
COMFORT-AIRE | HRG1836S1P | (C,M,V)CG30P(A,B,C)2M+TXV | GUH96C070B3M | 22400 | 24000 | 17.1 | 12.5 | 8.2 | 2.37 | 62 | 58 | 210645589
ASPEN | HRG1836S1P | C(A,C,D,E)30B34+TDR | GUH96C070B3M | 22400 | 24000 | 17.1 | 12.5 | 8.2 | 2.37 | 62 | 58 | 210644994
COMFORT-AIRE | HRG1836S1P | (C,M,V)CG30P(A,B,C)2M | GUH96C070B3M | 22400 | 24000 | 16.6 | 12.5 | 8.2 | 2.37 | 62 | 58 | 210645555
ASPEN | HRG1836S1P | C(A,C,D,E)30B3G+TDR | GUH96C070B3M | 22400 | 24000 | 16.6 | 12.5 | 8.2 | 2.37 | 62 | 58 | 210644992
CENTURY | HRG1836S1P | MCG24T(A,B,C)2M | GUH96C070B3M | 21800 | 24000 | 17.1 | 12.3 | 8.1 | 2.35 | 62 | 58 | 210646582
CENTURY | HRG1836S1P | (M,V)CG18PB1M+TXV | GUH96C070B3M | 21800 | 24000 | 17.1 | 12.3 | 8.1 | 2.35 | 62 | 58 | 210646262
ASPEN | HRG1836S1P | C(A,C,D,E)24A34+TDR | GUH96C070B3M | 21800 | 24000 | 17.1 | 12.3 | 8.1 | 2.35 | 62 | 58 | 210645003
CENTURY | HRG1836S1P | CCG24TB2E | GUH96C070B3M | 22800 | 24000 | 17.1 | 12.5 | 8.2 | 2.37 | 62 | 58 | 210646228
ASPEN | HRG1836S1P | C(A,C,D,E)24B44+TDR | GUH96C070B3M | 22800 | 24000 | 17.1 | 12.5 | 8.2 | 2.37 | 62 | 58 | 210645001
CENTURY | HRG1836S1P | (M,V)CG18PB1M | GUH96C070B3M | 21800 | 24000 | 16.6 | 12.3 | 8.1 | 2.35 | 62 | 58 | 210646092
ASPEN | HRG1836S1P | C(A,C,D,E)24A3G+TDR | GUH96C070B3M | 21800 | 24000 | 16.6 | 12.3 | 8.1 | 2.35 | 62 | 58 | 210644999
CENTURY | HRG1836S1P | (C,M,V)CG30P(A,B,C)2M+TXV | GUH96C070B3M | 22400 | 24000 | 17.1 | 12.5 | 8.2 | 2.37 | 62 | 58 | 210645588
ASPEN | HRG1836S1P | C(A,C,D,E)30B34+TDR | GUH96C070B3M | 22400 | 24000 | 17.1 | 12.5 | 8.2 | 2.37 | 62 | 58 | 210644993
CENTURY | HRG1836S1P | (C,M,V)CG30P(A,B,C)2M | GUH96C070B3M | 22400 | 24000 | 16.6 | 12.5 | 8.2 | 2.37 | 62 | 58 | 210645554
ASPEN | HRG1836S1P | C(A,C,D,E)30B3G+TDR | GUH96C070B3M | 22400 | 24000 | 16.6 | 12.5 | 8.2 | 2.37 | 62 | 58 | 210644991
COMFORT-AIRE | HRG1836S1P | MCG24T(A,B,C)2M | GUH96C045B3M | 21800 | 24000 | 17.1 | 12.3 | 8.1 | 2.39 | 62 | 58 | 210646581
COMFORT-AIRE | HRG1836S1P | (M,V)CG18PB1M+TXV | GUH96C045B3M | 21800 | 24000 | 17.1 | 12.3 | 8.1 | 2.39 | 62 | 58 | 210646261
ASPEN | HRG1836S1P | C(A,C,D,E)24A34+TDR | GUH96C045B3M | 21800 | 24000 | 17.1 | 12.3 | 8.1 | 2.39 | 62 | 58 | 210644974
COMFORT-AIRE | HRG1836S1P | CCG24TB2E | GUH96C045B3M | 22800 | 24000 | 17.1 | 12.5 | 8.2 | 2.4 | 62 | 58 | 210646227
ASPEN | HRG1836S1P | C(A,C,D,E)24B44+TDR | GUH96C045B3M | 22800 | 24000 | 17.1 | 12.5 | 8.2 | 2.4 | 62 | 58 | 210644972
COMFORT-AIRE | HRG1836S1P | (M,V)CG18PB1M | GUH96C045B3M | 21800 | 24000 | 16.6 | 12.3 | 8.1 | 2.39 | 62 | 58 | 210646091
ASPEN | HRG1836S1P | C(A,C,D,E)24A3G+TDR | GUH96C045B3M | 21800 | 24000 | 16.6 | 12.3 | 8.1 | 2.39 | 62 | 58 | 210644970
COMFORT-AIRE | HRG1836S1P | (C,M,V)CG30P(A,B,C)2M+TXV | GUH96C045B3M | 22400 | 24000 | 17.1 | 12.5 | 8.2 | 2.4 | 62 | 58 | 210645587
ASPEN | HRG1836S1P | C(A,C,D,E)30B34+TDR | GUH96C045B3M | 22400 | 24000 | 17.1 | 12.5 | 8.2 | 2.4 | 62 | 58 | 210644964
COMFORT-AIRE | HRG1836S1P | (C,M,V)CG30P(A,B,C)2M | GUH96C045B3M | 22400 | 24000 | 16.6 | 12.5 | 8.2 | 2.4 | 62 | 58 | 210645553
ASPEN | HRG1836S1P | C(A,C,D,E)30B3G+TDR | GUH96C045B3M | 22400 | 24000 | 16.6 | 12.5 | 8.2 | 2.4 | 62 | 58 | 210644962
CENTURY | HRG1836S1P | MCG24T(A,B,C)2M | GUH96C045B3M | 21800 | 24000 | 17.1 | 12.3 | 8.1 | 2.39 | 62 | 58 | 210646580
CENTURY | HRG1836S1P | (M,V)CG18PB1M+TXV | GUH96C045B3M | 21800 | 24000 | 17.1 | 12.3 | 8.1 | 2.39 | 62 | 58 | 210646260
ASPEN | HRG1836S1P | C(A,C,D,E)24A34+TDR | GUH96C045B3M | 21800 | 24000 | 17.1 | 12.3 | 8.1 | 2.39 | 62 | 58 | 210644973
CENTURY | HRG1836S1P | CCG24TB2E | GUH96C045B3M | 22800 | 24000 | 17.1 | 12.5 | 8.2 | 2.4 | 62 | 58 | 210646226
ASPEN | HRG1836S1P | C(A,C,D,E)24B44+TDR | GUH96C045B3M | 22800 | 24000 | 17.1 | 12.5 | 8.2 | 2.4 | 62 | 58 | 210644971
COMFORT-AIRE | HRG1836S1P | MCG24T(A,B,C)2M | GUH96C070B3M | 21800 | 24000 | 17.1 | 12.3 | 8.1 | 2.35 | 62 | 58 | 210646583
COMFORT-AIRE | HRG1836S1P | (M,V)CG18PB1M+TXV | GUH96C070B3M | 21800 | 24000 | 17.1 | 12.3 | 8.1 | 2.35 | 62 | 58 | 210646263
ASPEN | 4HP17L18P-**A | C(A,C,D,E)30A3G+TDR | 96G1DF045BE12 | 16700 | 17800 | 15.4 | 13.2 | 8.4 | 2.58 | 62 | 58 | 210672613
ASPEN | 4HP17L18P-**A | C(A,C,D,E)24A4G+TDR | 96G1DF045BE12 | 16600 | 17800 | 15.4 | 13 | 8.5 | 2.63 | 62 | 58 | 210672610
ASPEN | 4HP17L18P-**A | C(A,C,D,E)24A44+TDR | 96G1DF045BE12 | 16600 | 17800 | 16.2 | 13 | 8.5 | 2.63 | 62 | 58 | 210672608
ASPEN | 4HP17L18P-**A | C(A,C,D,E)30A34+TDR | 96G1DF045BE12 | 16700 | 17800 | 16.3 | 13.2 | 8.4 | 2.58 | 62 | 58 | 210672612
ASPEN | 4HP17L18P-**A | C(A,C,D,E)30A4G+TDR | 95G1UH040BE12X | 16700 | 17000 | 15.5 | 13.2 | 8.5 | 2.43 | 61 | 57 | 210672596
ASPEN | 4HP17L18P-**A | C(A,C,D,E)30A44+TDR | 95G1UH040BE12X | 16700 | 17000 | 16.3 | 13.2 | 8.5 | 2.43 | 61 | 57 | 210672594
ASPEN | 4HP17L18P-**A | C(A,C,D,E)24A4G+TDR | 95G1UH040BE12X | 16400 | 17000 | 15.3 | 13.1 | 8.4 | 2.38 | 61 | 57 | 210672588
ASPEN | 4HP17L18P-**A | C(A,C,D,E)30A3G+TDR | 95G1UH040BE12X | 16500 | 16900 | 15.4 | 13 | 8.3 | 2.37 | 62 | 57 | 210672592
ASPEN | 4HP17L18P-**A | C(A,C,D,E)30A34+TDR | 95G1UH040BE12X | 16500 | 16900 | 16.2 | 13 | 8.3 | 2.37 | 62 | 57 | 210672590
ASPEN | 4HP17L18P-**A | C(A,C,D,E)24A44+TDR | 95G1UH040BE12X | 16400 | 17000 | 16.1 | 13.1 | 8.4 | 2.38 | 61 | 57 | 210672587
ASPEN | 4HP17L18P-**A | C(A,C,D,E)30A4G+TDR | 92G1UH030BE12 | 16600 | 17100 | 15.5 | 13.2 | 8.6 | 2.45 | 61 | 57 | 210672564
ASPEN | 4HP17L18P-**A | C(A,C,D,E)30A44+TDR | 92G1UH030BE12 | 16600 | 17100 | 16.3 | 13.2 | 8.6 | 2.45 | 61 | 57 | 210672562
ASPEN | 4HP17L18P-**A | C(A,C,D,E)30A3G+TDR | 92G1UH030BE12 | 16400 | 17000 | 15.4 | 13 | 8.4 | 2.37 | 62 | 58 | 210672560
ASPEN | 4HP17L18P-**A | C(A,C,D,E)24A4G+TDR | 92G1UH030BE12 | 16400 | 17100 | 15.3 | 13.1 | 8.5 | 2.41 | 61 | 57 | 210672557
ASPEN | 4HP17L18P-**A | C(A,C,D,E)30A34+TDR | 92G1UH030BE12 | 16400 | 17000 | 16.2 | 13 | 8.4 | 2.37 | 62 | 58 | 210672558
ASPEN | 4HP17L18P-**A | C(A,C,D,E)30A4G+TDR | 92G1DF070BE12 | 16800 | 18100 | 16 | 13.8 | 8.7 | 2.69 | 62 | 58 | 210672553
ASPEN | 4HP17L18P-**A | C(A,C,D,E)24A44+TDR | 92G1UH030BE12 | 16400 | 17100 | 16.2 | 13.1 | 8.5 | 2.41 | 61 | 57 | 210672555
ASPEN | 4HP17L18P-**A | C(A,C,D,E)30A3G+TDR | 92G1DF070BE12 | 16600 | 17900 | 15.9 | 13.7 | 8.4 | 2.64 | 62 | 58 | 210672550
ASPEN | 4HP17L18P-**A | C(A,C,D,E)30A44+TDR | 92G1DF070BE12 | 16800 | 18100 | 16.8 | 13.8 | 8.7 | 2.69 | 62 | 58 | 210672551
ASPEN | 4HP17L18P-**A | C(A,C,D,E)30A34+TDR | 92G1DF070BE12 | 16600 | 17900 | 16.7 | 13.7 | 8.4 | 2.64 | 62 | 58 | 210672548
ASPEN | 4HP17L18P-**A | C(A,C,D,E)24A44+TDR | 92G1DF070BE12 | 16600 | 18000 | 16.7 | 13 | 8.6 | 2.7 | 62 | 59 | 210672544
ASPEN | 4HP17L18P-**A | C(A,C,D,E)24A4G+TDR | 92G1DF070BE12 | 16600 | 18000 | 15.8 | 13 | 8.6 | 2.7 | 62 | 59 | 210672546
ASPEN | 4HP17L18P-**A | C(A,C,D,E)30A44+TDR | 92G1DF045BE12 | 16800 | 18100 | 16.8 | 13.8 | 8.7 | 2.69 | 62 | 58 | 210672541
ASPEN | 4HP17L18P-**A | C(A,C,D,E)30A4G+TDR | 92G1DF045BE12 | 16800 | 18100 | 16 | 13.8 | 8.7 | 2.69 | 62 | 58 | 210672542
ASPEN | 4HP17L18P-**A | C(A,C,D,E)30A3G+TDR | 92G1DF045BE12 | 16600 | 17900 | 15.9 | 13.7 | 8.4 | 2.64 | 62 | 58 | 210672539
ASPEN | 4HP17L18P-**A | C(A,C,D,E)30A34+TDR | 92G1DF045BE12 | 16600 | 17900 | 16.7 | 13.7 | 8.4 | 2.64 | 62 | 58 | 210672537
ASPEN | 4HP17L18P-**A | C(A,C,D,E)24A44+TDR | 92G1DF045BE12 | 16600 | 18000 | 16.7 | 13 | 8.6 | 2.7 | 62 | 59 | 210672533
ASPEN | 4HP17L18P-**A | C(A,C,D,E)24A4G+TDR | 92G1DF045BE12 | 16600 | 18000 | 15.8 | 13 | 8.6 | 2.7 | 62 | 59 | 210672535
CENTURY | HRG1524S1R-**A | (C,M,V)CG30P(A,B,C)2M+TXV | GDD96C070B4M | 21600 | 21800 | 15.5 | 12 | 8.8 | 2.58 | 62 | 62 | 211175276
CENTURY | HRG1524S1R-**A | CCG24TB2E | GDD96C045B3M | 22600 | 21800 | 16 | 12 | 8.9 | 2.6 | 62 | 61 | 211175268
COMFORT-AIRE | HRG1524S1R-**A | CCG24TB2E | GDD96C070B4M | 21800 | 21800 | 15.6 | 12 | 8.9 | 2.59 | 62 | 63 | 211175275
CENTURY | HRG1524S1R-**A | CCG24TB2E | GDD96C070B4M | 21800 | 21800 | 15.6 | 12 | 8.9 | 2.59 | 62 | 63 | 211175274
COMFORT-AIRE | HRG1524S1R-**A | (C,M,V)CG30P(A,B,C)2M+TXV | GDD96C045B3M | 22400 | 21800 | 15.9 | 12 | 8.8 | 2.58 | 62 | 61 | 211175271
CENTURY | HRG1524S1R-**A | (C,M,V)CG30P(A,B,C)2M+TXV | GDD96C045B3M | 22400 | 21800 | 15.9 | 12 | 8.8 | 2.58 | 62 | 61 | 211175270
COMFORT-AIRE | HRG1524S1R-**A | CCG24TB2E | GDD96C045B3M | 22600 | 21800 | 16 | 12 | 8.9 | 2.6 | 62 | 61 | 211175269
COMFORT-AIRE | HRG1524S1R-**A | (C,M,V)CG30P(A,B,C)2M+TXV | GDD92C070B3M | 22200 | 21800 | 15.9 | 13 | 8.7 | 2.58 | 63 | 61 | 211175265
CENTURY | HRG1518S1R-**A | MCG24T(A,B,C)2M | GUH96C045B3M | 16200 | 17000 | 16 | 13 | 8.4 | 2.39 | 62 | 57 | 211175168
ASPEN | HRG1836S1P | C(A,C,D,E)24A34+TDR | GUH92C070B3M | 21600 | 24000 | 18 | 12.3 | 8.4 | 2.36 | 62 | 58 | 210644852
COMFORT-AIRE | HRG1836S1P | MCG24T(A,B,C)2M | GUH92C070B3M | 21600 | 24000 | 18 | 12.3 | 8.4 | 2.36 | 62 | 58 | 210646575
COMFORT-AIRE | HRG1836S1P | (M,V)CG18PB1M+TXV | GUH92C070B3M | 21600 | 24000 | 18 | 12.3 | 8.4 | 2.36 | 62 | 58 | 210646255
CENTURY | HRG1836S1P | MCG24T(A,B,C)2M | GUH92C070B3M | 21600 | 24000 | 18 | 12.3 | 8.4 | 2.36 | 62 | 58 | 210646574
ASPEN | HRG1836S1P | C(A,C,D,E)24A34+TDR | GUH92C070B3M | 21600 | 24000 | 18 | 12.3 | 8.4 | 2.36 | 62 | 58 | 210644851
CENTURY | HRG1836S1P | (M,V)CG18PB1M+TXV | GUH92C070B3M | 21600 | 24000 | 18 | 12.3 | 8.4 | 2.36 | 62 | 58 | 210646254
COMFORT-AIRE | HRG1836S1P | CCG24TB2E | GUH92C070B3M | 22600 | 24000 | 18 | 12.5 | 8.5 | 2.38 | 62 | 58 | 210646221
ASPEN | HRG1836S1P | C(A,C,D,E)24B44+TDR | GUH92C070B3M | 22600 | 24000 | 18 | 12.5 | 8.5 | 2.38 | 62 | 58 | 210644849
COMFORT-AIRE | HRG1836S1P | (M,V)CG18PB1M | GUH92C070B3M | 21600 | 24000 | 17.6 | 12.3 | 8.4 | 2.36 | 62 | 58 | 210646085
ASPEN | HRG1836S1P | C(A,C,D,E)24B44+TDR | GUH92C070B3M | 22600 | 24000 | 18 | 12.5 | 8.5 | 2.38 | 62 | 58 | 210644850
CENTURY | HRG1836S1P | CCG24TB2E | GUH92C070B3M | 22600 | 24000 | 18 | 12.5 | 8.5 | 2.38 | 62 | 58 | 210646220
ASPEN | HRG1836S1P | C(A,C,D,E)24A3G+TDR | GUH92C070B3M | 21600 | 24000 | 17.6 | 12.3 | 8.4 | 2.36 | 62 | 58 | 210644848
CENTURY | HRG1836S1P | (M,V)CG18PB1M | GUH92C070B3M | 21600 | 24000 | 17.6 | 12.3 | 8.4 | 2.36 | 62 | 58 | 210646084
ASPEN | HRG1836S1P | C(A,C,D,E)24A3G+TDR | GUH92C070B3M | 21600 | 24000 | 17.6 | 12.3 | 8.4 | 2.36 | 62 | 58 | 210644847
ASPEN | HRG1836S1P | C(A,C,D,E)30B34+TDR | GUH92C070B3M | 22200 | 24000 | 18 | 12.5 | 8.5 | 2.38 | 62 | 58 | 210644842
COMFORT-AIRE | HRG1836S1P | (C,M,V)CG30P(A,B,C)2M+TXV | GUH92C070B3M | 22200 | 24000 | 18 | 12.5 | 8.5 | 2.38 | 62 | 58 | 210645581
ASPEN | HRG1836S1P | C(A,C,D,E)30B34+TDR | GUH92C070B3M | 22200 | 24000 | 18 | 12.5 | 8.5 | 2.38 | 62 | 58 | 210644841
CENTURY | HRG1836S1P | (C,M,V)CG30P(A,B,C)2M+TXV | GUH92C070B3M | 22200 | 24000 | 18 | 12.5 | 8.5 | 2.38 | 62 | 58 | 210645580
COMFORT-AIRE | HRG1836S1P | (C,M,V)CG30P(A,B,C)2M | GUH92C070B3M | 22200 | 24000 | 17.6 | 12.5 | 8.5 | 2.38 | 62 | 58 | 210645547
ASPEN | HRG1836S1P | C(A,C,D,E)30B3G+TDR | GUH92C070B3M | 22200 | 24000 | 17.6 | 12.5 | 8.5 | 2.38 | 62 | 58 | 210644840
CENTURY | HRG1836S1P | (C,M,V)CG30P(A,B,C)2M | GUH92C070B3M | 22200 | 24000 | 17.6 | 12.5 | 8.5 | 2.38 | 62 | 58 | 210645546
ASPEN | HRG1536S1R-**A | C(A,C,D,E)48C34+TDR | GUH97M110C5M | 34000 | 33600 | 16.1 | 12.8 | 8.1 | 2.69 | 75 | 65 | 211173750
ASPEN | HRG1536S1R-**A | C(A,C,D,E)48D34+TDR | GUH97M110C5M | 34400 | 33600 | 16.2 | 12.8 | 8.2 | 2.71 | 74 | 65 | 211173754
ASPEN | HRG1536S1R-**A | C(A,C,D,E)48C3G+TDR | GUH97M110C5M | 34000 | 33600 | 15.3 | 12.8 | 8.1 | 2.69 | 76 | 65 | 211173752
ASPEN | HRG1536S1R-**A | C(A,C,D,E)48D34+TDR | GUH97M110C5M | 34400 | 33600 | 16.2 | 12.8 | 8.2 | 2.71 | 82 | 65 | 211173753
ASPEN | HRG1536S1R-**A | C(A,C,D,E)48C3G+TDR | GUH97M110C5M | 34000 | 33600 | 15.3 | 12.8 | 8.1 | 2.69 | 76 | 65 | 211173751
ASPEN | HRG1536S1R-**A | C(A,C,D,E)42C3G+TDR | GUH97M110C5M | 33800 | 33400 | 15.2 | 12 | 8.1 | 2.66 | 75 | 66 | 211173748
ASPEN | HRG1536S1R-**A | C(A,C,D,E)48C34+TDR | GUH97M110C5M | 34000 | 33600 | 16.1 | 12.8 | 8.1 | 2.69 | 75 | 65 | 211173749
ASPEN | HRG1536S1R-**A | C(A,C,D,E)42C3G+TDR | GUH97M110C5M | 33800 | 33400 | 15.2 | 12 | 8.1 | 2.66 | 75 | 66 | 211173747
ASPEN | HRG1536S1R-**A | C(A,C,D,E)42C34+TDR | GUH97M110C5M | 33800 | 33400 | 16 | 12 | 8.1 | 2.66 | 83 | 66 | 211173745
ASPEN | HRG1536S1R-**A | C(A,C,D,E)42C34+TDR | GUH97M110C5M | 33800 | 33400 | 16 | 12 | 8.1 | 2.66 | 75 | 66 | 211173746
ASPEN | HRG1536S1R-**A | C(A,C,D,E)48C34+TDR | GUH97M090C5M | 33400 | 33800 | 15.9 | 12.8 | 8.1 | 2.65 | 74 | 66 | 211173735
ASPEN | HRG1536S1R-**A | C(A,C,D,E)48D34+TDR | GUH97M090C5M | 33600 | 33800 | 16 | 12.8 | 8.2 | 2.67 | 74 | 66 | 211173738
ASPEN | HRG1536S1R-**A | C(A,C,D,E)48D34+TDR | GUH97M090C5M | 33600 | 33800 | 16 | 12.8 | 8.2 | 2.67 | 74 | 66 | 211173739
ASPEN | HRG1536S1R-**A | C(A,C,D,E)42C34+TDR | GUH97M090C5M | 33000 | 33600 | 15.8 | 12 | 8.1 | 2.63 | 75 | 65 | 211173730
ASPEN | HRG1536S1R-**A | C(A,C,D,E)48C34+TDR | GUH97M090C5M | 33400 | 33800 | 15.9 | 12.8 | 8.1 | 2.65 | 74 | 66 | 211173734
ASPEN | HRG1536S1R-**A | C(A,C,D,E)42C34+TDR | GUH97M090C5M | 33000 | 33600 | 15.8 | 12 | 8.1 | 2.63 | 75 | 65 | 211173731
ASPEN | HRG1536S1R-**A | C(A,C,D,E)48D34+TDR | GUH97M090C4M | 33600 | 33600 | 16.2 | 12.8 | 8.1 | 2.68 | 74 | 64 | 211173723
ASPEN | HRG1536S1R-**A | C(A,C,D,E)48D34+TDR | GUH97M090C4M | 33600 | 33600 | 16.2 | 12.8 | 8.1 | 2.68 | 74 | 64 | 211173724
ASPEN | HRG1536S1R-**A | C(A,C,D,E)48D34+TDR | GUH97M090C3M | 33800 | 33800 | 16.2 | 12.8 | 8.1 | 2.7 | 64 | 64 | 211173709
ASPEN | HRG1536S1R-**A | C(A,C,D,E)48D34+TDR | GUH97M090C3M | 33800 | 33800 | 16.2 | 12.8 | 8.1 | 2.7 | 66 | 64 | 211173708
ASPEN | 4HP17L24P-**A | C(A,C,D,E)30A44+TDR | 92G1DF070BE12 | 22400 | 21800 | 15.9 | 13 | 8.7 | 2.58 | 63 | 61 | 210672989
ASPEN | 4HP17L24P-**A | C(A,C,D,E)30A34+TDR | 92G1DF070BE12 | 22000 | 21400 | 15.7 | 12.9 | 8.5 | 2.51 | 64 | 62 | 210672986
ASPEN | 4HP17L24P-**A | C(A,C,D,E)24A44+TDR | 92G1DF070BE12 | 22000 | 21600 | 15.7 | 12.9 | 8.6 | 2.57 | 64 | 62 | 210672982
ASPEN | 4HP17L24P-**A | C(A,C,D,E)30A44+TDR | 92G1DF045BE12 | 22200 | 21800 | 15.9 | 13 | 8.7 | 2.58 | 63 | 61 | 210672979
ASPEN | 4HP17L24P-**A | C(A,C,D,E)30A34+TDR | 92G1DF045BE12 | 21800 | 21400 | 15.7 | 12.9 | 8.5 | 2.51 | 64 | 62 | 210672975
ASPEN | 4HP17L24P-**A | C(A,C,D,E)24A44+TDR | 92G1DF045BE12 | 21800 | 21600 | 15.7 | 12.9 | 8.6 | 2.57 | 64 | 62 | 210672972
COMFORT-AIRE | HRG1524S1R-**A | (C,M,V)CG30P(A,B,C)2M | GUH97M070B3M | 21800 | 21400 | 15.9 | 13.2 | 8.5 | 2.54 | 63 | 61 | 211175345
COMFORT-AIRE | HRG1524S1R-**A | CCG24TB2E | GUH97M070B3M | 22200 | 21400 | 16.8 | 13.3 | 8.6 | 2.58 | 63 | 61 | 211175341
CENTURY | HRG1524S1R-**A | (C,M,V)CG30P(A,B,C)2M | GUH97M070B3M | 21800 | 21400 | 15.9 | 13.2 | 8.5 | 2.54 | 63 | 61 | 211175344
CENTURY | HRG1524S1R-**A | (C,M,V)CG30P(A,B,C)2M+TXV | GUH97M070B3M | 21800 | 21400 | 16.7 | 13.2 | 8.5 | 2.54 | 63 | 61 | 211175342
CENTURY | HRG1524S1R-**A | CCG24TB2E | GUH97M070B3M | 22200 | 21400 | 16.8 | 13.3 | 8.6 | 2.58 | 63 | 61 | 211175340
COMFORT-AIRE | HRG1524S1R-**A | (C,M,V)CG30P(A,B,C)2M | GUH96T070B3M | 22200 | 21400 | 15.9 | 13.2 | 8.5 | 2.54 | 63 | 61 | 211175339
COMFORT-AIRE | HRG1524S1R-**A | (C,M,V)CG30P(A,B,C)2M+TXV | GUH96T070B3M | 22200 | 21400 | 16.7 | 13.2 | 8.5 | 2.54 | 63 | 61 | 211175337
CENTURY | HRG1524S1R-**A | (C,M,V)CG30P(A,B,C)2M | GUH96T070B3M | 22200 | 21400 | 15.9 | 13.2 | 8.5 | 2.54 | 63 | 61 | 211175338
CENTURY | HRG1524S1R-**A | (C,M,V)CG30P(A,B,C)2M+TXV | GDD92C070B3M | 22200 | 21800 | 15.9 | 13 | 8.7 | 2.58 | 63 | 61 | 211175264
CENTURY | HRG1524S1R-**A | CCG24TB2E | GDD92C070B3M | 22400 | 21800 | 16 | 13 | 8.9 | 2.63 | 63 | 61 | 211175262
COMFORT-AIRE | HRG1524S1R-**A | CCG24TB2E | GDD92C070B3M | 22400 | 21800 | 16 | 13 | 8.9 | 2.63 | 63 | 61 | 211175263
COMFORT-AIRE | HRG1524S1R-**A | (C,M,V)CG30P(A,B,C)2M+TXV | GDD92C045B3M | 22400 | 21800 | 15.9 | 13 | 8.8 | 2.6 | 61 | 61 | 211175259
CENTURY | HRG1524S1R-**A | (C,M,V)CG30P(A,B,C)2M+TXV | GDD92C045B3M | 22400 | 21800 | 15.9 | 13 | 8.8 | 2.6 | 61 | 61 | 211175258
COMFORT-AIRE | HRG1524S1R-**A | CCG24TB2E | GDD92C045B3M | 22600 | 21800 | 16 | 13 | 8.9 | 2.63 | 61 | 61 | 211175257
CENTURY | HRG1524S1R-**A | CCG24TB2E | GDD92C045B3M | 22600 | 21800 | 16 | 13 | 8.9 | 2.63 | 61 | 61 | 211175256
COMFORT-AIRE | HRG1518S1R-**A | (C,M)CG24P(A,B,C)2M+TXV | GUH96C070B3M | 15900 | 17200 | 15.9 | 12.9 | 9 | 2.53 | 65 | 56 | 211175193
CENTURY | HRG1524S1R-**A | (C,M,V)CG30P(A,B,C)2M+TXV | GUH96T070B3M | 22200 | 21400 | 16.7 | 13.2 | 8.5 | 2.54 | 63 | 61 | 211175336
COMFORT-AIRE | HRG1524S1R-**A | CCG24TB2E | GUH96T070B3M | 22200 | 21400 | 16.8 | 13.3 | 8.6 | 2.58 | 62 | 61 | 211175335
CENTURY | HRG1524S1R-**A | CCG24TB2E | GUH96T070B3M | 22200 | 21400 | 16.8 | 13.3 | 8.6 | 2.58 | 62 | 61 | 211175334
CENTURY | HRG1524S1R-**A | (C,M,V)CG30P(A,B,C)2M | GUH96T045B3M | 22200 | 21600 | 15.7 | 13.2 | 8.5 | 2.51 | 62 | 60 | 211175332
COMFORT-AIRE | HRG1524S1R-**A | (C,M,V)CG30P(A,B,C)2M | GUH96T045B3M | 22200 | 21600 | 15.7 | 13.2 | 8.5 | 2.51 | 62 | 60 | 211175333
CENTURY | HRG1524S1R-**A | (C,M,V)CG30P(A,B,C)2M+TXV | GUH96T045B3M | 22200 | 21600 | 16.5 | 13.2 | 8.5 | 2.51 | 63 | 60 | 211175330
COMFORT-AIRE | HRG1524S1R-**A | (C,M,V)CG30P(A,B,C)2M+TXV | GUH96T045B3M | 22200 | 21600 | 16.5 | 13.2 | 8.5 | 2.51 | 63 | 60 | 211175331
COMFORT-AIRE | HRG1524S1R-**A | CCG24TB2E | GUH96T045B3M | 22200 | 21600 | 16.6 | 13.3 | 8.6 | 2.55 | 63 | 60 | 211175329
CENTURY | HRG1524S1R-**A | CCG24TB2E | GUH96T045B3M | 22200 | 21600 | 16.6 | 13.3 | 8.6 | 2.55 | 63 | 60 | 211175328
COMFORT-AIRE | HRG1524S1R-**A | (C,M,V)CG30P(A,B,C)2M+TXV | GUH96C070B3M | 22200 | 21800 | 15.9 | 12.8 | 8.5 | 2.51 | 63 | 61 | 211175325
CENTURY | HRG1518S1R-**A | (C,M)CG24P(A,B,C)2M+TXV | GUH96C070B3M | 15900 | 17200 | 15.9 | 12.9 | 9 | 2.53 | 65 | 56 | 211175192
COMFORT-AIRE | HRG1518S1R-**A | (C,M,V)CG30P(A,B,C)2M | GUH96C070B3M | 16800 | 17100 | 15.5 | 13.3 | 8.6 | 2.42 | 65 | 56 | 211175191
CENTURY | HRG1518S1R-**A | (C,M,V)CG30P(A,B,C)2M | GUH96C070B3M | 16800 | 17100 | 15.5 | 13.3 | 8.6 | 2.42 | 65 | 56 | 211175190
CENTURY | HRG1518S1R-**A | MCG24T(A,B,C)2M | GUH96C070B3M | 16200 | 16900 | 16 | 13 | 8.4 | 2.38 | 66 | 57 | 211175182
COMFORT-AIRE | HRG1518S1R-**A | (C,M,V)CG30P(A,B,C)2M+TXV | GUH96C070B3M | 16800 | 17100 | 16.4 | 13.3 | 8.6 | 2.42 | 65 | 56 | 211175189
CENTURY | HRG1518S1R-**A | (C,M,V)CG30P(A,B,C)2M+TXV | GUH96C070B3M | 16800 | 17100 | 16.4 | 13.3 | 8.6 | 2.42 | 65 | 56 | 211175188
COMFORT-AIRE | HRG1518S1R-**A | CCG24TB2E | GUH96C070B3M | 16900 | 17100 | 16.4 | 13.3 | 8.7 | 2.44 | 65 | 56 | 211175187
ASPEN | HRG1836S1P | C(A,C,D,E)30B34+TDR | GUH96T045B3M | 22400 | 24000 | 19 | 12.5 | 8.5 | 2.4 | 62 | 58 | 210645039
ASPEN | HRG1836S1P | C(A,C,D,E)30B34+TDR | GUH96T045B3M | 22400 | 24000 | 19 | 12.5 | 8.5 | 2.4 | 62 | 58 | 210645040
ASPEN | HRG1836S1P | C(A,C,D,E)30B3G+TDR | GUH96T045B3M | 22400 | 24000 | 18.5 | 12.5 | 8.5 | 2.4 | 62 | 58 | 210645038
CENTURY | HRG1836S1P | (C,M,V)CG30P(A,B,C)2M+TXV | GUH96T045B3M | 22400 | 24000 | 19 | 12.5 | 8.5 | 2.4 | 62 | 58 | 210645590
ASPEN | HRG1836S1P | C(A,C,D,E)30B3G+TDR | GUH96T045B3M | 22400 | 24000 | 18.5 | 12.5 | 8.5 | 2.4 | 62 | 58 | 210645037
COMFORT-AIRE | HRG1836S1P | (C,M,V)CG30P(A,B,C)2M | GUH96T045B3M | 22400 | 24000 | 18.5 | 12.5 | 8.5 | 2.4 | 62 | 58 | 210645557
CENTURY | HRG1836S1P | (C,M,V)CG30P(A,B,C)2M | GUH96T045B3M | 22400 | 24000 | 18.5 | 12.5 | 8.5 | 2.4 | 62 | 58 | 210645556
ASPEN | HRG1530S1R-**A | C(A,C,D,E)36B34+TDR | GUH96C045B3M | 28200 | 27800 | 15.6 | 12.3 | 8.1 | 2.76 | 67 | 66 | 211173092
ASPEN | HRG1530S1R-**A | C(A,C,D,E)36B34+TDR | GUH96C045B3M | 28200 | 27800 | 15.6 | 12.3 | 8.1 | 2.76 | 67 | 66 | 211173093
ASPEN | 4SHP17LE130P-**A | C(A,C,D,E)30A34+TDR | A96DF1E045B12 | 25800 | 28600 | 15.3 | 12.3 | 8.3 | 2.62 | 64 | 62 | 210676541
ASPEN | 4SHP17LE130P-**A | C(A,C,D,E)30A44+TDR | A96DF1E045B12 | 26400 | 29000 | 15.5 | 12.4 | 8.6 | 2.71 | 63 | 61 | 210676547
ASPEN | 4SHP17LE130P-**A | C(A,C,D,E)36A44+TDR | A96DF1E045B12 | 26800 | 29000 | 15.6 | 12.5 | 8.7 | 2.74 | 64 | 61 | 210676552
ASPEN | 4SHP17LE130P-**A | C(A,C,D,E)30A44+TDR | A96DF1E070B16 | 26600 | 29200 | 15.3 | 12.4 | 8.6 | 2.7 | 63 | 60 | 210676564
ASPEN | 4SHP17LE130P-**A | C(A,C,D,E)30A34+TDR | A96DF1E090C16 | 26200 | 28800 | 15.5 | 12.3 | 8.3 | 2.65 | 64 | 61 | 210676576
ASPEN | 4SHP17LE130P-**A | C(A,C,D,E)36A44+TDR | A96DF1E070B16 | 27000 | 29200 | 15.4 | 12.5 | 8.7 | 2.74 | 63 | 61 | 210676570
ASPEN | 4SHP17LE130P-**A | C(A,C,D,E)30A44+TDR | A96DF1E090C16 | 26800 | 29200 | 15.7 | 12.5 | 8.6 | 2.74 | 63 | 60 | 210676581
ASPEN | 4SHP17LE130P-**A | C(A,C,D,E)36A44+TDR | A96DF1E090C16 | 27200 | 29200 | 15.9 | 12 | 8.7 | 2.77 | 63 | 61 | 210676587
ASPEN | 4SHP17LE130P-**A | C(A,C,D,E)30A34+TDR | A96DF1E110C20 | 26400 | 29000 | 15.4 | 12.3 | 8.3 | 2.65 | 63 | 61 | 210676593
ASPEN | 4SHP17LE130P-**A | C(A,C,D,E)30A44+TDR | A96DF1E110C20 | 27200 | 29400 | 15.6 | 12.5 | 8.6 | 2.72 | 63 | 61 | 210676598
ASPEN | 4SHP17LE130P-**A | C(A,C,D,E)36A44+TDR | A96DF1E110C20 | 27600 | 29600 | 15.7 | 12 | 8.7 | 2.73 | 63 | 60 | 210676604
ASPEN | 4SHP17LE130P-**A | C(A,C,D,E)30A44+TDR | A96DF2E045B12 | 26600 | 29200 | 15.3 | 12.4 | 8.6 | 2.71 | 64 | 61 | 210676615
ASPEN | 4SHP17LE130P-**A | C(A,C,D,E)36A44+TDR | A96DF2E045B12 | 27000 | 29200 | 15.4 | 12.5 | 8.7 | 2.75 | 64 | 62 | 210676621
ASPEN | HRG1530S1R-**A | C(A,C,D,E)36B34+TDR | GUH96C070B3M | 28600 | 27800 | 15.6 | 12.8 | 8.1 | 2.74 | 67 | 64 | 211173100
ASPEN | HRG1530S1R-**A | C(A,C,D,E)36B34+TDR | GUH96C070B3M | 28600 | 27800 | 15.6 | 12.8 | 8.1 | 2.74 | 67 | 64 | 211173101
ASPEN | HRG1530S1R-**A | C(A,C,D,E)30B34+TDR | GUH96C090C4M | 28400 | 27800 | 15.8 | 12.5 | 8.1 | 2.67 | 68 | 66 | 211173105
ASPEN | HRG1530S1R-**A | C(A,C,D,E)30B34+TDR | GUH96C110C5M | 27800 | 28600 | 15.8 | 12.5 | 8.4 | 2.72 | 64 | 64 | 211173113
ASPEN | HRG1530S1R-**A | C(A,C,D,E)36B34+TDR | GUH96C090C4M | 28800 | 28000 | 15.9 | 12.6 | 8.2 | 2.68 | 67 | 65 | 211173108
ASPEN | HRG1530S1R-**A | C(A,C,D,E)30B34+TDR | GUH96C110C5M | 27800 | 28600 | 15.8 | 12.5 | 8.4 | 2.72 | 64 | 64 | 211173112
ASPEN | HRG1530S1R-**A | C(A,C,D,E)36B34+TDR | GUH96C090C4M | 28800 | 28000 | 15.9 | 12.6 | 8.2 | 2.68 | 67 | 65 | 211173109
ASPEN | HRG1530S1R-**A | C(A,C,D,E)36B3G+TDR | GUH96C110C5M | 28200 | 28800 | 15.2 | 12.6 | 8.5 | 2.76 | 64 | 64 | 211173118
ASPEN | HRG1530S1R-**A | C(A,C,D,E)30B34+TDR | GUH96C090C4M | 28400 | 27800 | 15.8 | 12.5 | 8.1 | 2.67 | 68 | 66 | 211173104
ASPEN | HRG1530S1R-**A | C(A,C,D,E)36B34+TDR | GUH96T045B3M | 28200 | 28000 | 15.6 | 12.8 | 8.1 | 2.73 | 65 | 65 | 211173125
ASPEN | HRG1530S1R-**A | C(A,C,D,E)36B34+TDR | GUH96C110C5M | 28200 | 28800 | 16 | 12.6 | 8.5 | 2.76 | 65 | 64 | 211173116
ASPEN | HRG1530S1R-**A | C(A,C,D,E)36B34+TDR | GUH96T045B3M | 28200 | 28000 | 15.6 | 12.8 | 8.1 | 2.73 | 65 | 65 | 211173124
ASPEN | HRG1530S1R-**A | C(A,C,D,E)36B3G+TDR | GUH96C110C5M | 28200 | 28800 | 15.2 | 12.6 | 8.5 | 2.76 | 64 | 64 | 211173119
ASPEN | HRG1530S1R-**A | C(A,C,D,E)36B34+TDR | GUH96T070B3M | 28400 | 28000 | 16 | 12.8 | 8.1 | 2.76 | 65 | 65 | 211173133
ASPEN | HRG1530S1R-**A | C(A,C,D,E)36B3G+TDR | GUH96T070B3M | 28400 | 28000 | 15.2 | 12.8 | 8.1 | 2.76 | 65 | 65 | 211173135
ASPEN | HRG1530S1R-**A | C(A,C,D,E)36B34+TDR | GUH96C110C5M | 28200 | 28800 | 16 | 12.6 | 8.5 | 2.76 | 65 | 64 | 211173117
ASPEN | HRG1530S1R-**A | C(A,C,D,E)36B34+TDR | GUH96T070B3M | 28400 | 28000 | 16 | 12.8 | 8.1 | 2.76 | 65 | 65 | 211173132
ASPEN | HRG1530S1R-**A | C(A,C,D,E)36B3G+TDR | GUH96T070B3M | 28400 | 28000 | 15.2 | 12.8 | 8.1 | 2.76 | 65 | 65 | 211173134
ASPEN | HRG1530S1R-**A | C(A,C,D,E)36B34+TDR | GUH96T090C3M | 29200 | 28200 | 16 | 12.6 | 8.3 | 2.7 | 65 | 65 | 211173140
ASPEN | HRG1530S1R-**A | C(A,C,D,E)36B34+TDR | GUH96T090C3M | 29200 | 28200 | 16 | 12.6 | 8.3 | 2.7 | 65 | 65 | 211173141
ASPEN | HRG1530S1R-**A | C(A,C,D,E)30B34+TDR | GUH96T090C3M | 28800 | 28000 | 15.8 | 12.5 | 8.2 | 2.67 | 65 | 66 | 211173136
ASPEN | HRG1530S1R-**A | C(A,C,D,E)30B34+TDR | GUH96T110C5M | 27800 | 29000 | 15.4 | 12.5 | 8.4 | 2.72 | 62 | 65 | 211173148
ASPEN | HRG1530S1R-**A | C(A,C,D,E)36B34+TDR | GUH96T110C5M | 28200 | 29200 | 15.6 | 12.6 | 8.5 | 2.73 | 62 | 64 | 211173152
ASPEN | HRG1530S1R-**A | C(A,C,D,E)30B34+TDR | GUH96T090C3M | 28800 | 28000 | 15.8 | 12.5 | 8.2 | 2.67 | 65 | 66 | 211173137
ASPEN | HRG1530S1R-**A | C(A,C,D,E)30B34+TDR | GUH96T110C5M | 27800 | 29000 | 15.4 | 12.5 | 8.4 | 2.72 | 62 | 65 | 211173149
ASPEN | HRG1530S1R-**A | C(A,C,D,E)36B34+TDR | GUH96T110C5M | 28200 | 29200 | 15.6 | 12.6 | 8.5 | 2.73 | 62 | 64 | 211173153
ASPEN | HRG1530S1R-**A | C(A,C,D,E)36B3G+TDR | GUH97M070B3M | 28400 | 28000 | 15.2 | 12.8 | 8.1 | 2.76 | 64 | 65 | 211173162
ASPEN | HRG1530S1R-**A | C(A,C,D,E)36B34+TDR | GUH97M070B3M | 28400 | 28000 | 16 | 12.8 | 8.1 | 2.76 | 64 | 65 | 211173161
ASPEN | HRG1530S1R-**A | C(A,C,D,E)30B34+TDR | GUH97M090C3M | 27800 | 28000 | 15.8 | 12.5 | 8.2 | 2.67 | 64 | 66 | 211173165
ASPEN | HRG1530S1R-**A | C(A,C,D,E)36B34+TDR | GUH97M070B3M | 28400 | 28000 | 16 | 12.8 | 8.1 | 2.76 | 64 | 65 | 211173160
ASPEN | 4HP17L18P-**A | LAM254 |  | 17000 | 18000 | 15.4 | 13.2 | 8.1 | 2.51 | 62 | 59 | 211017911
ASPEN | 4HP17L24P-**A | LGM354 |  | 21600 | 21600 | 16.2 | 13.5 | 8.1 | 2.6 | 63 | 60 | 211017919
ASPEN | 4HP17L18P-**A | LGM354 |  | 17200 | 18000 | 15.6 | 12.5 | 8.5 | 2.7 | 62 | 58 | 211017918
CENTURY | HRG1836S1P | CCG24TB2E | GUH80C045A3M | 22600 | 24000 | 17.1 | 12.5 | 8.2 | 2.39 | 63 | 59 | 210646214
COMFORT-AIRE | HRG1836S1P | CCG24TB2E | GUH80C045A3M | 22600 | 24000 | 17.1 | 12.5 | 8.2 | 2.39 | 63 | 59 | 210646215
ASPEN | HRG1836S1P | C(A,C,D,E)24B44+TDR | GUH80C045A3M | 22600 | 24000 | 17.1 | 12.5 | 8.2 | 2.39 | 63 | 59 | 210644728
CENTURY | HRG1836S1P | (M,V)CG18PB1M+TXV | GUH80C045A3M | 21600 | 23800 | 17.1 | 12.3 | 8.1 | 2.4 | 63 | 59 | 210646248
CENTURY | HRG1836S1P | MCG24T(A,B,C)2M | GUH80C045A3M | 21600 | 23800 | 17.1 | 12.3 | 8.1 | 2.4 | 63 | 59 | 210646568
ASPEN | HRG1836S1P | C(A,C,D,E)24A34+TDR | GUH80C045A3M | 21600 | 23800 | 17.1 | 12.3 | 8.1 | 2.4 | 63 | 59 | 210644730
ASPEN | HRG1836S1P | C(A,C,D,E)24A34+TDR | GUH80C045A3M | 21600 | 23800 | 17.1 | 12.3 | 8.1 | 2.4 | 63 | 59 | 210644729
COMFORT-AIRE | HRG1836S1P | (M,V)CG18PB1M+TXV | GUH80C045A3M | 21600 | 23800 | 17.1 | 12.3 | 8.1 | 2.4 | 63 | 59 | 210646249
COMFORT-AIRE | HRG1836S1P | MCG24T(A,B,C)2M | GUH80C045A3M | 21600 | 23800 | 17.1 | 12.3 | 8.1 | 2.4 | 63 | 59 | 210646569
CENTURY | HRG1836S1P | (C,M,V)CG30P(A,B,C)2M+TXV | GUH80C045A3M | 22400 | 24000 | 17.1 | 12.5 | 8.2 | 2.39 | 63 | 59 | 210645574
ASPEN | HRG1836S1P | C(A,C,D,E)30B34+TDR | GUH80C045A3M | 22400 | 24000 | 17.1 | 12.5 | 8.2 | 2.39 | 63 | 59 | 210644720
COMFORT-AIRE | HRG1836S1P | (C,M,V)CG30P(A,B,C)2M+TXV | GUH80C045A3M | 22400 | 24000 | 17.1 | 12.5 | 8.2 | 2.39 | 63 | 59 | 210645575
CENTURY | HRG1836S1P | (M,V)CG18PB1M | GUH80C045A3M | 21600 | 23800 | 16.6 | 12.3 | 8.1 | 2.4 | 63 | 59 | 210646078
ASPEN | HRG1836S1P | C(A,C,D,E)24B44+TDR | GUH80C045A3M | 22600 | 24000 | 17.1 | 12.5 | 8.2 | 2.39 | 63 | 59 | 210644727
COMFORT-AIRE | HRG1836S1P | (M,V)CG18PB1M | GUH80C045A3M | 21600 | 23800 | 16.6 | 12.3 | 8.1 | 2.4 | 63 | 59 | 210646079
ASPEN | HRG1836S1P | C(A,C,D,E)24A3G+TDR | GUH80C045A3M | 21600 | 23800 | 16.6 | 12.3 | 8.1 | 2.4 | 63 | 59 | 210644726
ASPEN | HRG1836S1P | C(A,C,D,E)24A3G+TDR | GUH80C045A3M | 21600 | 23800 | 16.6 | 12.3 | 8.1 | 2.4 | 63 | 59 | 210644725
COMFORT-AIRE | HRG1524S1R-**A | (C,M,V)CG30P(A,B,C)2M+TXV | GUH97M070B3M | 21800 | 21400 | 16.7 | 13.2 | 8.5 | 2.54 | 63 | 61 | 211175343
CENTURY | HRG1518S1R-**A | (M,V)CG18P(A,B,C)1M | GDD92C045B3M | 16400 | 17900 | 15.7 | 13.6 | 8.5 | 2.67 | 60 | 59 | 211175032
COMFORT-AIRE | HRG1518S1R-**A | MCG24T(A,B,C)2M | GDD92C045B3M | 16400 | 17900 | 16.6 | 13.6 | 8.5 | 2.67 | 60 | 59 | 211175031
CENTURY | HRG1518S1R-**A | CCG24TB2E | GDD92C045B3M | 17000 | 18200 | 16.9 | 13.9 | 8.8 | 2.75 | 59 | 58 | 211175034
COMFORT-AIRE | HRG1518S1R-**A | (M,V)CG18P(A,B,C)1M | GDD92C045B3M | 16400 | 17900 | 15.7 | 13.6 | 8.5 | 2.67 | 60 | 59 | 211175033
ASPEN | 4HP17L24P-**A | C(A,C,D,E)30A34+TDR | 96G1DF045BE12 | 21800 | 21400 | 15.7 | 12.4 | 8.5 | 2.49 | 64 | 62 | 210673050
ASPEN | 4HP17L24P-**A | C(A,C,D,E)30A44+TDR | 96G1DF045BE12 | 22200 | 21800 | 15.9 | 12 | 8.7 | 2.55 | 63 | 61 | 210673054
ASPEN | 4HP17L24P-**A | C(A,C,D,E)24A44+TDR | 96G1DF070BE16 | 21800 | 21600 | 15.3 | 12.4 | 8.6 | 2.56 | 65 | 63 | 210673057
ASPEN | 4HP17L24P-**A | C(A,C,D,E)24A44+TDR | 96G1DF045BE12 | 21800 | 21600 | 15.7 | 12.4 | 8.6 | 2.55 | 64 | 62 | 210673047
ASPEN | 4HP17L24P-**A | C(A,C,D,E)30A44+TDR | 96G1DF070BE16 | 22200 | 21600 | 15.5 | 12 | 8.7 | 2.57 | 65 | 63 | 210673064
ASPEN | 4HP17L24P-**A | C(A,C,D,E)30A34+TDR | 96G1DF070BE16 | 21800 | 21400 | 15.3 | 12.4 | 8.5 | 2.49 | 65 | 64 | 210673061
ASPEN | 4HP17L24P-**A | C(A,C,D,E)30A34+TDR | 96G2DF045BE12 | 21800 | 21600 | 15.5 | 12.4 | 8.4 | 2.49 | 63 | 61 | 210673104
ASPEN | 4HP17L24P-**A | C(A,C,D,E)30A44+TDR | 96G2DF045BE12 | 22200 | 21800 | 15.7 | 12 | 8.7 | 2.57 | 63 | 61 | 210673107
ASPEN | 4HP17L24P-**A | C(A,C,D,E)24A44+TDR | 96G2DF070BE16 | 21600 | 21600 | 15.3 | 12.4 | 8.6 | 2.49 | 64 | 62 | 210673111
ASPEN | 4HP17L24P-**A | C(A,C,D,E)24A44+TDR | 96G2DF045BE12 | 21800 | 21600 | 15.5 | 12.4 | 8.6 | 2.53 | 64 | 62 | 210673100
ASPEN | 4HP17L24P-**A | C(A,C,D,E)30A34+TDR | 96G2DF070BE16 | 21600 | 21600 | 15.3 | 12.4 | 8.4 | 2.43 | 64 | 62 | 210673114
ASPEN | 4HP17L24P-**A | C(A,C,D,E)30A44+TDR | 96G2DF070BE16 | 22000 | 21800 | 15.4 | 12.5 | 8.7 | 2.51 | 64 | 61 | 210673118
ASPEN | 4SHP17LE130P-**A | C(A,C,D,E)36A44+TDR | A96DF2E070B16 | 26600 | 29000 | 15.2 | 12.2 | 8.5 | 2.73 | 64 | 61 | 210676639
ASPEN | 4SHP17LE130P-**A | C(A,C,D,E)30A34+TDR | A96DF2E090C16 | 25800 | 28400 | 15.3 | 12.3 | 8.3 | 2.66 | 64 | 63 | 210676644
ASPEN | 4SHP17LE130P-**A | C(A,C,D,E)30A44+TDR | A96DF2E090C16 | 26400 | 28800 | 15.5 | 12.4 | 8.6 | 2.75 | 64 | 62 | 210676650
ASPEN | 4SHP17LE130P-**A | C(A,C,D,E)36A44+TDR | A96DF2E090C16 | 26800 | 28800 | 15.6 | 12.5 | 8.7 | 2.79 | 64 | 62 | 210676656
ASPEN | 4SHP17LE130P-**A | C(A,C,D,E)30A34+TDR | A96DF2E110C20 | 26400 | 29000 | 15.2 | 12.3 | 8.3 | 2.67 | 64 | 62 | 210676661
ASPEN | 4SHP17LE130P-**A | C(A,C,D,E)30A44+TDR | A96DF2E110C20 | 27000 | 29200 | 15.4 | 12.5 | 8.6 | 2.77 | 64 | 63 | 210676667
ASPEN | 4SHP17LE130P-**A | C(A,C,D,E)36A44+TDR | A96DF2E110C20 | 27400 | 29400 | 15.5 | 12 | 8.7 | 2.78 | 64 | 62 | 210676673
ASPEN | 4SHP17LE130P-**A | C(A,C,D,E)30A44+TDR | A96DS2V045B12 | 26800 | 29400 | 15.3 | 12.5 | 8.6 | 2.71 | 63 | 61 | 210676684
ASPEN | 4SHP17LE130P-**A | C(A,C,D,E)36A44+TDR | A96DS2V045B12 | 27200 | 29400 | 15.5 | 12 | 8.7 | 2.73 | 64 | 61 | 210676690
ASPEN | 4SHP17LE130P-**A | C(A,C,D,E)36A44+TDR | A96UH1E045B12 | 27600 | 27800 | 15.5 | 12.3 | 8.1 | 2.74 | 66 | 66 | 210676755
ASPEN | 4SHP17LE130P-**A | C(A,C,D,E)36A44+TDR | A96UH1E070B12 | 27600 | 27800 | 15.5 | 12.8 | 8.1 | 2.72 | 65 | 64 | 210676772
ASPEN | 4SHP17LE130P-**A | C(A,C,D,E)36A44+TDR | A96UH2E045B12 | 27600 | 27800 | 15.7 | 12.8 | 8.1 | 2.71 | 65 | 64 | 210676822
ASPEN | HRG1530S1R-**A | C(A,C,D,E)36B3G+TDR | GUH97M070B3M | 28400 | 28000 | 15.2 | 12.8 | 8.1 | 2.76 | 64 | 65 | 211173163
ASPEN | HRG1530S1R-**A | C(A,C,D,E)30B34+TDR | GUH97M090C3M | 27800 | 28000 | 15.8 | 12.5 | 8.2 | 2.67 | 64 | 66 | 211173164
ASPEN | HRG1530S1R-**A | C(A,C,D,E)30B34+TDR | GUH97M090C4M | 28800 | 28000 | 15.8 | 13 | 8.2 | 2.67 | 65 | 65 | 211173172
ASPEN | HRG1530S1R-**A | C(A,C,D,E)36B34+TDR | GUH97M090C3M | 28200 | 28200 | 16 | 12.6 | 8.3 | 2.7 | 65 | 65 | 211173168
ASPEN | HRG1530S1R-**A | C(A,C,D,E)36B34+TDR | GUH97M090C3M | 28200 | 28200 | 16 | 12.6 | 8.3 | 2.7 | 65 | 65 | 211173169
ASPEN | HRG1530S1R-**A | C(A,C,D,E)30B34+TDR | GUH97M090C4M | 28800 | 28000 | 15.8 | 13 | 8.2 | 2.67 | 65 | 65 | 211173173
ASPEN | HRG1530S1R-**A | C(A,C,D,E)30B34+TDR | GUH97M110C5M | 26400 | 29000 | 15.4 | 12.5 | 8.4 | 2.72 | 64 | 65 | 211173181
ASPEN | HRG1530S1R-**A | C(A,C,D,E)30B34+TDR | GUH97M110C5M | 26400 | 29000 | 15.4 | 12.5 | 8.4 | 2.72 | 64 | 65 | 211173180
ASPEN | HRG1530S1R-**A | C(A,C,D,E)36B34+TDR | GUH97M090C4M | 29200 | 28200 | 15.9 | 13.1 | 8.3 | 2.71 | 65 | 64 | 211173176
ASPEN | HRG1530S1R-**A | C(A,C,D,E)36B34+TDR | GUH97M110C5M | 26800 | 29200 | 15.6 | 12.6 | 8.5 | 2.73 | 63 | 64 | 211173185
ASPEN | HRG1530S1R-**A | C(A,C,D,E)36B34+TDR | GUH97M090C4M | 29200 | 28200 | 15.9 | 13.1 | 8.3 | 2.71 | 65 | 64 | 211173177
ASPEN | HRG1530S1R-**A | C(A,C,D,E)36B34+TDR | GUH97M110C5M | 26800 | 29200 | 15.6 | 12.6 | 8.5 | 2.73 | 63 | 64 | 211173184
ASPEN | 4HP17L30P-**A | LGM474 |  | 28000 | 28000 | 15.8 | 13 | 8.5 | 2.84 | 66 | 65 | 211017921
ASPEN | 4HP17L36P-**A | LGM474 |  | 33400 | 34800 | 16 | 13 | 8.5 | 2.78 | 67 | 67 | 211017922
ASPEN | 4HP17L42P-**A | LGM594 |  | 37400 | 39500 | 15.3 | 12.6 | 8.1 | 2.62 | 65 | 64 | 211017924
ASPEN | 4HP17L36P-**A | LGM594 |  | 33200 | 34800 | 16.3 | 13.3 | 8.7 | 2.79 | 67 | 67 | 211017923
ASPEN | 4HP17L48P-**A | LGM594 |  | 44000 | 45000 | 15.6 | 12.6 | 8.4 | 2.82 | 68 | 68 | 211017925
ASPEN | 4TWV0X48A1 | 4PXFH009AZ3+TDR | *UD2C080ACV4 | 46000 | 41500 | 19 | 11.7 | 8.2 | 2.26 | 86 | 100 | 211168161
ASPEN | 4A6L9048A1 | 4PXFH009AZ3+TDR | *UD2C080ACV4 | 48000 | 42500 | 19 | 11.7 | 8.7 | 2.73 | 74 | 80 | 211168169
ASPEN | 4TWL9048A1 | 4PXFH009AZ3+TDR | *UD2C080ACV4 | 48000 | 42500 | 19 | 11.7 | 8.7 | 2.73 | 74 | 80 | 211168166
ASPEN | 4TWV8X24A1 | 4PXFH003AZ3+TDR | *DHMB060BCV3 | 23200 | 20200 | 18 | 12 | 8.5 | 2.48 | 83 | 96 | 211168148
ASPEN | 4A6V0X48A1 | 4PXFH009AZ3+TDR | *UD2C080ACV4 | 46000 | 41500 | 19 | 11.7 | 8.2 | 2.26 | 86 | 100 | 211168163
ASPEN | 4TWV0X24A1 | 4PXFH003AZ3+TDR | *DHMB080ACV3 | 23200 | 20200 | 18 | 12 | 8.5 | 2.48 | 83 | 96 | 211168140
ASPEN | 4A6V0X24A1 | 4PXFH003AZ3+TDR | *DD2B060ACV3 | 23400 | 20000 | 18.5 | 12.5 | 8.5 | 2.46 | 84 | 97 | 211168136
ASPEN | 4TWV8X24A1 | 4PXFH003AZ3+TDR | *DHMB080ACV3 | 23200 | 20200 | 18 | 12 | 8.5 | 2.48 | 83 | 96 | 211168146
ASPEN | 4TWV0X24A1 | 4PXFH003AZ3+TDR | *DD2B060ACV3 | 23400 | 20000 | 18.5 | 12.5 | 8.5 | 2.46 | 84 | 97 | 211168142
ASPEN | 4TWV0X24A1 | 4PXFH003AZ3+TDR | *DHMB060BCV3 | 23200 | 20200 | 18 | 12 | 8.5 | 2.48 | 83 | 96 | 211168144
ASPEN | 4A6V0X24A1 | 4PXFH003AZ3+TDR | *DHMB060BCV3 | 23200 | 20200 | 18 | 12 | 8.5 | 2.48 | 83 | 96 | 211168138
ASPEN | 4A6V0X24A1 | 4PXFH003AZ3+TDR | *DHMB080ACV3 | 23200 | 20200 | 18 | 12 | 8.5 | 2.48 | 83 | 96 | 211168134
ASPEN | 4A6V8X24A1 | 4PXFH003AZ3+TDR | *DHMB060BCV3 | 23200 | 20200 | 18 | 12 | 8.5 | 2.48 | 83 | 96 | 211168132
ASPEN | 4A6V8X24A1 | 4PXFH003AZ3+TDR | *DHMB080ACV3 | 23200 | 20200 | 18 | 12 | 8.5 | 2.48 | 83 | 96 | 211168130
ASPEN | NS17H18SA4-**A | C(A,C,D,E)30A34+TDR | NF95X040S3B-* | 16500 | 16900 | 16.2 | 13 | 8.3 | 2.37 | 62 | 57 | 210654579
ASPEN | NS17H18SA4-**A | C(A,C,D,E)30A34+TDR | NF95X060S3B-* | 16300 | 17000 | 16.3 | 13 | 8.3 | 2.37 | 61 | 56 | 210654581
ASPEN | NS17H18SA4-**A | C(A,C,D,E)30A34+TDR | NF96U045S3B-* | 16500 | 16900 | 16.2 | 13.1 | 8.3 | 2.37 | 62 | 57 | 210654583
ASPEN | NS17H18SA4-**A | C(A,C,D,E)30A34+TDR | NF96U045V3B-* | 16300 | 17200 | 16.3 | 13 | 8.3 | 2.39 | 61 | 56 | 210654585
ASPEN | NS17H18SA4-**A | C(A,C,D,E)30A34+TDR | NF96U070S3B-* | 16500 | 16900 | 16.2 | 13 | 8.3 | 2.37 | 62 | 57 | 210654587
ASPEN | NS17H18SA4-**A | C(A,C,D,E)30A34+TDR | NF96U070V3B-* | 16300 | 17200 | 16.5 | 13 | 8.3 | 2.39 | 61 | 56 | 210654589
ASPEN | NS17H18SA4-**A | C(A,C,D,E)30A34+TDR | NF97U070M3B-* | 16300 | 17200 | 16.5 | 13 | 8.3 | 2.39 | 61 | 56 | 210654591
ASPEN | NS17H18SA4-**A | C(A,C,D,E)30A34+TDR | NF97X040V3B-* | 16300 | 17200 | 16.5 | 13 | 8.3 | 2.41 | 61 | 56 | 210654593
ASPEN | NS17H18SA4-**A | C(A,C,D,E)30A34+TDR | NF97X060V3B-* | 16300 | 17200 | 16.5 | 13 | 8.3 | 2.41 | 61 | 56 | 210654595
ASPEN | NS17H24SA4-**A | C(A,C,D,E)30A34+TDR | NF95X040S3B-* | 21400 | 21600 | 15.7 | 12 | 8.2 | 2.44 | 64 | 62 | 210654630
ASPEN | NS17H24SA4-**A | C(A,C,D,E)30A34+TDR | NF95X060S3B-* | 21400 | 21600 | 15.7 | 12 | 8.2 | 2.43 | 64 | 62 | 210654632
ASPEN | NS17H24SA4-**A | C(A,C,D,E)30A34+TDR | NF96U045S3B-* | 21400 | 21600 | 15.7 | 12 | 8.2 | 2.44 | 64 | 62 | 210654634
ASPEN | NS17H24SA4-**A | C(A,C,D,E)30A34+TDR | NF96U045V3B-* | 21200 | 21400 | 16.3 | 13 | 8.2 | 2.44 | 63 | 60 | 210654636
ASPEN | NS17H24SA4-**A | C(A,C,D,E)30A34+TDR | NF96U070S3B-* | 21400 | 21600 | 15.7 | 12 | 8.2 | 2.44 | 64 | 62 | 210654638
ASPEN | NS17H24SA4-**A | C(A,C,D,E)30A34+TDR | NF96U070V3B-* | 21400 | 21200 | 16.5 | 13 | 8.2 | 2.47 | 64 | 61 | 210654641
ASPEN | NS17H24SA4-**A | C(A,C,D,E)30A34+TDR | NF97U070M3B-* | 21400 | 21200 | 16.5 | 13 | 8.2 | 2.47 | 64 | 61 | 210654643
ASPEN | NS17H24SA4-**A | C(A,C,D,E)30A34+TDR | NF97X040V3B-* | 21400 | 21400 | 16.3 | 13 | 8.2 | 2.45 | 63 | 60 | 210654645
ASPEN | NS17H24SA4-**A | C(A,C,D,E)30A34+TDR | NF97X060V3B-* | 21400 | 21400 | 16.3 | 13 | 8.2 | 2.44 | 63 | 60 | 210654647
ASPEN | 4SHP17LE118P-**A | C(A,C,D,E)30A34+TDR | A93UH1E030B12 | 16400 | 17000 | 16.2 | 13 | 8.4 | 2.37 | 62 | 58 | 210674839
ASPEN | 4SHP17LE118P-**A | C(A,C,D,E)24A44+TDR | A93UH1E030B12 | 16400 | 17100 | 16.2 | 13.1 | 8.5 | 2.41 | 61 | 57 | 210674835
ASPEN | 4SHP17LE118P-**A | C(A,C,D,E)24A4G+TDR | A93UH1E030B12 | 16400 | 17100 | 15.3 | 13.1 | 8.5 | 2.41 | 61 | 57 | 210674837
ASPEN | 4SHP17LE118P-**A | C(A,C,D,E)30A4G+TDR | A93DF1E070B12 | 16800 | 18100 | 16 | 13.8 | 8.7 | 2.69 | 62 | 58 | 210674833
ASPEN | 4SHP17LE118P-**A | C(A,C,D,E)30A44+TDR | A93DF1E070B12 | 16800 | 18100 | 16.8 | 13.8 | 8.7 | 2.69 | 62 | 58 | 210674832
ASPEN | 4SHP17LE118P-**A | C(A,C,D,E)30A34+TDR | A93DF1E070B12 | 16600 | 17900 | 16.7 | 13.7 | 8.4 | 2.64 | 62 | 58 | 210674828
ASPEN | 4SHP17LE118P-**A | C(A,C,D,E)24A44+TDR | A93DF1E070B12 | 16600 | 18000 | 16.7 | 13 | 8.6 | 2.7 | 62 | 59 | 210674824
ASPEN | 4SHP17LE118P-**A | C(A,C,D,E)30A4G+TDR | A93DF1E045B12 | 16800 | 18100 | 16 | 13.8 | 8.7 | 2.69 | 62 | 58 | 210674822
ASPEN | 4SHP17LE118P-**A | C(A,C,D,E)30A44+TDR | A93DF1E045B12 | 16800 | 18100 | 16.8 | 13.8 | 8.7 | 2.69 | 62 | 58 | 210674821
ASPEN | 4SHP17LE118P-**A | C(A,C,D,E)24A44+TDR | A93DF1E045B12 | 16600 | 18000 | 16.7 | 13 | 8.6 | 2.7 | 62 | 59 | 210674813
ASPEN | 4SHP17LE118P-**A | C(A,C,D,E)30A34+TDR | A93DF1E045B12 | 16600 | 17900 | 16.7 | 13.7 | 8.4 | 2.64 | 62 | 58 | 210674817
ASPEN | 4SHP17LE118P-**A | C(A,C,D,E)24A4G+TDR | A93DF1E045B12 | 16600 | 18000 | 15.8 | 13 | 8.6 | 2.7 | 62 | 59 | 210674815
ASPEN | 4SHP17LE118P-**A | C(A,C,D,E)30A3G+TDR | A93DF1E045B12 | 16600 | 17900 | 15.9 | 13.7 | 8.4 | 2.64 | 62 | 58 | 210674819
ASPEN | 4HP17L30P-**A | C(A,C,D,E)36A44+TDR | 95G1UH060BE12X | 27800 | 28000 | 15.8 | 12.8 | 8.1 | 2.72 | 65 | 64 | 210673647
ASPEN | HRG1836S1P | C(A,C,D,E)30B3G+TDR | GUH92C045B3M | 22400 | 24000 | 17.6 | 12.5 | 8.5 | 2.33 | 62 | 58 | 210644809
ASPEN | HRG1836S1P | C(A,C,D,E)24A3G+TDR | GUH92C045B3M | 21600 | 24000 | 17.6 | 12.3 | 8.4 | 2.32 | 62 | 58 | 210644817
ASPEN | HRG1836S1P | C(A,C,D,E)30B34+TDR | GUH92C045B3M | 22400 | 24000 | 18 | 12.5 | 8.5 | 2.33 | 62 | 58 | 210644812
COMFORT-AIRE | HRG1836S1P | (C,M,V)CG30P(A,B,C)2M+TXV | GUH92C045B3M | 22400 | 24000 | 18 | 12.5 | 8.5 | 2.33 | 62 | 58 | 210645579
COMFORT-AIRE | HRG1836S1P | (C,M,V)CG30P(A,B,C)2M | GUH92C045B3M | 22400 | 24000 | 17.6 | 12.5 | 8.5 | 2.33 | 62 | 58 | 210645545
CENTURY | HRG1836S1P | (C,M,V)CG30P(A,B,C)2M+TXV | GUH92C045B3M | 22400 | 24000 | 18 | 12.5 | 8.5 | 2.33 | 62 | 58 | 210645578
ASPEN | HRG1836S1P | C(A,C,D,E)30B3G+TDR | GUH80C045A3M | 22400 | 24000 | 16.6 | 12.5 | 8.2 | 2.39 | 63 | 59 | 210644718
ASPEN | HRG1836S1P | C(A,C,D,E)30B34+TDR | GUH92C045B3M | 22400 | 24000 | 18 | 12.5 | 8.5 | 2.33 | 62 | 58 | 210644811
ASPEN | HRG1836S1P | C(A,C,D,E)30B3G+TDR | GUH92C045B3M | 22400 | 24000 | 17.6 | 12.5 | 8.5 | 2.33 | 62 | 58 | 210644810
ASPEN | HRG1836S1P | C(A,C,D,E)30B34+TDR | GUH80C045A3M | 22400 | 24000 | 17.1 | 12.5 | 8.2 | 2.39 | 63 | 59 | 210644719
CENTURY | HRG1836S1P | (C,M,V)CG30P(A,B,C)2M | GUH92C045B3M | 22400 | 24000 | 17.6 | 12.5 | 8.5 | 2.33 | 62 | 58 | 210645544
ASPEN | HRG1836S1P | C(A,C,D,E)30B3G+TDR | GUH80C045A3M | 22400 | 24000 | 16.6 | 12.5 | 8.2 | 2.39 | 63 | 59 | 210644717
COMFORT-AIRE | HRG1836S1P | (C,M,V)CG30P(A,B,C)2M | GUH80C045A3M | 22400 | 24000 | 16.6 | 12.5 | 8.2 | 2.39 | 63 | 59 | 210645541
CENTURY | HRG1836S1P | (C,M,V)CG30P(A,B,C)2M | GUH80C045A3M | 22400 | 24000 | 16.6 | 12.5 | 8.2 | 2.39 | 63 | 59 | 210645540
ASPEN | NS17H30SA4-**A | C(A,C,D,E)36B34+TDR | NF97X080V4C-* | 28400 | 28400 | 16 | 12.6 | 8.3 | 2.69 | 65 | 64 | 210654826
ASPEN | NS17H30SA4-**A | C(A,C,D,E)36B34+TDR | NF97X060V3B-* | 28000 | 28200 | 15.8 | 12.8 | 8.1 | 2.74 | 65 | 64 | 210654821
ASPEN | NS17H30SA4-**A | C(A,C,D,E)36B34+TDR | NF97X040V3B-* | 28200 | 28200 | 16 | 12.8 | 8.1 | 2.77 | 65 | 64 | 210654817
ASPEN | NS17H30SA4-**A | C(A,C,D,E)36B34+TDR | NF97U110M5C-* | 29200 | 29200 | 15.6 | 12.6 | 8.5 | 2.73 | 65 | 64 | 210654813
ASPEN | NS17H30SA4-**A | C(A,C,D,E)30A34+TDR | NF97U110M5C-* | 28200 | 28600 | 15.2 | 12.4 | 8.1 | 2.62 | 66 | 65 | 210654811
ASPEN | NS17H30SA4-**A | C(A,C,D,E)36B34+TDR | NF97U090M4C-* | 28000 | 28200 | 15.9 | 13.1 | 8.3 | 2.71 | 65 | 64 | 210654804
ASPEN | NS17H30SA4-**A | C(A,C,D,E)36B34+TDR | NF97U090M3C-* | 28200 | 28200 | 16 | 12.6 | 8.3 | 2.7 | 66 | 65 | 210654800
ASPEN | NS17H30SA4-**A | C(A,C,D,E)36B34+TDR | NF97U070M3B-* | 28200 | 28000 | 16 | 12.8 | 8.1 | 2.76 | 66 | 65 | 210654796
ASPEN | NS17H30SA4-**A | C(A,C,D,E)30A34+TDR | NF96U110V5C-* | 28200 | 28600 | 15.2 | 12.4 | 8.1 | 2.62 | 66 | 65 | 210654790
ASPEN | NS17H30SA4-**A | C(A,C,D,E)36B34+TDR | NF96U110V5C-* | 29200 | 29200 | 15.6 | 12.6 | 8.5 | 2.73 | 65 | 64 | 210654792
ASPEN | NS17H30SA4-**A | C(A,C,D,E)30A34+TDR | NF96U110S5C-* | 27600 | 28400 | 15.6 | 12.4 | 8.1 | 2.65 | 65 | 64 | 210654785
ASPEN | NS17H30SA4-**A | C(A,C,D,E)36B34+TDR | NF96U110S5C-* | 28800 | 28800 | 16 | 12.6 | 8.5 | 2.76 | 65 | 64 | 210654787
ASPEN | NS17H30SA4-**A | C(A,C,D,E)36B34+TDR | NF96U090V3C-* | 28200 | 28200 | 16 | 12.6 | 8.3 | 2.7 | 66 | 65 | 210654779
ASPEN | NS17H30SA4-**A | C(A,C,D,E)36B34+TDR | NF96U090S4C-* | 27600 | 28000 | 15.9 | 12.6 | 8.2 | 2.68 | 66 | 65 | 210654775
ASPEN | NS17H30SA4-**A | C(A,C,D,E)36B34+TDR | NF96U070V3B-* | 28200 | 28000 | 16 | 12.8 | 8.1 | 2.76 | 66 | 65 | 210654770
ASPEN | NS17H30SA4-**A | C(A,C,D,E)36B34+TDR | NF96U070S3B-* | 27600 | 27800 | 15.6 | 12.8 | 8.1 | 2.74 | 65 | 64 | 210654766
ASPEN | NS17H30SA4-**A | C(A,C,D,E)36B34+TDR | NF96U045V3B-* | 28000 | 28000 | 15.6 | 12.8 | 8.1 | 2.73 | 66 | 65 | 210654762
ASPEN | NS17H30SA4-**A | C(A,C,D,E)36B34+TDR | NF96U045S3B-* | 27600 | 27800 | 15.6 | 12.3 | 8.1 | 2.76 | 66 | 66 | 210654758
ASPEN | NS17H30SA4-**A | C(A,C,D,E)36B34+TDR | NF95X100S5C-* | 28800 | 28800 | 15.8 | 12.6 | 8.5 | 2.75 | 65 | 64 | 210654753
ASPEN | NS17H30SA4-**A | C(A,C,D,E)36B34+TDR | NF95X080S4C-* | 27600 | 28000 | 15.7 | 12.6 | 8.2 | 2.69 | 66 | 65 | 210654749
ASPEN | NS17H30SA4-**A | C(A,C,D,E)30A34+TDR | NF95X100S5C-* | 27600 | 28400 | 15.4 | 12.4 | 8.1 | 2.62 | 65 | 64 | 210654751
ASPEN | NS17H30SA4-**A | C(A,C,D,E)36B34+TDR | NF95X060S3B-* | 27800 | 28000 | 15.8 | 12.8 | 8.1 | 2.74 | 65 | 64 | 210654745
ASPEN | 4SHP17LE130P-**A | C(A,C,D,E)36A44+TDR | A97DSMV090C16 | 27200 | 29400 | 15.5 | 12 | 8.7 | 2.72 | 64 | 61 | 210677022
ASPEN | 4SHP17LE130P-**A | C(A,C,D,E)30A44+TDR | A97DSMV090C16 | 26800 | 29400 | 15.3 | 12.5 | 8.6 | 2.7 | 63 | 61 | 210677016
ASPEN | 4SHP17LE130P-**A | C(A,C,D,E)36A44+TDR | A97DSMV070B12 | 27200 | 29400 | 15.2 | 12.3 | 8.7 | 2.71 | 64 | 61 | 210677005
ASPEN | 4SHP17LE130P-**A | C(A,C,D,E)36A4G+TDR | A96US2V070B12 | 28000 | 28000 | 15.2 | 12.8 | 8.1 | 2.76 | 66 | 65 | 210676910
ASPEN | 4SHP17LE130P-**A | C(A,C,D,E)36A44+TDR | A96US2V070B12 | 28000 | 28000 | 16 | 12.8 | 8.1 | 2.76 | 66 | 65 | 210676907
ASPEN | 4SHP17LE130P-**A | C(A,C,D,E)36A44+TDR | A96US2V045B12 | 28000 | 28000 | 15.6 | 12.8 | 8.1 | 2.74 | 66 | 65 | 210676890
ASPEN | 4SHP17LE118P-**A | C(A,C,D,E)30A3G+TDR | A93DF1E070B12 | 16600 | 17900 | 15.9 | 13.7 | 8.4 | 2.64 | 62 | 58 | 210674830
ASPEN | 4SHP17LE118P-**A | C(A,C,D,E)24A4G+TDR | A93DF1E070B12 | 16600 | 18000 | 15.8 | 13 | 8.6 | 2.7 | 62 | 59 | 210674826
ASPEN | 4SHP17LE118P-**A | C(A,C,D,E)30A44+TDR | A93UH1E030B12 | 16600 | 17100 | 16.3 | 13.2 | 8.6 | 2.45 | 61 | 57 | 210674843
ASPEN | 4SHP17LE118P-**A | C(A,C,D,E)30A4G+TDR | A93UH1E030B12 | 16600 | 17100 | 15.5 | 13.2 | 8.6 | 2.45 | 61 | 57 | 210674845
ASPEN | 4SHP17LE118P-**A | C(A,C,D,E)24A44+TDR | A96DF1E045B12 | 16600 | 17800 | 16.2 | 13 | 8.5 | 2.63 | 62 | 58 | 210674870
ASPEN | 4SHP17LE118P-**A | C(A,C,D,E)24A4G+TDR | A96DF1E045B12 | 16600 | 17800 | 15.4 | 13 | 8.5 | 2.63 | 62 | 58 | 210674872
ASPEN | 4SHP17LE118P-**A | C(A,C,D,E)30A3G+TDR | A93UH1E030B12 | 16400 | 17000 | 15.4 | 13 | 8.4 | 2.37 | 62 | 58 | 210674841
ASPEN | 4SHP17LE118P-**A | C(A,C,D,E)30A4G+TDR | A97DSMV070B12 | 16800 | 18000 | 15.6 | 13.3 | 8.7 | 2.68 | 63 | 61 | 210675030
ASPEN | 4SHP17LE118P-**A | C(A,C,D,E)24A4G+TDR | A97DSMV070B12 | 16500 | 17900 | 15.4 | 13.2 | 8.6 | 2.67 | 63 | 60 | 210675023
ASPEN | 4SHP17LE118P-**A | C(A,C,D,E)24A44+TDR | A97DSMV070B12 | 16500 | 17900 | 16.3 | 13.2 | 8.6 | 2.67 | 63 | 60 | 210675021
ASPEN | 4SHP17LE118P-**A | C(A,C,D,E)30A44+TDR | A97DSMV070B12 | 16800 | 18000 | 16.4 | 13.3 | 8.7 | 2.68 | 63 | 61 | 210675028
ASPEN | 4SHP17LE118P-**A | C(A,C,D,E)30A34+TDR | A97DSMV070B12 | 16600 | 17900 | 16.3 | 13.2 | 8.5 | 2.63 | 63 | 60 | 210675025
ASPEN | 4SHP17LE118P-**A | C(A,C,D,E)30A3G+TDR | A97DSMV070B12 | 16600 | 17900 | 15.5 | 13.2 | 8.5 | 2.63 | 63 | 60 | 210675026
LENNOX | ML17XP1-030-230A** | CHX35-36C-**-*+TDR | EL280UH110XE60C* | 29400 | 28800 | 15.6 | 12.5 | 8.5 | 2.22 | 65 | 51 | 210047074
LENNOX | ML17XP1-030-230A** | CHX35-36C-**-*+TDR | EL280UH110E60C* | 29400 | 28800 | 15.6 | 12.5 | 8.5 | 2.22 | 65 | 51 | 210047073
LENNOX | ML17XP1-030-230A** | CHX35-36C-**-*+TDR | EL280UH110E48C* | 28400 | 28000 | 15.8 | 13 | 8.3 | 2.22 | 66 | 52 | 210047072
LENNOX | ML17XP1-030-230A** | CHX35-36C-**-*+TDR | EL196UH110XE60C* | 29400 | 28800 | 15.6 | 12.5 | 8.5 | 2.26 | 65 | 51 | 210047070
LENNOX | ML17XP1-030-230A** | CHX35-36C-**-*+TDR | EL196UH090XE48C* | 28200 | 28000 | 15.6 | 12.5 | 8.3 | 2.22 | 66 | 52 | 210047068
LENNOX | ML17XP1-030-230A** | CHX35-36C-**-*+TDR | EL195UH080NE48C* | 28200 | 28000 | 15.4 | 12.5 | 8.3 | 2.22 | 66 | 52 | 210047065
LENNOX | ML17XP1-030-230A** | CHX35-36C-**-*+TDR | EL195UH100NE60C* | 29400 | 28800 | 15.4 | 12.5 | 8.5 | 2.24 | 65 | 51 | 210047067
LENNOX | ML17XP1-030-230A** | CHX35-36C-**-*+TDR | EL180UH100NE60C* | 28800 | 28400 | 15.4 | 12.5 | 8.3 | 2.22 | 66 | 52 | 210047063
LENNOX | ML17XP1-030-230A** | CH35-36C+TDR+TXV | SLP99UH110XV60C* | 30000 | 29200 | 15.2 | 12.5 | 8.5 | 2.22 | 66 | 52 | 210047028
LENNOX | ML17XP1-030-230A** | CH35-36C+TDR+TXV | SLP99UH090XV48C* | 28600 | 28200 | 15.6 | 13 | 8.3 | 2.22 | 65 | 51 | 210047022
LENNOX | ML17XP1-030-230A** | CH35-36C+TDR+TXV | SLP99UH090XV36C* | 28800 | 28200 | 15.6 | 12.5 | 8.3 | 2.22 | 66 | 52 | 210047020
LENNOX | ML17XP1-030-230A** | CH35-36C+TDR+TXV | SL297UH080NV48C* | 29000 | 28400 | 15.6 | 12.5 | 8.3 | 2.2 | 65 | 51 | 210047015
LENNOX | ML17XP1-030-230A** | CH35-36C+TDR+TXV | SL280UH080NV60C* | 30000 | 29000 | 15.6 | 13 | 8.5 | 2.24 | 66 | 52 | 210047001
ALLIED | 4HP17L18P-**A | EAC4X24B+TDR | 92G1UH030BE12 | 18000 | 17400 | 16 | 13.5 | 8.1 | 2.08 | 63 | 48 | 210329060
ALLIED | 4HP17L18P-**A | EAC4X24B+TDR | 92G1UH070BE12 | 18000 | 17200 | 16.2 | 13.5 | 8.1 | 2.1 | 63 | 48 | 210329056
ALLIED | 4HP17L18P-**A | EAC4X24B+TDR | 80G2UH090BE12 | 18000 | 17400 | 16.4 | 14 | 8.1 | 2.12 | 62 | 47 | 210329058
ARMSTRONG AIR | 4SHP17LE148P-**A | ED1P50/60C+TDR+TXV | A96DF1E110C20 | 47000 | 45000 | 15.4 | 12.5 | 8.1 | 2.2 | 67 | 54 | 210329172
ARMSTRONG AIR | 4SHP17LE148P-**A | ED1P50/60C+TDR+TXV | A96DF2E110C20 | 47000 | 45000 | 15.2 | 12.5 | 8.1 | 2.2 | 67 | 54 | 210329173
ARMSTRONG AIR | 4SHP17LE148P-**A | ED1P50/60C+TDR+TXV | A80DF1E110C20 | 47500 | 45000 | 15.8 | 13 | 8.1 | 2.22 | 67 | 53 | 210329171
ALLIED | 4HP17L18P-**A | EA(C;U)1P24A+TDR+TXV | 80G2UH070AV12 | 18000 | 17800 | 16 | 13.5 | 8.1 | 2.06 | 63 | 48 | 210328937
ALLIED | 4HP17L18P-**A | EA(C;U)1P24A+TDR+TXV | 80G2UH045AE12 | 18000 | 17400 | 16 | 13.5 | 8.1 | 2.06 | 63 | 48 | 210328936
ALLIED | 4HP17L18P-**A | EA(C;U)1P24A+TDR+TXV | 80G2UH070AE12L | 18000 | 17200 | 16.4 | 13.5 | 8.1 | 2.12 | 63 | 48 | 210328935
ALLIED | 4HP17L18P-**A | EA(C;U)1P24A+TDR+TXV | 80G2UH070AE12 | 18000 | 17200 | 16.4 | 13.5 | 8.1 | 2.12 | 63 | 48 | 210328934
ARMSTRONG AIR | 4SHP17LE118P-**A | EA(C;U)1P24A+TDR+TXV | A80US2V070A12L | 18000 | 17800 | 16 | 13.5 | 8.1 | 2.06 | 63 | 48 | 210329584
ARMSTRONG AIR | 4SHP17LE148P-**A | EA(C;U)1P49C+TDR+TXV | A80US2V110C20L | 48000 | 45500 | 15.2 | 12.5 | 8.1 | 2.26 | 69 | 56 | 210329123
ARMSTRONG AIR | 4SHP17LE148P-**A | EA(C;U)1P49C+TDR+TXV | A97USMV090C12 | 47500 | 45000 | 15.2 | 12.5 | 8.1 | 2.22 | 68 | 56 | 210329125
ARMSTRONG AIR | 4SHP17LE148P-**A | EA(C;U)1P49C+TDR+TXV | A96US2V090C12 | 47500 | 45000 | 15.2 | 12.5 | 8.1 | 2.22 | 68 | 56 | 210329124
ARMSTRONG AIR | 4SHP17LE148P-**A | EA(C;U)1P49C+TDR+TXV | A80US2V110C20 | 48000 | 45500 | 15.2 | 12.5 | 8.1 | 2.26 | 69 | 56 | 210329122
ARMSTRONG AIR | 4SHP17LE148P-**A | EA(C;U)1P49C+TDR+TXV | A80US2V090C20 | 48000 | 45500 | 15.2 | 12.5 | 8.1 | 2.26 | 69 | 56 | 210329121
ARMSTRONG AIR | 4SHP17LE148P-**A | EA(C;U)1P49C+TDR+TXV | A80US2V100C20X | 48000 | 45500 | 15.4 | 12.5 | 8.1 | 2.26 | 69 | 56 | 210329120
ARMSTRONG AIR | 4SHP17LE148P-**A | EA(C;U)1P49C+TDR+TXV | A80US2V080C20X | 48000 | 45500 | 15.6 | 13 | 8.1 | 2.28 | 69 | 56 | 210329119
ARMSTRONG AIR | 4SHP17LE148P-**A | EA(C;U)1P49C+TDR+TXV | A96UH2E090C16 | 47500 | 45000 | 15.2 | 12.5 | 8.1 | 2.24 | 69 | 56 | 210329118
LENNOX | EL17XP1-036-230A** | CR33-50/60+TDR+TXV | SLP99DF090XV60C* | 36000 | 32600 | 15.8 | 13 | 8.1 | 2.18 | 68 | 55 | 210293623
LENNOX | EL17XP1-036-230A** | CR33-50/60+TDR+TXV | SL280DF110V60C* | 36000 | 32200 | 16.4 | 13.5 | 8.1 | 2.24 | 68 | 56 | 210293620
LENNOX | EL17XP1-036-230A** | CR33-50/60+TDR+TXV | SL280DF080NV60C* | 36000 | 32400 | 16.2 | 13 | 8.1 | 2.22 | 69 | 56 | 210293618
LENNOX | EL17XP1-036-230A** | CR33-50/60+TDR+TXV | SL280DF090V60C* | 36000 | 32400 | 16.4 | 13 | 8.1 | 2.22 | 68 | 55 | 210293619
LENNOX | EL17XP1-036-230A** | CR33-50/60+TDR+TXV | ML296DF090XV60C* | 36000 | 32400 | 16 | 13 | 8.1 | 2.2 | 69 | 56 | 210293617
LENNOX | EL17XP1-036-230A** | CR33-50/60+TDR+TXV | EL296DF110XV60C* | 36000 | 32600 | 15.8 | 13 | 8.1 | 2.18 | 68 | 55 | 210293612
LENNOX | EL17XP1-036-230A** | CR33-50/60+TDR+TXV | ML180DF110E60C* | 36000 | 32200 | 16.6 | 13.5 | 8.1 | 2.26 | 68 | 56 | 210293613
LENNOX | EL17XP1-036-230A** | CR33-50/60+TDR+TXV | EL296DF090XV60C* | 36000 | 32600 | 15.8 | 13 | 8.1 | 2.18 | 68 | 55 | 210293610
LENNOX | EL17XP1-036-230A** | CHX35-51/61C-**-*+TDR | SLP99UH110XV60C* | 36000 | 33600 | 16.2 | 13 | 8.1 | 2.18 | 66 | 52 | 210293589
LENNOX | EL17XP1-036-230A** | CHX35-51/61C-**-*+TDR | SLP99UH090XV60C* | 36000 | 33800 | 16 | 13 | 8.1 | 2.16 | 66 | 53 | 210293588
LENNOX | EL17XP1-036-230A** | CHX35-51/61C-**-*+TDR | SL280UH090XV60C* | 36000 | 33800 | 16 | 13 | 8.1 | 2.18 | 66 | 53 | 210293580
LENNOX | EL17XP1-036-230A** | CHX35-51/61C-**-*+TDR | SL280UH100NV60C* | 36000 | 33800 | 16.4 | 13 | 8.1 | 2.22 | 66 | 53 | 210293581
LENNOX | EL17XP1-036-230A** | CHX35-51/61C-**-*+TDR | SL297UH080NV60C* | 36000 | 33800 | 16 | 13 | 8.1 | 2.18 | 66 | 53 | 210293585
ROYALTON | 4HP17L48P-**A | EAC4X60C+TDR | 96G2UH110CE20 | 48000 | 46000 | 15.4 | 12.5 | 8.1 | 2.38 | 68 | 55 | 210326855
ROYALTON | 4HP17L48P-**A | EAC4X60C+TDR | 80G2UH110CE20 | 48000 | 46500 | 15.6 | 13 | 8.3 | 2.38 | 68 | 54 | 210326853
ROYALTON | 4HP17L48P-**A | EAC4X60C+TDR | 95G1UH100CE20X | 48000 | 46000 | 15.2 | 12.5 | 8.1 | 2.38 | 68 | 55 | 210326852
ROYALTON | 4HP17L48P-**A | EAC4X60C+TDR | 96G1UH110CE20 | 48000 | 46500 | 15.4 | 12.5 | 8.1 | 2.34 | 68 | 54 | 210326851
ROYALTON | 4HP17L48P-**A | EAC4X49C+TDR | 96G2UH090CV12 | 47500 | 45000 | 15.2 | 12.5 | 8.1 | 2.22 | 68 | 56 | 210326849
CONCORD | 4HP17L30P-**A | EA(C;U)1P36B+TDR+TXV | 80G2UH090BE12 | 29800 | 27800 | 16.2 | 13 | 8.1 | 2.3 | 65 | 51 | 210326327
CONCORD | 4HP17L30P-**A | EA(C;U)1P36B+TDR+TXV | 80G1UH070BE12 | 29600 | 27800 | 16 | 13 | 8.1 | 2.26 | 65 | 51 | 210326330
CONCORD | 4HP17L30P-**A | EA(C;U)1P36B+TDR+TXV | 96G2UH045BE12 | 29400 | 27800 | 15.8 | 13 | 8.1 | 2.24 | 65 | 51 | 210326328
CONCORD | 4HP17L30P-**A | EA(C;U)1P36B+TDR+TXV | 95G1UH060BE12X | 29600 | 28000 | 15.8 | 13 | 8.1 | 2.26 | 65 | 51 | 210326326
CONCORD | 4HP17L30P-**A | EA(C;U)1P36B+TDR+TXV | 96G1UH045BE12 | 29400 | 27800 | 15.6 | 12.5 | 8.1 | 2.26 | 66 | 53 | 210326323
CONCORD | 4HP17L30P-**A | ED1P30/36C+TDR+TXV | 80G1DF110CE20 | 28200 | 29000 | 15.6 | 12.5 | 8.5 | 2.24 | 63 | 49 | 210326369
CONCORD | 4HP17L30P-**A | ED1P30/36C+TDR+TXV | 96G1DF090CE16 | 28000 | 29000 | 15.6 | 12.5 | 8.5 | 2.22 | 63 | 49 | 210326368
CONCORD | 4HP17L30P-**A | ED1P30/36C+TDR+TXV | 92G1DF090CE16 | 28000 | 29000 | 15.6 | 12.5 | 8.5 | 2.22 | 63 | 49 | 210326367
CONCORD | 4HP17L30P-**A | ED1P30/36B+TDR+TXV | 80G1DF070BE12 | 27800 | 29000 | 15.4 | 12.5 | 8.5 | 2.22 | 63 | 49 | 210326365
CONCORD | 4HP17L30P-**A | ED1P30/36B+TDR+TXV | 96G2DF045BE12 | 27800 | 29000 | 15.2 | 12.5 | 8.5 | 2.2 | 64 | 50 | 210326364
CONCORD | 4HP17L30P-**A | ED1P30/36B+TDR+TXV | 96G1DF045BE12 | 27600 | 28800 | 15.4 | 12.5 | 8.5 | 2.2 | 64 | 49 | 210326363
CONCORD | 4HP17L30P-**A | EAC4X36B+TDR | 96G2UH045BV12 | 29800 | 28000 | 15.6 | 13 | 8.1 | 2.26 | 66 | 52 | 210326426
CONCORD | 4HP17L30P-**A | EAC4X36B+TDR | 80G2UH090BV16 | 30000 | 28200 | 16 | 13 | 8.1 | 2.28 | 65 | 51 | 210326425
CONCORD | 4HP17L30P-**A | EAC4X36B+TDR | 92G1UH030BE12 | 29600 | 28000 | 15.8 | 13 | 8.1 | 2.26 | 65 | 51 | 210326423
CONCORD | 4HP17L30P-**A | EAC4X36B+TDR | 80G1UH070BE12 | 29600 | 27800 | 16 | 13 | 8.1 | 2.26 | 65 | 51 | 210326422
CONCORD | 4HP17L30P-**A | EAC4X36B+TDR | 96G2UH045BE12 | 29400 | 27800 | 15.8 | 13 | 8.1 | 2.24 | 65 | 51 | 210326420
CONCORD | 4HP17L30P-**A | EAC4X36B+TDR | 80G2UH090BE12 | 29800 | 27800 | 16.2 | 13 | 8.1 | 2.3 | 65 | 51 | 210326419
CONCORD | 4HP17L18P-**A | EA(C;U)1P24B+TDR+TXV | 80G2UH090BV16 | 18000 | 17800 | 16 | 13.5 | 8.1 | 2.06 | 63 | 48 | 210326618
CONCORD | 4HP17L18P-**A | EA(C;U)1P24B+TDR+TXV | 96G2UH070BV12 | 18000 | 17400 | 16.4 | 13.5 | 8.1 | 2.08 | 63 | 48 | 210326616
GE | NS17H48SA4-**A | NCUC48CT4+TDR | NF80U110T5C-* | 46500 | 44500 | 15.6 | 12.5 | 8.1 | 2.2 | 67 | 54 | 210262581
GE | NS17H36SA4-**A | NCHC51CT4+TDR | NF97X080V5C-* | 36000 | 33800 | 16 | 13 | 8.1 | 2.18 | 66 | 53 | 210262401
GE | NS17H36SA4-**A | NCHC51CT4+TDR | NF80X100V5C-* | 36000 | 33800 | 16.4 | 13 | 8.1 | 2.22 | 66 | 53 | 210262398
GE | NS17H36SA4-**A | NCHC51CT4+TDR | NF80U110S5C-* | 36000 | 33400 | 16.4 | 13 | 8.1 | 2.18 | 66 | 52 | 210262395
GE | NS17H36SA4-**A | NCHC51CT4+TDR | NF96U090V5C-* | 36000 | 33800 | 16 | 13 | 8.1 | 2.16 | 66 | 53 | 210262392
GE | NS17H36SA4-**A | NCHC51CT4+TDR | NF96U110V5C-* | 36000 | 33600 | 16.2 | 13 | 8.1 | 2.18 | 66 | 52 | 210262393
GE | NS17H36SA4-**A | NCHC51CT4+TDR | NF80U110T5C-* | 36000 | 33200 | 16.6 | 13.5 | 8.1 | 2.24 | 66 | 53 | 210262390
GE | NS17H48SA4-**A | NCUU60CP4+TDR+TXV | NF96U090V3C-* | 48000 | 46000 | 15.2 | 12.5 | 8.1 | 2.36 | 68 | 55 | 210262513
GE | NS17H48SA4-**A | NCUU60CP4+TDR+TXV | NF80U110T5C-* | 48000 | 46500 | 15.6 | 13 | 8.3 | 2.38 | 68 | 54 | 210262512
GE | NS17H48SA4-**A | NCUU60CP4+TDR+TXV | NF95X100S5C-* | 48000 | 46000 | 15.2 | 12.5 | 8.1 | 2.38 | 68 | 55 | 210262511
GE | NS17H48SA4-**A | NCUC48BT4+TDR | NF80U090S4B-* | 46500 | 45000 | 15.2 | 12.5 | 8.1 | 2.18 | 67 | 54 | 210262573
BLUERIDGE | BHP17L30P-**A | BE5V30MA4X |  | 29000 | 27400 | 15.4 | 12.5 | 8.1 | 2.16 | 65 | 51 | 210325361
DUCANE | 4HP17L30P-**A | EAC4X36B+TDR | 92G1UH045BE12 | 29400 | 27800 | 15.8 | 13 | 8.1 | 2.26 | 65 | 51 | 210325301
DUCANE | 4HP17L30P-**A | EAC4X36B+TDR | 80G2UH090BE16L | 29400 | 27600 | 16.2 | 13 | 8.1 | 2.28 | 65 | 51 | 210325298
BLUERIDGE | BHP17L30P-**A | BC1P36A+TDR+TXV | BG801UH045AE12 | 29400 | 27600 | 16 | 13 | 8.1 | 2.28 | 66 | 52 | 210325393
BLUERIDGE | BHP17L30P-**A | BC1P36A+TDR+TXV | BG802UH070AE12 | 29600 | 27800 | 16 | 13 | 8.1 | 2.26 | 65 | 51 | 210325391
BLUERIDGE | BHP17L30P-**A | BC1P30A+TDR+TXV | BG802UH090BV16 | 29200 | 28000 | 15.6 | 13 | 8.1 | 2.18 | 66 | 52 | 210325387
BLUERIDGE | BHP17L18P-**A | BC1P24A+TDR+TXV | BG802UH070AV12 | 18000 | 17800 | 16 | 13.5 | 8.1 | 2.06 | 63 | 48 | 210325573
BLUERIDGE | BHP17L18P-**A | BC1P24A+TDR+TXV | BG802UH070AE12 | 18000 | 17200 | 16.4 | 13.5 | 8.1 | 2.12 | 63 | 48 | 210325571
DUCANE | 4HP17L30P-**A | EAC4X36B+TDR | 80G2UH090BE16 | 29400 | 27600 | 16.2 | 13 | 8.1 | 2.28 | 65 | 51 | 210325296
BLUERIDGE | BHP17L36P-**A | BE5V36MA4X |  | 36000 | 34000 | 15.8 | 13 | 8.1 | 2.2 | 65 | 51 | 210325291
DUCANE | 4HP17L30P-**A | EAC4X36B+TDR | 80G1UH090BE16 | 29200 | 27600 | 16.2 | 13 | 8.1 | 2.26 | 65 | 51 | 210325294
DUCANE | 4HP17L30P-**A | EAC4X36A+TDR | 80G2UH070AV12 | 30000 | 28200 | 15.8 | 13 | 8.1 | 2.26 | 65 | 51 | 210325292
DUCANE | 4HP17L30P-**A | EAC4X36A+TDR | 80G2UH045AE12 | 29600 | 27800 | 16 | 13 | 8.1 | 2.28 | 65 | 51 | 210325290
MRCOOL | MHP17048A-**A | MCVP49CNPA+TDR+TXV | MGM80SE110C5A | 48000 | 45500 | 15.2 | 12.5 | 8.1 | 2.26 | 69 | 56 | 210325974
MRCOOL | MHP17048A-**A | MCVP49CNPA+TDR+TXV | MGM96SE110C5XA | 48000 | 45000 | 15.2 | 12.5 | 8.1 | 2.26 | 69 | 56 | 210325972
BLUERIDGE | BHP17L30P-**A | BC1P36A+TDR+TXV | BG961UH045BE12 | 29400 | 27800 | 15.6 | 12.5 | 8.1 | 2.26 | 66 | 53 | 210325407
BLUERIDGE | BHP17L30P-**A | BC1P36A+TDR+TXV | BG961UH070BE12 | 29400 | 27800 | 15.6 | 13 | 8.1 | 2.26 | 65 | 51 | 210325409
BLUERIDGE | BHP17L30P-**A | BC1P36A+TDR+TXV | BG921UH070BE12 | 29400 | 27600 | 16 | 13 | 8.1 | 2.28 | 66 | 52 | 210325405
BLUERIDGE | BHP17L30P-**A | BC1P36A+TDR+TXV | BG921UH045BE12 | 29400 | 27800 | 15.8 | 13 | 8.1 | 2.26 | 65 | 51 | 210325403
LENNOX | ML17XP1-048-230A** | CH35-51C+TDR+TXV | SL280UH110XV60C* | 48000 | 45500 | 15.2 | 12.5 | 8.3 | 2.28 | 69 | 56 | 210051110
LENNOX | ML17XP1-048-230A** | CH35-51C+TDR+TXV | SL280UH100NV60C* | 48000 | 45500 | 15.4 | 12.5 | 8.3 | 2.3 | 69 | 56 | 210051108
LENNOX | ML17XP1-048-230A** | CH35-51C+TDR+TXV | SL280UH090XV60C* | 48000 | 45500 | 15.2 | 12.5 | 8.3 | 2.32 | 69 | 57 | 210051107
LENNOX | ML17XP1-048-230A** | CH35-51C+TDR+TXV | SLP99UH090XV36C* | 47000 | 45000 | 15.2 | 12.5 | 8.1 | 2.28 | 69 | 56 | 210051111
LENNOX | ML17XP1-048-230A** | CH35-51C+TDR+TXV | SL280UH110V60C* | 48000 | 45500 | 15.2 | 12.5 | 8.3 | 2.28 | 69 | 56 | 210051109
LENNOX | ML17XP1-048-230A** | CH35-51C+TDR+TXV | SL280UH080NV60C* | 48000 | 45500 | 15.6 | 12.5 | 8.3 | 2.32 | 69 | 56 | 210051105
LENNOX | ML17XP1-048-230A** | CH35-51C+TDR+TXV | ML193UH110XE60C* | 47500 | 45500 | 15.2 | 12.5 | 8.3 | 2.28 | 69 | 56 | 210051101
LENNOX | ML17XP1-048-230A** | CH35-51C+TDR+TXV | ML193UH090XE48C* | 47000 | 45000 | 15.2 | 12.5 | 8.3 | 2.3 | 69 | 57 | 210051099
LENNOX | ML17XP1-048-230A** | CH35-51C+TDR+TXV | ML196UH110XE60C* | 47500 | 45000 | 15.4 | 12.5 | 8.3 | 2.28 | 69 | 56 | 210051102
LENNOX | ML17XP1-048-230A** | CH35-51C+TDR+TXV | ML193UH110XE48C* | 47500 | 45000 | 15.4 | 12.5 | 8.3 | 2.32 | 69 | 57 | 210051100
LENNOX | ML17XP1-048-230A** | CH35-51C+TDR+TXV | ML296UH110XV60C* | 48000 | 45500 | 15.2 | 12.5 | 8.3 | 2.32 | 69 | 57 | 210051104
LENNOX | ML17XP1-048-230A** | CH35-51C+TDR+TXV | ML180UH110V60C* | 48000 | 45500 | 15.4 | 12.5 | 8.3 | 2.3 | 69 | 56 | 210051098
LENNOX | ML17XP1-048-230A** | CH35-51C+TDR+TXV | ML180UH110E60C* | 48000 | 45500 | 15.2 | 12.5 | 8.3 | 2.3 | 69 | 56 | 210051097
LENNOX | ML17XP1-048-230A** | CH35-51C+TDR+TXV | ML180UH090E60C* | 47000 | 44500 | 15.6 | 12.5 | 8.3 | 2.3 | 69 | 57 | 210051096
LENNOX | ML17XP1-048-230A** | CH35-51C+TDR+TXV | EL296UH110XE60C* | 47000 | 45000 | 15.2 | 12.5 | 8.1 | 2.28 | 69 | 56 | 210051093
LENNOX | ML17XP1-048-230A** | CH35-51C+TDR+TXV | EL296UH090XV36C* | 47000 | 45000 | 15.2 | 12.5 | 8.1 | 2.28 | 69 | 56 | 210051090
LENNOX | ML17XP1-048-230A** | CH35-51C+TDR+TXV | EL280UH110E48C* | 47500 | 45000 | 15.4 | 12.5 | 8.3 | 2.3 | 69 | 57 | 210051087
LENNOX | ML17XP1-048-230A** | CH35-51C+TDR+TXV | EL280UH110XE60C* | 47500 | 45000 | 15.4 | 12.5 | 8.3 | 2.28 | 69 | 56 | 210051089
LENNOX | ML17XP1-048-230A** | CH35-51C+TDR+TXV | EL196UH110XE60C* | 47500 | 45000 | 15.4 | 12.5 | 8.3 | 2.28 | 69 | 56 | 210051086
LENNOX | ML17XP1-048-230A** | CH35-51C+TDR+TXV | EL280UH110E60C* | 47500 | 45000 | 15.4 | 12.5 | 8.3 | 2.28 | 69 | 56 | 210051088
LENNOX | ML17XP1-048-230A** | CH35-48C+TDR+TXV | SL280UH080NV60C* | 47500 | 45500 | 15.2 | 12.5 | 8.1 | 2.2 | 68 | 55 | 210051072
LENNOX | ML17XP1-048-230A** | CH35-48C+TDR+TXV | EL280UH110E48C* | 47000 | 45500 | 15.2 | 12.5 | 8.1 | 2.16 | 67 | 54 | 210051053
AIREASE | 4SHP17LE136P-**A | BCE7S36M*4X |  | 35400 | 35200 | 15.8 | 12.5 | 8.5 | 2.32 | 66 | 53 | 210329826
COMFORT-AIRE | HRG1548S1R-**A | EAH1P51C+TDR+TXV | GUH96T090C3M | 47000 | 45000 | 15.2 | 12.5 | 8.1 | 2.28 | 69 | 56 | 210330347
AIREASE | 4SHP17LE136P-**A | BCE7E36M*4X |  | 34800 | 34800 | 16 | 13 | 8.5 | 2.28 | 67 | 53 | 210329825
AIREASE | 4SHP17LE136P-**A | BCE5V36M*4X |  | 36000 | 34000 | 15.8 | 13 | 8.1 | 2.2 | 65 | 51 | 210329824
AIREASE | 4SHP17LE130P-**A | ED1P30/36A+TDR+TXV | A96DF1E045B12 | 27600 | 28800 | 15.4 | 12.5 | 8.5 | 2.2 | 64 | 49 | 210330054
AIREASE | 4SHP17LE130P-**A | ED1P30/36A+TDR+TXV | A93DF1E070B12 | 27600 | 28800 | 15.4 | 12.5 | 8.5 | 2.22 | 64 | 49 | 210330053
AIREASE | 4SHP17LE130P-**A | ED1P30/36A+TDR+TXV | A80DF1E090B16 | 28200 | 29000 | 15.6 | 12.5 | 8.5 | 2.24 | 64 | 50 | 210330050
COMFORT-AIRE | HRG1548S1R-**A | EAH1P51C+TDR+TXV | GUH92C110C4M | 47500 | 45000 | 15.4 | 12.5 | 8.3 | 2.32 | 69 | 57 | 210330346
AIREASE | 4SHP17LE130P-**A | BCE5V30M*4X |  | 29000 | 27400 | 15.4 | 12.5 | 8.1 | 2.16 | 65 | 51 | 210329958
AIREASE | 4SHP17LE142P-**A | ED1P48B+TDR+TXV | A80DF1E110C20 | 41000 | 42000 | 15.6 | 13 | 8.1 | 2.14 | 65 | 50 | 210329814
AIREASE | 4SHP17LE142P-**A | ED1P48B+TDR+TXV | A80DF1E090B16 | 40500 | 42000 | 15.4 | 13 | 8.1 | 2.12 | 65 | 50 | 210329813
AIREASE | 4SHP17LE118P-**A | EA(C;U)1P30A+TDR+TXV | A80US2V090B12 | 18000 | 17600 | 16.8 | 14 | 8.1 | 2.02 | 61 | 45 | 210330240
COMFORT-AIRE | HRG1548S1R-**A | EAH1P51C+TDR+TXV | GUH92C090C4M | 47000 | 45000 | 15.2 | 12.5 | 8.3 | 2.3 | 69 | 57 | 210330345
AIREASE | 4SHP17LE118P-**A | EA(C;U)1P30A+TDR+TXV | A80US2V080B16X | 18000 | 17600 | 16.8 | 14 | 8.1 | 1.98 | 60 | 44 | 210330239
COMFORT-AIRE | HRG1548S1R-**A | EAH1P51C+TDR+TXV | GUH92C110C5M | 47500 | 45500 | 15.2 | 12.5 | 8.3 | 2.28 | 69 | 56 | 210330344
COMFORT-AIRE | HRG1548S1R-**A | EAH1P51C+TDR+TXV | GUH80C110C5M | 48000 | 45500 | 15.2 | 12.5 | 8.3 | 2.3 | 69 | 56 | 210330343
AIREASE | 4SHP17LE130P-**A | EA(C;U)1P36A+TDR+TXV | A97US2V060B12X | 29800 | 28200 | 15.8 | 13 | 8.1 | 2.26 | 65 | 51 | 210330019
AIREASE | 4SHP17LE130P-**A | EA(C;U)1P36A+TDR+TXV | A97USMV070B12 | 30000 | 28000 | 16 | 13 | 8.1 | 2.28 | 66 | 52 | 210330020
AIREASE | 4SHP17LE130P-**A | EA(C;U)1P36A+TDR+TXV | A96US2V045B12 | 29800 | 28000 | 15.6 | 13 | 8.1 | 2.26 | 66 | 52 | 210330016
AIREASE | 4SHP17LE130P-**A | EA(C;U)1P36A+TDR+TXV | A97US2V040B12X | 30000 | 28200 | 16 | 13 | 8.1 | 2.28 | 65 | 51 | 210330018
AIREASE | 4SHP17LE130P-**A | EA(C;U)1P36A+TDR+TXV | A80US2V090B16 | 30000 | 28200 | 16 | 13 | 8.1 | 2.28 | 65 | 51 | 210330015
LENNOX | EL17XP1-048-230A** | CX35-49C+TDR | EL280UH110XE60C* | 48000 | 45000 | 15.4 | 12.5 | 8.1 | 2.26 | 69 | 56 | 210295754
LENNOX | EL17XP1-048-230A** | CX35-49C+TDR | EL280UH110E48C* | 48000 | 45000 | 15.4 | 12.5 | 8.1 | 2.26 | 69 | 56 | 210295752
LENNOX | EL17XP1-048-230A** | CX35-49C+TDR | EL280UH110E60C* | 48000 | 45000 | 15.4 | 12.5 | 8.1 | 2.26 | 69 | 56 | 210295753
LENNOX | EL17XP1-048-230A** | CX35-49C+TDR | EL196UH110XE60C* | 48000 | 45000 | 15.2 | 12.5 | 8.1 | 2.26 | 69 | 56 | 210295751
LENNOX | EL17XP1-048-230A** | CX35-49C+TDR | EL196UH090XE48C* | 47500 | 45000 | 15.2 | 12.5 | 8.1 | 2.24 | 69 | 56 | 210295750
LENNOX | EL17XP1-048-230A** | CX35-48C+TDR | SL280UH100NV60C* | 47500 | 45000 | 15.4 | 12.5 | 8.1 | 2.2 | 68 | 54 | 210295739
LENNOX | EL17XP1-048-230A** | CX35-48C+TDR | SL280UH080NV60C* | 47500 | 45000 | 15.4 | 12.5 | 8.1 | 2.24 | 68 | 54 | 210295736
LENNOX | EL17XP1-048-230A** | CX35-48C+TDR | ML196UH110XE60C* | 46500 | 45000 | 15.2 | 12.5 | 8.1 | 2.18 | 67 | 54 | 210295733
LENNOX | EL17XP1-048-230A** | CX35-48C+TDR | ML196UH090XE60C* | 46500 | 44500 | 15.2 | 12.5 | 8.1 | 2.2 | 68 | 55 | 210295732
LENNOX | EL17XP1-048-230A** | CX35-48C+TDR | ML193UH110XE48C* | 46500 | 45000 | 15.2 | 12.5 | 8.1 | 2.18 | 68 | 54 | 210295729
LENNOX | EL17XP1-048-230A** | CX35-48C+TDR | ML193UH110XE60C* | 46500 | 44500 | 15.4 | 12.5 | 8.1 | 2.18 | 68 | 55 | 210295730
LENNOX | EL17XP1-048-230A** | CX35-48C+TDR | ML180UH110V60C* | 47500 | 45000 | 15.4 | 12.5 | 8.1 | 2.22 | 68 | 54 | 210295727
LENNOX | EL17XP1-048-230A** | CX35-48C+TDR | ML180UH090E60C* | 46500 | 44500 | 15.4 | 12.5 | 8.1 | 2.22 | 68 | 55 | 210295725
LENNOX | EL17XP1-048-230A** | CX35-48C+TDR | EL296UH110XE60C* | 46500 | 45000 | 15.2 | 12.5 | 8.1 | 2.18 | 67 | 54 | 210295722
LENNOX | EL17XP1-048-230A** | CX35-48C+TDR | EL196UH110XE60C* | 46500 | 45000 | 15.2 | 12.5 | 8.1 | 2.18 | 67 | 54 | 210295714
LENNOX | EL17XP1-048-230A** | CX35-48C+TDR | EL280UH110XE60C* | 46500 | 44500 | 15.6 | 12.5 | 8.1 | 2.2 | 67 | 54 | 210295717
LENNOX | EL17XP1-048-230A** | CX35-48C+TDR | EL280UH110E60C* | 46500 | 44500 | 15.6 | 12.5 | 8.1 | 2.2 | 67 | 54 | 210295716
LENNOX | EL17XP1-048-230A** | CX35-48C+TDR | EL280UH110E48C* | 47000 | 45000 | 15.2 | 12.5 | 8.1 | 2.2 | 68 | 54 | 210295715
LENNOX | EL17XP1-048-230A** | CX35-48B+TDR | ML180UH090E48B* | 46500 | 45000 | 15.2 | 12.5 | 8.1 | 2.18 | 67 | 54 | 210295700
LENNOX | ML17XP1-030-230A** | C35-36B+TDR+TXV | ML193UH045XE36B* | 29400 | 27800 | 15.8 | 13 | 8.1 | 2.26 | 65 | 51 | 210046891
LENNOX | ML17XP1-030-230A** | C35-36B+TDR+TXV | ML180UH090V48B* | 29800 | 28000 | 16 | 13 | 8.1 | 2.28 | 66 | 52 | 210046889
LENNOX | ML17XP1-030-230A** | C35-36B+TDR+TXV | ML193UH030XE36B* | 29600 | 28000 | 15.8 | 13 | 8.1 | 2.26 | 65 | 51 | 210046890
LENNOX | ML17XP1-030-230A** | C35-36B+TDR+TXV | ML180UH090E48B* | 29200 | 27600 | 16.2 | 13 | 8.1 | 2.26 | 65 | 51 | 210046887
LENNOX | ML17XP1-030-230A** | C35-36B+TDR+TXV | ML180UH070V48B* | 30000 | 28200 | 16.2 | 13 | 8.1 | 2.28 | 65 | 51 | 210046886
LENNOX | ML17XP1-030-230A** | C35-36B+TDR+TXV | ML180UH070E36B* | 29600 | 27800 | 16 | 13 | 8.1 | 2.26 | 65 | 51 | 210046883
LENNOX | ML17XP1-030-230A** | C35-36B+TDR+TXV | ML180UH070V36B* | 30000 | 28000 | 16.2 | 13 | 8.1 | 2.3 | 66 | 52 | 210046884
LENNOX | ML17XP1-030-230A** | C35-36B+TDR+TXV | EL296UH045XV36B* | 29800 | 28000 | 15.6 | 13 | 8.1 | 2.26 | 66 | 52 | 210046879
LENNOX | ML17XP1-030-230A** | C35-36B+TDR+TXV | EL296UH045XE36B* | 29400 | 27800 | 15.8 | 13 | 8.1 | 2.24 | 65 | 51 | 210046878
LENNOX | ML17XP1-030-230A** | C35-36B+TDR+TXV | EL280UH090E48B* | 29400 | 27600 | 16.2 | 13 | 8.1 | 2.28 | 65 | 51 | 210046873
LENNOX | ML17XP1-030-230A** | C35-36B+TDR+TXV | EL280UH090XE48B* | 29400 | 27600 | 16.2 | 13 | 8.1 | 2.28 | 65 | 51 | 210046875
LENNOX | ML17XP1-030-230A** | C35-36B+TDR+TXV | EL196UH070XE36B* | 29400 | 27800 | 15.6 | 13 | 8.1 | 2.26 | 65 | 51 | 210046869
LENNOX | ML17XP1-030-230A** | C35-36B+TDR+TXV | EL280UH090E36B* | 29800 | 27800 | 16.2 | 13 | 8.1 | 2.3 | 65 | 51 | 210046872
LENNOX | ML17XP1-030-230A** | C35-36B+TDR+TXV | EL196UH045XE36B* | 29400 | 27800 | 15.6 | 12.5 | 8.1 | 2.26 | 66 | 53 | 210046867
LENNOX | ML17XP1-030-230A** | C35-36B+TDR+TXV | EL195UH060NE36B* | 29600 | 28000 | 15.8 | 13 | 8.1 | 2.26 | 65 | 51 | 210046863
LENNOX | ML17XP1-030-230A** | C35-36B+TDR+TXV | EL180UH080NE48B* | 30000 | 28400 | 15.6 | 12.5 | 8.1 | 2.24 | 65 | 51 | 210046859
LENNOX | ML17XP1-030-230A** | C35-36A+TDR+TXV | SL280UH070XV36A* | 30000 | 28200 | 15.8 | 13 | 8.1 | 2.26 | 65 | 51 | 210046857
LENNOX | ML17XP1-030-230A** | C35-36A+TDR+TXV | SL280UH070V36A* | 30000 | 28200 | 15.8 | 13 | 8.1 | 2.26 | 65 | 51 | 210046853
LENNOX | ML17XP1-030-230A** | C35-36A+TDR+TXV | SL280UH060NV36A* | 30000 | 28000 | 16.2 | 13 | 8.1 | 2.3 | 66 | 52 | 210046851
LENNOX | ML17XP1-030-230A** | C35-36A+TDR+TXV | ML180UH070E36A* | 29400 | 27600 | 16 | 13 | 8.1 | 2.28 | 66 | 52 | 210046842
LENNOX | ML17XP1-030-230A** | C35-36A+TDR+TXV | ML180UH070XE36A* | 29400 | 27600 | 16 | 13 | 8.1 | 2.28 | 66 | 52 | 210046849
LENNOX | ML17XP1-030-230A** | C35-36A+TDR+TXV | ML180UH070V36A* | 29800 | 28000 | 16 | 13 | 8.1 | 2.28 | 66 | 52 | 210046845
LENNOX | ML17XP1-030-230A** | C35-36A+TDR+TXV | ML180UH045E36A* | 29400 | 27600 | 16 | 13 | 8.1 | 2.28 | 66 | 52 | 210046838
LENNOX | ML17XP1-030-230A** | C35-36A+TDR+TXV | ML180UH045V36A* | 30000 | 28200 | 16 | 13 | 8.1 | 2.28 | 65 | 51 | 210046840
LENNOX | ML17XP1-030-230A** | C35-36A+TDR+TXV | ML180UH030V36A* | 30000 | 28200 | 16 | 13 | 8.1 | 2.28 | 65 | 51 | 210046836
LENNOX | ML17XP1-030-230A** | C35-36A+TDR+TXV | EL280UH045E36A* | 29600 | 27800 | 16 | 13 | 8.1 | 2.28 | 65 | 51 | 210046830
LENNOX | ML17XP1-030-230A** | C35-36A+TDR+TXV | EL280UH070XE36A* | 29600 | 27800 | 16 | 13 | 8.1 | 2.26 | 65 | 51 | 210046834
LENNOX | ML17XP1-030-230A** | C35-36A+TDR+TXV | EL280UH070E36A* | 29600 | 27800 | 16 | 13 | 8.1 | 2.26 | 65 | 51 | 210046831
LENNOX | ML17XP1-030-230A** | C35-30B+TDR+TXV | SL280UH090V48B* | 29200 | 28000 | 15.6 | 13 | 8.1 | 2.18 | 66 | 52 | 210046816
LENNOX | ML17XP1-030-230A** | C35-30B+TDR+TXV | SL280UH090V36B* | 29400 | 27800 | 16 | 13 | 8.1 | 2.2 | 65 | 51 | 210046814
LENNOX | ML17XP1-030-230A** | C35-30B+TDR+TXV | SL280UH080NV48B* | 29200 | 27800 | 15.8 | 13 | 8.1 | 2.2 | 65 | 51 | 210046812
LENNOX | ML17XP1-042-230A** | CBA27UHE-042-230*+TDR |  | 41000 | 40000 | 15.6 | 13 | 8.3 | 2.18 | 65 | 55 | 210049508
LENNOX | ML17XP1-042-230A** | CBA38MV-042-230*+TDR |  | 41500 | 40000 | 15.6 | 13 | 8.3 | 2.2 | 66 | 52 | 210049509
LENNOX | ML17XP1-042-230A** | CBA25UHV-042-230-** |  | 41000 | 39000 | 15.4 | 13 | 8.1 | 2.14 | 66 | 52 | 210049505
LENNOX | ML17XP1-030-230A** | CX35-30A+TDR | EL280UH045E36A* | 29200 | 27800 | 15.8 | 13 | 8.1 | 2.24 | 65 | 51 | 210047156
ARMSTRONG AIR | 4SHP17LE118P-**A | EA(C;U)1P24A+TDR+TXV | A80US2V060A12X | 18000 | 17400 | 16.6 | 14 | 8.1 | 2.1 | 62 | 47 | 210329583
ARMSTRONG AIR | 4SHP17LE118P-**A | EA(C;U)1P24A+TDR+TXV | A80US2V070A12 | 18000 | 17800 | 16 | 13.5 | 8.1 | 2.06 | 63 | 48 | 210329582
ALLIED | 4HP17L18P-**A | EAC4X24A+TDR | 80G2UH070AV12 | 18000 | 17800 | 16 | 13.5 | 8.1 | 2.06 | 63 | 48 | 210329050
ALLIED | 4HP17L18P-**A | EAC4X24A+TDR | 80G2UH045AE12 | 18000 | 17400 | 16 | 13.5 | 8.1 | 2.06 | 63 | 48 | 210329049
ALLIED | 4HP17L18P-**A | EAC4X24A+TDR | 80G2UH070AE12L | 18000 | 17200 | 16.4 | 13.5 | 8.1 | 2.12 | 63 | 48 | 210329048
ALLIED | 4HP17L18P-**A | EAC4X24A+TDR | 80G2UH070AE12 | 18000 | 17200 | 16.4 | 13.5 | 8.1 | 2.12 | 63 | 48 | 210329047
ARMSTRONG AIR | 4SHP17LE148P-**A | BCE5V48M*4X |  | 47000 | 45500 | 15.2 | 12.5 | 8.3 | 2.28 | 67 | 53 | 210329093
LENNOX | EL17XP1-036-230A** | CH35-51C+TDR+TXV | SL280UH080NV60C* | 36000 | 33400 | 16.6 | 13.5 | 8.1 | 2.24 | 66 | 53 | 210293507
LENNOX | EL17XP1-036-230A** | CH35-51C+TDR+TXV | SL297UH080NV60C* | 36000 | 33800 | 16 | 13 | 8.1 | 2.18 | 66 | 53 | 210293514
LENNOX | EL17XP1-036-230A** | CH35-51C+TDR+TXV | SL280UH100NV60C* | 36000 | 33800 | 16.4 | 13 | 8.1 | 2.22 | 66 | 53 | 210293510
LENNOX | EL17XP1-036-230A** | CH35-51C+TDR+TXV | SL280UH090XV60C* | 36000 | 33800 | 16 | 13 | 8.1 | 2.18 | 66 | 53 | 210293509
LENNOX | EL17XP1-036-230A** | CH35-51C+TDR+TXV | SL280UH090V60C* | 36000 | 33800 | 16 | 13 | 8.1 | 2.18 | 66 | 53 | 210293508
LENNOX | EL17XP1-036-230A** | CH35-51C+TDR+TXV | ML296UH090XV48C* | 36000 | 33600 | 16.2 | 13 | 8.1 | 2.18 | 66 | 52 | 210293505
LENNOX | EL17XP1-036-230A** | CH35-51C+TDR+TXV | ML180UH110V60C* | 36000 | 33400 | 16.6 | 13.5 | 8.1 | 2.22 | 66 | 53 | 210293496
LENNOX | EL17XP1-036-230A** | CH35-51C+TDR+TXV | EL296UH110XV60C* | 36000 | 33600 | 16.2 | 13 | 8.1 | 2.18 | 66 | 52 | 210293493
LENNOX | EL17XP1-036-230A** | CH35-51C+TDR+TXV | ML180UH110E60C* | 36000 | 33400 | 16.4 | 13 | 8.1 | 2.18 | 66 | 52 | 210293495
LENNOX | EL17XP1-036-230A** | CH35-51C+TDR+TXV | EL296UH090XV60C* | 36000 | 33800 | 16 | 13 | 8.1 | 2.16 | 66 | 53 | 210293490
LENNOX | EL17XP1-036-230A** | CH35-51C+TDR+TXV | EL280UH110E60C* | 36000 | 33200 | 16.6 | 13.5 | 8.1 | 2.24 | 66 | 53 | 210293485
LENNOX | EL17XP1-036-230A** | CH35-51C+TDR+TXV | EL280UH110XE60C* | 36000 | 33200 | 16.6 | 13.5 | 8.1 | 2.24 | 66 | 53 | 210293486
LENNOX | EL17XP1-036-230A** | CH35-48B+TDR+TXV | SL280UH080NV48B* | 36000 | 33400 | 16.2 | 13 | 8.1 | 2.26 | 66 | 52 | 210293473
LENNOX | EL17XP1-036-230A** | CH35-48B+TDR+TXV | SL280UH090V36B* | 36000 | 33400 | 16.2 | 13 | 8.1 | 2.24 | 66 | 52 | 210293474
LENNOX | EL17XP1-036-230A** | CH35-48B+TDR+TXV | ML180UH070V48B* | 36000 | 33600 | 16.2 | 13 | 8.1 | 2.26 | 66 | 52 | 210293462
LENNOX | ML17XP1-024-230A** | CHX35-30A-**-*+TDR | SL280UH070XV36A* | 23800 | 21800 | 16.4 | 13.5 | 8.1 | 2.12 | 63 | 49 | 210040203
LENNOX | ML17XP1-024-230A** | CHX35-30A-**-*+TDR | ML180UH070V36A* | 23600 | 21600 | 16.6 | 13.5 | 8.1 | 2.12 | 63 | 48 | 210040195
LENNOX | ML17XP1-024-230A** | CHX35-30A-**-*+TDR | SL280UH070V36A* | 23800 | 21800 | 16.4 | 13.5 | 8.1 | 2.12 | 63 | 49 | 210040201
LENNOX | ML17XP1-024-230A** | CHX35-30A-**-*+TDR | SL280UH060NV36A* | 23800 | 21600 | 16.8 | 14 | 8.1 | 2.14 | 63 | 48 | 210040199
LENNOX | ML17XP1-024-230A** | CHX35-30A-**-*+TDR | ML180UH045V36A* | 23600 | 21600 | 16.6 | 13.5 | 8.1 | 2.12 | 63 | 48 | 210040191
LENNOX | ML17XP1-024-230A** | CHX35-30A-**-*+TDR | EL280UH070XE36A* | 24000 | 22000 | 16 | 13 | 8.1 | 2.12 | 64 | 49 | 210040184
LENNOX | ML17XP1-024-230A** | CHX35-30A-**-*+TDR | ML180UH030V36A* | 23600 | 21600 | 16.6 | 13.5 | 8.1 | 2.12 | 63 | 48 | 210040187
LENNOX | ML17XP1-024-230A** | CHX35-30A-**-*+TDR | EL280UH070E36A* | 24000 | 22000 | 16 | 13 | 8.1 | 2.12 | 64 | 49 | 210040183
LENNOX | ML17XP1-024-230A** | CHX35-30A-**-*+TDR | EL180UH040NE36A* | 23800 | 22000 | 16 | 13 | 8.1 | 2.1 | 63 | 48 | 210040176
LENNOX | ML17XP1-024-230A** | CHX35-30A-**-*+TDR | EL280UH045E36A* | 23600 | 21400 | 16.6 | 13.5 | 8.1 | 2.12 | 64 | 49 | 210040181
LENNOX | ML17XP1-024-230A** | CHX35-30A-**-*+TDR | EL180UH060NE36A* | 23800 | 22000 | 16 | 13 | 8.1 | 2.1 | 63 | 48 | 210040179
AC PRO | 4HP17L36P-**A | ED1P50/60C+TDR+TXV | 80G1DF110CE20 | 36000 | 32200 | 16.6 | 13.5 | 8.1 | 2.26 | 68 | 56 | 210327818
AC PRO | 4HP17L30P-**A | EAC4X30A+TDR | 80G2UH045AE12 | 29200 | 27800 | 15.8 | 13 | 8.1 | 2.24 | 65 | 51 | 210327935
AC PRO | 4HP17L30P-**A | EAC4X36A+TDR | 80G2UH070AV12 | 30000 | 28200 | 15.8 | 13 | 8.1 | 2.26 | 65 | 51 | 210327964
AC PRO | 4HP17L30P-**A | EAC4X36A+TDR | 80G2UH045AE12 | 29600 | 27800 | 16 | 13 | 8.1 | 2.28 | 65 | 51 | 210327963
AC PRO | 4HP17L30P-**A | EAC4X36A+TDR | 80G1UH070AE12L | 29400 | 27600 | 16 | 13 | 8.1 | 2.28 | 66 | 52 | 210327960
AC PRO | 4HP17L30P-**A | EAC4X36A+TDR | 80G1UH045AE12 | 29400 | 27600 | 16 | 13 | 8.1 | 2.28 | 66 | 52 | 210327958
AC PRO | 4HP17L30P-**A | EA(C;U)1P36B+TDR+TXV | 96G2UH070BV12 | 30000 | 28000 | 16 | 13 | 8.1 | 2.28 | 66 | 52 | 210327891
AC PRO | 4HP17L30P-**A | EA(C;U)1P36B+TDR+TXV | 80G2UH090BV16 | 30000 | 28200 | 16 | 13 | 8.1 | 2.28 | 65 | 51 | 210327889
AC PRO | 4HP17L30P-**A | EA(C;U)1P36B+TDR+TXV | 92G1UH030BE12 | 29600 | 28000 | 15.8 | 13 | 8.1 | 2.26 | 65 | 51 | 210327887
AC PRO | 4HP17L30P-**A | EA(C;U)1P36B+TDR+TXV | 80G1UH070BE12 | 29600 | 27800 | 16 | 13 | 8.1 | 2.26 | 65 | 51 | 210327886
AC PRO | 4HP17L30P-**A | ED1P30/36C+TDR+TXV | 96G1DF090CE16 | 28000 | 29000 | 15.6 | 12.5 | 8.5 | 2.22 | 63 | 49 | 210327924
GE | NS17H48SA4-**A | NCUU60CP4+TDR+TXV | NF80U110V5C-* | 48000 | 47000 | 15.4 | 12.5 | 8.3 | 2.32 | 67 | 54 | 210262521
GE | NS17H48SA4-**A | NCUU60CP4+TDR+TXV | NF96U090S4C-* | 48000 | 46000 | 15.4 | 12.5 | 8.1 | 2.36 | 68 | 55 | 210262518
GE | NS17H30SA4-**A | NCUU36BP4+TDR+TXV | NF96U070V3B-* | 30000 | 28000 | 16 | 13 | 8.1 | 2.28 | 66 | 52 | 210262650
GE | NS17H48SA4-**A | NCUU60CP4+TDR+TXV | NF80U090S5C-* | 48000 | 46000 | 15.6 | 13 | 8.1 | 2.38 | 68 | 55 | 210262516
GE | NS17H48SA4-**A | NCUU49CP4+TDR+TXV | NF80U090S5C-* | 48000 | 45000 | 15.6 | 13 | 8.1 | 2.26 | 68 | 56 | 210262498
GE | NS17H48SA4-**A | NCHC51CT4+TDR | NF96U110S5C-* | 47500 | 45000 | 15.4 | 12.5 | 8.3 | 2.28 | 69 | 56 | 210262558
GE | NS17H48SA4-**A | NCUU60CP4+TDR+TXV | NF97X080V4C-* | 48000 | 47000 | 15.2 | 12.5 | 8.3 | 2.34 | 68 | 54 | 210262522
GE | NS17H48SA4-**A | NCUC49CT4+TDR | NF96U110S5C-* | 48000 | 45000 | 15.2 | 12.5 | 8.1 | 2.26 | 69 | 56 | 210262606
GE | NS17H48SA4-**A | NCUU49CP4+TDR+TXV | NF97U090M3C-* | 47500 | 45000 | 15.2 | 12.5 | 8.1 | 2.22 | 68 | 56 | 210262506
GE | NS17H30SA4-**A | NCUU36BP4+TDR+TXV | NF80U090V4B-* | 30000 | 28200 | 16 | 13 | 8.1 | 2.28 | 65 | 51 | 210262270
GE | NS17H30SA4-**A | NCHC36CT4+TDR | NF96U090S4C-* | 28200 | 28000 | 15.6 | 12.5 | 8.3 | 2.22 | 66 | 52 | 210262292
GE | NS17H30SA4-**A | NCHC36CT4+TDR | NF96U110V5C-* | 30000 | 29200 | 15.2 | 12.5 | 8.5 | 2.22 | 66 | 52 | 210262289
GE | NS17H30SA4-**A | NCHC36CT4+TDR | NF97U110M5C-* | 30000 | 29200 | 15.2 | 12.5 | 8.5 | 2.22 | 66 | 52 | 210262301
GE | NS17H30SA4-**A | NCHC36CT4+TDR | NF97U090M4C-* | 28600 | 28200 | 15.6 | 13 | 8.3 | 2.22 | 65 | 51 | 210262299
MRCOOL | MHP17048A-**A | MCVP60CNPA+TDR+TXV | MGM80SE090C5A | 48000 | 46000 | 15.6 | 13 | 8.1 | 2.38 | 68 | 55 | 210325979
MRCOOL | MHP17048A-**A | MCVP60CNPA+TDR+TXV | MGM96SE110C5XA | 48000 | 46500 | 15.4 | 12.5 | 8.1 | 2.34 | 68 | 54 | 210325981
MRCOOL | MHP17048A-**A | MCVP49CNPA+TDR+TXV | MGM96SE090C4XA | 47500 | 45000 | 15.2 | 12.5 | 8.1 | 2.24 | 69 | 56 | 210325976
CONCORD | 4HP17L48P-**A | EAC4X49C+TDR | 80G2UH110CE16 | 48000 | 45000 | 15.4 | 12.5 | 8.1 | 2.26 | 69 | 56 | 210325918
CONCORD | 4HP17L48P-**A | EAC4X49C+TDR | 96G1UH090CE16 | 47500 | 45000 | 15.2 | 12.5 | 8.1 | 2.24 | 69 | 56 | 210325917
CONCORD | 4HP17L48P-**A | EAC4X49C+TDR | 80G2UH110CE20L | 48000 | 45000 | 15.4 | 12.5 | 8.1 | 2.26 | 69 | 56 | 210325913
CONCORD | 4HP17L48P-**A | EAC4X49C+TDR | 92G1UH110CE16 | 48000 | 45000 | 15.2 | 12.5 | 8.1 | 2.22 | 69 | 56 | 210325916
CONCORD | 4HP17L48P-**A | EAC4X49C+TDR | 80G1UH110CE20 | 48000 | 45500 | 15.2 | 12.5 | 8.1 | 2.26 | 69 | 56 | 210325915
CONCORD | 4HP17L48P-**A | EAC4X49C+TDR | 96G2UH110CE20 | 47500 | 45000 | 15.2 | 12.5 | 8.1 | 2.24 | 69 | 56 | 210325914
CONCORD | 4HP17L48P-**A | EAC4X49C+TDR | 80G2UH110CE20 | 48000 | 45000 | 15.4 | 12.5 | 8.1 | 2.26 | 69 | 56 | 210325912
CONCORD | 4HP17L48P-**A | EA(C;U)1P49C+TDR+TXV | 96G1UH090CE16 | 47500 | 45000 | 15.2 | 12.5 | 8.1 | 2.24 | 69 | 56 | 210325853
CONCORD | 4HP17L48P-**A | EA(C;U)1P49C+TDR+TXV | 92G1UH110CE16 | 48000 | 45000 | 15.2 | 12.5 | 8.1 | 2.22 | 69 | 56 | 210325852
CONCORD | 4HP17L48P-**A | EA(C;U)1P49C+TDR+TXV | 80G1UH110CE20 | 48000 | 45500 | 15.2 | 12.5 | 8.1 | 2.26 | 69 | 56 | 210325851
CONCORD | 4HP17L48P-**A | EA(C;U)1P49C+TDR+TXV | 96G2UH110CE20 | 47500 | 45000 | 15.2 | 12.5 | 8.1 | 2.24 | 69 | 56 | 210325850
CONCORD | 4HP17L48P-**A | EA(C;U)1P49C+TDR+TXV | 80G2UH110CE20 | 48000 | 45000 | 15.4 | 12.5 | 8.1 | 2.26 | 69 | 56 | 210325848
CONCORD | 4HP17L42P-**A | BCE7E42M*4X |  | 41000 | 40000 | 15.6 | 13 | 8.3 | 2.18 | 65 | 55 | 210325942
CONCORD | 4HP17L48P-**A | EAC4X50/60C+TDR | 80G2UH110CE20 | 46500 | 45000 | 15.2 | 12.5 | 8.1 | 2.18 | 67 | 54 | 210325938
CONCORD | 4HP17L48P-**A | EAC4X50/60C+TDR | 80G2UH110CE20L | 46500 | 45000 | 15.2 | 12.5 | 8.1 | 2.18 | 67 | 54 | 210325939
CONCORD | 4HP17L48P-**A | EAC4X60C+TDR | 96G2UH090CV12 | 48000 | 46000 | 15.2 | 12.5 | 8.1 | 2.36 | 68 | 55 | 210325936
CONCORD | 4HP17L48P-**A | EAC4X60C+TDR | 80G2UH110CV20 | 48000 | 47000 | 15.4 | 12.5 | 8.3 | 2.32 | 67 | 54 | 210325935
CONCORD | 4HP17L42P-**A | ED1P48C+TDR+TXV | 96G2DF090CE16 | 40500 | 42000 | 15.2 | 12.5 | 8.1 | 2.12 | 65 | 51 | 210325996
DUCANE | 4HP17L18P-**A | ED1P30/36B+TDR+TXV | 96G2DF070BV16 | 18000 | 18000 | 15.6 | 13 | 8.3 | 2.04 | 64 | 50 | 210325779
DUCANE | 4HP17L18P-**A | ED1P30/36B+TDR+TXV | 80G2DF090BE16 | 18000 | 18000 | 15.6 | 13 | 8.1 | 2.1 | 63 | 48 | 210325778
DUCANE | 4HP17L18P-**A | ED1P30/36B+TDR+TXV | 80G1DF090BE16 | 18000 | 18000 | 15.6 | 13 | 8.1 | 2.08 | 63 | 48 | 210325777
DUCANE | 4HP17L18P-**A | ED1P30/36B+TDR+TXV | 92G1DF070BE12 | 18000 | 18000 | 16.8 | 14 | 8.5 | 2.18 | 62 | 47 | 210325776
DUCANE | 4HP17L18P-**A | ED1P30/36B+TDR+TXV | 92G1DF045BE12 | 18000 | 18000 | 16.8 | 14 | 8.5 | 2.18 | 62 | 47 | 210325775
CONCORD | 4HP17L48P-**A | EAC4X60C+TDR | 96G2UH090CE16 | 48000 | 46000 | 15.4 | 12.5 | 8.1 | 2.34 | 68 | 55 | 210325934
CONCORD | 4HP17L48P-**A | EAC4X60C+TDR | 92G1UH110CE16 | 48000 | 46500 | 15.4 | 12.5 | 8.1 | 2.36 | 68 | 54 | 210325931
CONCORD | 4HP17L48P-**A | EAC4X60C+TDR | 92G1UH090CE16 | 48000 | 46500 | 15.2 | 12.5 | 8.1 | 2.34 | 68 | 54 | 210325930
CONCORD | 4HP17L48P-**A | EAC4X60C+TDR | 92G1UH110CE20 | 48000 | 47000 | 15.4 | 12.5 | 8.3 | 2.32 | 67 | 54 | 210325929
CONCORD | 4HP17L48P-**A | EAC4X60C+TDR | 80G1UH110CE20 | 48000 | 47000 | 15.4 | 12.5 | 8.3 | 2.34 | 67 | 54 | 210325928
GE | NS17H18SA4-**A | NCHC24BT4+TDR | NF97U070M3B-* | 18000 | 18000 | 16.4 | 13.5 | 8.1 | 2.1 | 62 | 47 | 210261954
GE | NS17H18SA4-**A | NCHC24BT4+TDR | NF97X060V3B-* | 18000 | 18000 | 16.4 | 13.5 | 8.1 | 2.08 | 62 | 47 | 210261953
GE | NS17H18SA4-**A | NCHC24BT4+TDR | NF97X040V3B-* | 18000 | 18000 | 16.4 | 13.5 | 8.1 | 2.08 | 62 | 47 | 210261952
GE | NS17H18SA4-**A | NCHC24BT4+TDR | NF80U090V4B-* | 18000 | 18000 | 16 | 13.5 | 8.1 | 2.08 | 63 | 48 | 210261951
GE | NS17H30SA4-**A | NCUC36BT4+TDR | NF97X060V3B-* | 29800 | 28200 | 15.8 | 13 | 8.1 | 2.26 | 65 | 51 | 210262348
GE | NS17H30SA4-**A | NCUC36BT4+TDR | NF97X040V3B-* | 30000 | 28200 | 16 | 13 | 8.1 | 2.28 | 65 | 51 | 210262347
GE | NS17H30SA4-**A | NCUC36BT4+TDR | NF80U090V4B-* | 30000 | 28200 | 16 | 13 | 8.1 | 2.28 | 65 | 51 | 210262346
GE | NS17H30SA4-**A | NCUC36BT4+TDR | NF96U070S3B-* | 29400 | 27800 | 15.6 | 13 | 8.1 | 2.26 | 65 | 51 | 210262344
GE | NS17H30SA4-**A | NCUC36BT4+TDR | NF80X080V4B-* | 30000 | 28000 | 16.2 | 13 | 8.1 | 2.3 | 66 | 52 | 210262345
GE | NS17H30SA4-**A | NCUC36BT4+TDR | NF96U045S3B-* | 29400 | 27800 | 15.6 | 12.5 | 8.1 | 2.26 | 66 | 53 | 210262343
GE | NS17H18SA4-**A | NCUU24AP4+TDR+TXV | NF80U045T3A-* | 18000 | 17400 | 16 | 13.5 | 8.1 | 2.06 | 63 | 48 | 210261885
GE | NS17H30SA4-**A | NCUU36AP4+TDR+TXV | NF80U045T3A-* | 29600 | 27800 | 16 | 13 | 8.1 | 2.28 | 65 | 51 | 210262253
GE | NS17H30SA4-**A | NCUU30BP4+TDR+TXV | NF80U090V4B-* | 29200 | 28000 | 15.6 | 13 | 8.1 | 2.18 | 66 | 52 | 210262247
GE | NS17H30SA4-**A | NCHC36CT4+TDR | NF95X100S5C-* | 29400 | 28800 | 15.4 | 12.5 | 8.5 | 2.24 | 65 | 51 | 210262285
GE | NS17H30SA4-**A | NCHC36CT4+TDR | NF95X080S4C-* | 28200 | 28000 | 15.4 | 12.5 | 8.3 | 2.22 | 66 | 52 | 210262284
GE | NS17H30SA4-**A | NCHC36CT4+TDR | NF80X100S5C-* | 28800 | 28400 | 15.4 | 12.5 | 8.3 | 2.22 | 66 | 52 | 210262283
LENNOX | EL17XP1-024-230A** | CHX35-30A-**-*+TDR | SL280UH070XV36A* | 23800 | 21800 | 16.4 | 13.5 | 8.1 | 2.12 | 63 | 49 | 210291352
LENNOX | EL17XP1-024-230A** | CHX35-30A-**-*+TDR | ML180UH070V36A* | 23600 | 21600 | 16.6 | 13.5 | 8.1 | 2.12 | 63 | 48 | 210291347
LENNOX | EL17XP1-024-230A** | CHX35-30A-**-*+TDR | SL280UH070V36A* | 23800 | 21800 | 16.4 | 13.5 | 8.1 | 2.12 | 63 | 49 | 210291351
LENNOX | EL17XP1-024-230A** | CHX35-30A-**-*+TDR | SL280UH060NV36A* | 23800 | 21600 | 16.8 | 14 | 8.1 | 2.14 | 63 | 48 | 210291350
LENNOX | EL17XP1-024-230A** | CHX35-30A-**-*+TDR | ML180UH045V36A* | 23600 | 21600 | 16.6 | 13.5 | 8.1 | 2.12 | 63 | 48 | 210291345
LENNOX | EL17XP1-024-230A** | CHX35-30A-**-*+TDR | ML180UH030V36A* | 23600 | 21600 | 16.6 | 13.5 | 8.1 | 2.12 | 63 | 48 | 210291341
LENNOX | EL17XP1-024-230A** | CHX35-30A-**-*+TDR | EL280UH045E36A* | 23600 | 21400 | 16.6 | 13.5 | 8.1 | 2.12 | 64 | 49 | 210291336
LENNOX | EL17XP1-024-230A** | CHX35-30A-**-*+TDR | EL280UH070E36A* | 24000 | 22000 | 16 | 13 | 8.1 | 2.12 | 64 | 49 | 210291338
LENNOX | EL17XP1-024-230A** | CHX35-30A-**-*+TDR | EL180UH060NE36A* | 23800 | 22000 | 16 | 13 | 8.1 | 2.1 | 63 | 48 | 210291335
LENNOX | EL17XP1-024-230A** | CHX35-30A-**-*+TDR | EL180UH040NE36A* | 23800 | 22000 | 16 | 13 | 8.1 | 2.1 | 63 | 48 | 210291333
LENNOX | EL17XP1-024-230A** | CH35-30A+TDR+TXV | SL280UH070V36A* | 23800 | 21800 | 16.4 | 13.5 | 8.1 | 2.12 | 63 | 49 | 210291198
LENNOX | ML17XP1-018-230A** | C35-24B+TDR+TXV | SLP99UH070XV36B* | 18000 | 17400 | 16.4 | 13.5 | 8.1 | 2.08 | 63 | 48 | 210039195
LENNOX | ML17XP1-018-230A** | C35-24B+TDR+TXV | SL280UH090V48B* | 18000 | 17800 | 16 | 13.5 | 8.1 | 2.06 | 63 | 48 | 210039189
LENNOX | ML17XP1-018-230A** | C35-24B+TDR+TXV | SL297UH060NV36B* | 18000 | 17400 | 16.4 | 13.5 | 8.1 | 2.06 | 63 | 48 | 210039193
LENNOX | ML17XP1-018-230A** | C35-24B+TDR+TXV | SL297UH040NV36B* | 18000 | 17400 | 16.4 | 13.5 | 8.1 | 2.06 | 63 | 48 | 210039191
LENNOX | ML17XP1-018-230A** | C35-24B+TDR+TXV | SL280UH080NV48B* | 18000 | 17600 | 16.4 | 13.5 | 8.1 | 2.12 | 64 | 49 | 210039184
LENNOX | ML17XP1-018-230A** | C35-24B+TDR+TXV | SL280UH090V36B* | 18000 | 17600 | 16.4 | 13.5 | 8.1 | 2.1 | 64 | 49 | 210039187
LENNOX | ML17XP1-018-230A** | C35-24B+TDR+TXV | ML296UH070XV36B* | 18000 | 17600 | 15.6 | 13 | 8.1 | 2.02 | 64 | 49 | 210039182
LENNOX | ML17XP1-018-230A** | C35-24B+TDR+TXV | ML296UH045XV36B* | 18000 | 17600 | 15.6 | 13 | 8.1 | 2.06 | 63 | 47 | 210039180
LENNOX | ML17XP1-018-230A** | C35-24B+TDR+TXV | ML193UH070XE36B* | 18000 | 17200 | 16.2 | 13.5 | 8.1 | 2.1 | 63 | 48 | 210039166
LENNOX | ML17XP1-018-230A** | C35-24B+TDR+TXV | ML180UH090V48B* | 18000 | 18000 | 15.6 | 13 | 8.1 | 2.04 | 63 | 48 | 210039161
LENNOX | ML17XP1-018-230A** | C35-24B+TDR+TXV | ML180UH070V48B* | 18000 | 17800 | 16.4 | 13.5 | 8.1 | 2.08 | 63 | 48 | 210039157
LENNOX | ML17XP1-018-230A** | C35-24B+TDR+TXV | ML193UH030XE36B* | 18000 | 17400 | 16 | 13.5 | 8.1 | 2.08 | 63 | 48 | 210039163
LENNOX | ML17XP1-018-230A** | C35-24B+TDR+TXV | ML180UH070V36B* | 18000 | 17000 | 16.4 | 14 | 8.1 | 2.08 | 62 | 47 | 210039154
LENNOX | ML17XP1-018-230A** | C35-24B+TDR+TXV | EL296UH070XV36B* | 18000 | 17400 | 16.4 | 13.5 | 8.1 | 2.08 | 63 | 48 | 210039151
LENNOX | ML17XP1-018-230A** | C35-24B+TDR+TXV | EL296UH045XV36B* | 18000 | 17400 | 16 | 13.5 | 8.1 | 2.06 | 63 | 48 | 210039148
LENNOX | ML17XP1-018-230A** | C35-24B+TDR+TXV | EL280UH090E36B* | 18000 | 17400 | 16.4 | 14 | 8.1 | 2.12 | 62 | 47 | 210039140
LENNOX | ML17XP1-018-230A** | C35-24A+TDR+TXV | SL280UH070XV36A* | 18000 | 17800 | 16 | 13.5 | 8.1 | 2.06 | 63 | 48 | 210039128
LENNOX | ML17XP1-018-230A** | C35-24A+TDR+TXV | SL280UH070V36A* | 18000 | 17800 | 16 | 13.5 | 8.1 | 2.06 | 63 | 48 | 210039127
LENNOX | ML17XP1-018-230A** | C35-24A+TDR+TXV | SL280UH060NV36A* | 18000 | 17400 | 16.6 | 14 | 8.1 | 2.1 | 62 | 47 | 210039125
LENNOX | ML17XP1-018-230A** | C35-24A+TDR+TXV | ML180UH030V36A* | 18000 | 17000 | 16.4 | 13.5 | 8.1 | 2.1 | 62 | 47 | 210039115
LENNOX | ML17XP1-018-230A** | C35-24A+TDR+TXV | EL280UH070XE36A* | 18000 | 17200 | 16.4 | 13.5 | 8.1 | 2.12 | 63 | 48 | 210039113
LENNOX | ML17XP1-018-230A** | C35-24A+TDR+TXV | ML180UH045V36A* | 18000 | 17000 | 16.4 | 13.5 | 8.1 | 2.1 | 62 | 47 | 210039118
LENNOX | ML17XP1-018-230A** | C35-24A+TDR+TXV | EL280UH070E36A* | 18000 | 17200 | 16.4 | 13.5 | 8.1 | 2.12 | 63 | 48 | 210039111
LENNOX | ML17XP1-018-230A** | C35-24A+TDR+TXV | EL280UH045E36A* | 18000 | 17400 | 16 | 13.5 | 8.1 | 2.06 | 63 | 48 | 210039109
ROYALTON | 4HP17L48P-**A | EA(C;U)1P49C+TDR+TXV | 80G2UH110CV20 | 48000 | 45500 | 15.2 | 12.5 | 8.1 | 2.26 | 69 | 56 | 210326784
ROYALTON | 4HP17L30P-**A | EA(C;U)1P36B+TDR+TXV | 80G2UH090BV16 | 30000 | 28200 | 16 | 13 | 8.1 | 2.28 | 65 | 51 | 210327111
ROYALTON | 4HP17L30P-**A | EA(C;U)1P36B+TDR+TXV | 92G1UH030BE12 | 29600 | 28000 | 15.8 | 13 | 8.1 | 2.26 | 65 | 51 | 210327109
ROYALTON | 4HP17L48P-**A | EAC4X49C+TDR | 96G1UH110CE20 | 48000 | 45000 | 15.2 | 12.5 | 8.1 | 2.26 | 69 | 56 | 210326839
ROYALTON | 4HP17L30P-**A | EA(C;U)1P36B+TDR+TXV | 80G1UH070BE12 | 29600 | 27800 | 16 | 13 | 8.1 | 2.26 | 65 | 51 | 210327108
ROYALTON | 4HP17L30P-**A | EA(C;U)1P36B+TDR+TXV | 96G2UH045BE12 | 29400 | 27800 | 15.8 | 13 | 8.1 | 2.24 | 65 | 51 | 210327106
ROYALTON | 4HP17L30P-**A | EA(C;U)1P36B+TDR+TXV | 80G2UH090BE12 | 29800 | 27800 | 16.2 | 13 | 8.1 | 2.3 | 65 | 51 | 210327105
ROYALTON | 4HP17L30P-**A | EA(C;U)1P36B+TDR+TXV | 95G1UH060BE12X | 29600 | 28000 | 15.8 | 13 | 8.1 | 2.26 | 65 | 51 | 210327104
ROYALTON | 4HP17L48P-**A | EAC4X49C+TDR | 92G1UH110CE20 | 47500 | 45000 | 15.4 | 12.5 | 8.1 | 2.24 | 68 | 56 | 210326838
ROYALTON | 4HP17L48P-**A | EAC4X49C+TDR | 80G1UH090CE20 | 48000 | 45000 | 15.6 | 13 | 8.1 | 2.26 | 68 | 56 | 210326837
ROYALTON | 4HP17L48P-**A | EAC4X48C+TDR | 80G2UH110CE16 | 47000 | 45000 | 15.2 | 12.5 | 8.1 | 2.2 | 68 | 54 | 210326834
ROYALTON | 4HP17L48P-**A | EAC4X48C+TDR | 92G1UH110CE16 | 46500 | 45000 | 15.2 | 12.5 | 8.1 | 2.18 | 68 | 54 | 210326833
ROYALTON | 4HP17L30P-**A | EAC4X36B+TDR | 96G2UH045BE12 | 29400 | 27800 | 15.8 | 13 | 8.1 | 2.24 | 65 | 51 | 210327198
ROYALTON | 4HP17L30P-**A | EAC4X36B+TDR | 80G2UH090BE12 | 29800 | 27800 | 16.2 | 13 | 8.1 | 2.3 | 65 | 51 | 210327197
ROYALTON | 4HP17L30P-**A | EAC4X36B+TDR | 95G1UH060BE12X | 29600 | 28000 | 15.8 | 13 | 8.1 | 2.26 | 65 | 51 | 210327196
ROYALTON | 4HP17L30P-**A | EAC4X36B+TDR | 96G1UH045BE12 | 29400 | 27800 | 15.6 | 12.5 | 8.1 | 2.26 | 66 | 53 | 210327193
ROYALTON | 4HP17L30P-**A | EAC4X30A+TDR | 80G2UH045AE12 | 29200 | 27800 | 15.8 | 13 | 8.1 | 2.24 | 65 | 51 | 210327157
ROYALTON | 4HP17L30P-**A | EA(C;U)1P36B+TDR+TXV | 96G2UH070BV12 | 30000 | 28000 | 16 | 13 | 8.1 | 2.28 | 66 | 52 | 210327113
ROYALTON | 4HP17L36P-**A | BCE5V36M*4X |  | 36000 | 34000 | 15.8 | 13 | 8.1 | 2.2 | 65 | 51 | 210326911
ROYALTON | 4HP17L30P-**A | EA(C;U)1P36B+TDR+TXV | 96G1UH070BE12 | 29400 | 27800 | 15.6 | 13 | 8.1 | 2.26 | 65 | 51 | 210327102
GE | NS17H30SA4-**A | NCHC36CT4+TDR | NF80X100V5C-* | 30000 | 29400 | 15.4 | 12.5 | 8.5 | 2.22 | 65 | 51 | 210262294
GE | NS17H30SA4-**A | NCUC36AT4+TDR | NF80U070V3A-* | 30000 | 28200 | 15.8 | 13 | 8.1 | 2.26 | 65 | 51 | 210262334
GE | NS17H18SA4-**A | NCHC24BT4+TDR | NF95X060S3B-* | 18000 | 17800 | 16.4 | 13.5 | 8.1 | 2.06 | 62 | 46 | 210261942
GE | NS17H30SA4-**A | NCUU30BP4+TDR+TXV | NF80X080V4B-* | 29200 | 27800 | 15.8 | 13 | 8.1 | 2.2 | 65 | 51 | 210262246
GE | NS17H30SA4-**A | NCUC36BT4+TDR | NF80U090S4B-* | 29200 | 27600 | 16.2 | 13 | 8.1 | 2.26 | 65 | 51 | 210262342
GE | NS17H18SA4-**A | NCUC24BT4+TDR | NF80U090V4B-* | 18000 | 17800 | 16 | 13.5 | 8.1 | 2.06 | 63 | 48 | 210261990
GE | NS17H18SA4-**A | NCUU24AP4+TDR+TXV | NF80U070T3A-* | 18000 | 17200 | 16.4 | 13.5 | 8.1 | 2.12 | 63 | 48 | 210261886
GE | NS17H24SA4-**A | NCHC30AT4+TDR | NF80U070T3A-* | 24000 | 22000 | 16 | 13 | 8.1 | 2.12 | 64 | 49 | 210262078
GE | NS17H18SA4-**A | NCHC24BT4+TDR | NF80X080V4B-* | 18000 | 18000 | 16.8 | 14 | 8.1 | 2.1 | 62 | 47 | 210261950
GE | NS17H30SA4-**A | NCUC36BT4+TDR | NF97U070M3B-* | 30000 | 28000 | 16 | 13 | 8.1 | 2.28 | 66 | 52 | 210262349
GE | NS17H18SA4-**A | NCUU30BP4+TDR+TXV | NF80X080V4B-* | 18000 | 17600 | 16.8 | 14 | 8.1 | 1.98 | 60 | 44 | 210261926
GE | NS17H48SA4-**A | NCUC60CT4+TDR | NF97X080V5C-* | 48000 | 47000 | 15.2 | 12.5 | 8.1 | 2.34 | 68 | 54 | 210262645
GE | NS17H48SA4-**A | NCUC60CT4+TDR | NF97U090M3C-* | 48000 | 46000 | 15.2 | 12.5 | 8.1 | 2.36 | 68 | 55 | 210262646
GE | NS17H48SA4-**A | NCUC60CT4+TDR | NF97X080V4C-* | 48000 | 47000 | 15.2 | 12.5 | 8.3 | 2.34 | 68 | 54 | 210262644
GE | NS17H48SA4-**A | NCUC60CT4+TDR | NF80X100V5C-* | 48000 | 47000 | 15.6 | 13 | 8.3 | 2.38 | 67 | 54 | 210262642
GE | NS17H48SA4-**A | NCUC60CT4+TDR | NF80U110V5C-* | 48000 | 47000 | 15.4 | 12.5 | 8.3 | 2.32 | 67 | 54 | 210262643
GE | NS17H48SA4-**A | NCUU49CP4+TDR+TXV | NF80U110T5C-* | 48000 | 45000 | 15.4 | 12.5 | 8.1 | 2.26 | 69 | 56 | 210262494
GE | NS17H48SA4-**A | NCUU49CP4+TDR+TXV | NF96U090V3C-* | 47500 | 45000 | 15.2 | 12.5 | 8.1 | 2.22 | 68 | 56 | 210262495
CONCORD | 4HP17L42P-**A | ED1P48C+TDR+TXV | 80G1DF110CE20 | 41000 | 42000 | 15.6 | 13 | 8.1 | 2.14 | 65 | 50 | 210325994
DUCANE | 4HP17L18P-**A | ED1P30/36B+TDR+TXV | 96G2DF070BE16 | 18000 | 18000 | 16 | 13.5 | 8.1 | 2.14 | 62 | 47 | 210325774
DUCANE | 4HP17L18P-**A | ED1P30/36B+TDR+TXV | 80G1DF070BE12 | 18000 | 17800 | 16 | 13.5 | 8.1 | 2.12 | 62 | 46 | 210325770
DUCANE | 4HP17L18P-**A | ED1P30/36B+TDR+TXV | 96G2DF045BE12 | 18000 | 18000 | 16.2 | 13.5 | 8.1 | 2.14 | 62 | 47 | 210325773
DUCANE | 4HP17L18P-**A | ED1P30/36B+TDR+TXV | 96G1DF045BE12 | 18000 | 17800 | 16.4 | 13.5 | 8.3 | 2.16 | 62 | 46 | 210325771
CONCORD | 4HP17L36P-**A | ED1P50/60C+TDR+TXV | 96G2DF110CV20 | 36000 | 32600 | 15.8 | 13 | 8.1 | 2.18 | 68 | 55 | 210326262
CONCORD | 4HP17L36P-**A | ED1P50/60C+TDR+TXV | 96G2DF090CV20 | 36000 | 32600 | 15.8 | 13 | 8.1 | 2.18 | 68 | 55 | 210326260
CONCORD | 4HP17L48P-**A | EA(C;U)1P60C+TDR+TXV | 80G2UH110CE20L | 48000 | 46500 | 15.6 | 13 | 8.3 | 2.38 | 68 | 54 | 210325862
CONCORD | 4HP17L48P-**A | EA(C;U)1P60C+TDR+TXV | 80G1UH090CE20 | 48000 | 46000 | 15.6 | 13 | 8.1 | 2.38 | 68 | 55 | 210325858
CONCORD | 4HP17L48P-**A | EA(C;U)1P60C+TDR+TXV | 80G2UH110CE20 | 48000 | 46500 | 15.6 | 13 | 8.3 | 2.38 | 68 | 54 | 210325861
CONCORD | 4HP17L48P-**A | EA(C;U)1P60C+TDR+TXV | 96G1UH110CE20 | 48000 | 46500 | 15.4 | 12.5 | 8.1 | 2.34 | 68 | 54 | 210325859
CONCORD | 4HP17L48P-**A | EA(C;U)1P60C+TDR+TXV | 95G1UH100CE20X | 48000 | 46000 | 15.2 | 12.5 | 8.1 | 2.38 | 68 | 55 | 210325860
CONCORD | 4HP17L48P-**A | EA(C;U)1P49C+TDR+TXV | 96G2UH090CV12 | 47500 | 45000 | 15.2 | 12.5 | 8.1 | 2.22 | 68 | 56 | 210325857
CONCORD | 4HP17L48P-**A | EA(C;U)1P49C+TDR+TXV | 80G2UH110CV20 | 48000 | 45500 | 15.2 | 12.5 | 8.1 | 2.26 | 69 | 56 | 210325856
CONCORD | 4HP17L42P-**A | ED1P48B+TDR+TXV | 80G1DF090BE16 | 40500 | 42000 | 15.4 | 13 | 8.1 | 2.12 | 65 | 50 | 210325990
MRCOOL | MHP17048A-**A | MCVP60CNPA+TDR+TXV | MGM96SE090C4XA | 48000 | 46000 | 15.4 | 12.5 | 8.1 | 2.36 | 68 | 55 | 210325985
GE | NS17H30SA4-**A | NCUU30AP4+TDR+TXV | NF80X060V3A-* | 29400 | 27800 | 16 | 13 | 8.1 | 2.24 | 65 | 51 | 210262234
GE | NS17H18SA4-**A | NCHC24AT4+TDR | NF80U045T3A-* | 18000 | 18000 | 16 | 13.5 | 8.1 | 2.02 | 61 | 46 | 210261933
LENNOX | ML17XP1-048-230A** | CBA38MV-048-230*+TDR |  | 47500 | 45000 | 15.2 | 12.5 | 8.5 | 2.28 | 68 | 54 | 210096180
LENNOX | ML17XP1-030-230A** | C35-36B+TDR+TXV | EL296UH070XV36B* | 30000 | 28000 | 16 | 13 | 8.1 | 2.28 | 66 | 52 | 210051565
LENNOX | ML17XP1-048-230A** | CX35-60C+TDR | SLP99UH090XV36C* | 48000 | 46000 | 15.2 | 12.5 | 8.1 | 2.36 | 68 | 55 | 210051385
LENNOX | ML17XP1-048-230A** | CX35-60C+TDR | SL280UH110XV60C* | 48000 | 47000 | 15.4 | 12.5 | 8.3 | 2.32 | 67 | 54 | 210051382
LENNOX | ML17XP1-048-230A** | CX35-60C+TDR | SL297UH080NV60C* | 48000 | 47000 | 15.2 | 12.5 | 8.1 | 2.34 | 68 | 54 | 210051384
LENNOX | ML17XP1-048-230A** | CX35-60C+TDR | SL280UH100NV60C* | 48000 | 47000 | 15.6 | 13 | 8.3 | 2.38 | 67 | 54 | 210051380
LENNOX | ML17XP1-048-230A** | CX35-60C+TDR | SL280UH090V60C* | 48000 | 47000 | 15.4 | 12.5 | 8.3 | 2.34 | 68 | 54 | 210051378
LENNOX | ML17XP1-048-230A** | CX35-60C+TDR | SL297UH080NV48C* | 48000 | 47000 | 15.2 | 12.5 | 8.3 | 2.34 | 68 | 54 | 210051383
LENNOX | ML17XP1-048-230A** | CX35-60C+TDR | SL280UH090XV60C* | 48000 | 47000 | 15.4 | 12.5 | 8.3 | 2.34 | 68 | 54 | 210051379
LENNOX | ML17XP1-048-230A** | CX35-60C+TDR | SL280UH080NV60C* | 48000 | 46500 | 15.8 | 13 | 8.3 | 2.38 | 68 | 54 | 210051377
LENNOX | ML17XP1-048-230A** | CX35-60C+TDR | SL280UH110V60C* | 48000 | 47000 | 15.4 | 12.5 | 8.3 | 2.32 | 67 | 54 | 210051381
LENNOX | ML17XP1-048-230A** | CX35-60C+TDR | ML296UH110XV60C* | 48000 | 47000 | 15.4 | 12.5 | 8.3 | 2.36 | 68 | 54 | 210051376
LENNOX | ML17XP1-048-230A** | CX35-60C+TDR | ML196UH110XE60C* | 48000 | 46500 | 15.4 | 12.5 | 8.1 | 2.34 | 68 | 54 | 210051374
LENNOX | ML17XP1-048-230A** | CX35-60C+TDR | ML193UH090XE48C* | 48000 | 46500 | 15.2 | 12.5 | 8.1 | 2.34 | 68 | 54 | 210051369
LENNOX | EL17XP1-048-230A** | C35-49C+TDR+TXV | SLP99UH090XV36C* | 47500 | 45000 | 15.2 | 12.5 | 8.1 | 2.22 | 68 | 56 | 210295429
LENNOX | EL17XP1-048-230A** | C35-49C+TDR+TXV | SL280UH100NV60C* | 48000 | 45500 | 15.4 | 12.5 | 8.1 | 2.26 | 69 | 56 | 210295424
LENNOX | EL17XP1-048-230A** | C35-49C+TDR+TXV | SL280UH110V60C* | 48000 | 45500 | 15.2 | 12.5 | 8.1 | 2.26 | 69 | 56 | 210295425
LENNOX | EL17XP1-048-230A** | C35-49C+TDR+TXV | SL280UH080NV60C* | 48000 | 45500 | 15.6 | 13 | 8.1 | 2.28 | 69 | 56 | 210295421
LENNOX | EL17XP1-048-230A** | C35-49C+TDR+TXV | ML196UH110XE60C* | 48000 | 45000 | 15.2 | 12.5 | 8.1 | 2.26 | 69 | 56 | 210295418
LENNOX | EL17XP1-048-230A** | C35-49C+TDR+TXV | SL280UH090V60C* | 48000 | 45500 | 15.2 | 12.5 | 8.1 | 2.26 | 69 | 56 | 210295422
LENNOX | EL17XP1-048-230A** | C35-49C+TDR+TXV | ML296UH110XV60C* | 48000 | 45500 | 15.2 | 12.5 | 8.1 | 2.24 | 69 | 56 | 210295420
LENNOX | EL17XP1-048-230A** | C35-49C+TDR+TXV | ML196UH090XE60C* | 47500 | 45000 | 15.2 | 12.5 | 8.1 | 2.22 | 68 | 56 | 210295417
LENNOX | EL17XP1-048-230A** | C35-49C+TDR+TXV | ML196UH090XE48C* | 47500 | 45000 | 15.2 | 12.5 | 8.1 | 2.24 | 69 | 56 | 210295416
LENNOX | EL17XP1-048-230A** | C35-49C+TDR+TXV | ML193UH110XE60C* | 47500 | 45000 | 15.4 | 12.5 | 8.1 | 2.24 | 68 | 56 | 210295415
LENNOX | EL17XP1-048-230A** | C35-49C+TDR+TXV | ML180UH110E60C* | 48000 | 45500 | 15.2 | 12.5 | 8.1 | 2.26 | 69 | 56 | 210295411
LENNOX | EL17XP1-048-230A** | C35-49C+TDR+TXV | ML193UH110XE48C* | 48000 | 45000 | 15.2 | 12.5 | 8.1 | 2.22 | 69 | 56 | 210295414
LENNOX | EL17XP1-048-230A** | C35-49C+TDR+TXV | ML180UH110V60C* | 48000 | 45500 | 15.4 | 12.5 | 8.1 | 2.26 | 69 | 56 | 210295412
LENNOX | EL17XP1-048-230A** | C35-49C+TDR+TXV | ML180UH090E60C* | 48000 | 45000 | 15.6 | 13 | 8.1 | 2.26 | 68 | 56 | 210295410
LENNOX | EL17XP1-048-230A** | C35-49C+TDR+TXV | EL296UH110XE60C* | 47500 | 45000 | 15.2 | 12.5 | 8.1 | 2.24 | 69 | 56 | 210295407
LENNOX | EL17XP1-048-230A** | C35-49C+TDR+TXV | EL296UH090XV36C* | 47500 | 45000 | 15.2 | 12.5 | 8.1 | 2.22 | 68 | 56 | 210295404
LENNOX | EL17XP1-048-230A** | C35-49C+TDR+TXV | EL296UH090XE48C* | 47500 | 45000 | 15.2 | 12.5 | 8.1 | 2.24 | 69 | 56 | 210295403
LENNOX | EL17XP1-048-230A** | C35-49C+TDR+TXV | EL196UH090XE48C* | 47500 | 45000 | 15.2 | 12.5 | 8.1 | 2.24 | 69 | 56 | 210295398
LENNOX | EL17XP1-048-230A** | C35-49C+TDR+TXV | EL280UH110E60C* | 48000 | 45000 | 15.4 | 12.5 | 8.1 | 2.26 | 69 | 56 | 210295401
LENNOX | EL17XP1-048-230A** | C35-49C+TDR+TXV | EL280UH110XE60C* | 48000 | 45000 | 15.4 | 12.5 | 8.1 | 2.26 | 69 | 56 | 210295402
LENNOX | EL17XP1-048-230A** | C35-49C+TDR+TXV | EL280UH110E48C* | 48000 | 45000 | 15.4 | 12.5 | 8.1 | 2.26 | 69 | 56 | 210295400
LENNOX | EL17XP1-048-230A** | C35-49C+TDR+TXV | EL196UH110XE60C* | 48000 | 45000 | 15.2 | 12.5 | 8.1 | 2.26 | 69 | 56 | 210295399
LENNOX | EL17XP1-048-230A** | C35-48C+TDR+TXV | ML196UH110XE60C* | 46500 | 45000 | 15.2 | 12.5 | 8.1 | 2.18 | 67 | 54 | 210295381
LENNOX | EL17XP1-048-230A** | C35-48C+TDR+TXV | SL280UH100NV60C* | 47500 | 45000 | 15.4 | 12.5 | 8.1 | 2.2 | 68 | 54 | 210295387
LENNOX | EL17XP1-048-230A** | C35-48C+TDR+TXV | SL280UH080NV60C* | 47500 | 45000 | 15.4 | 12.5 | 8.1 | 2.24 | 68 | 54 | 210295384
LENNOX | EL17XP1-048-230A** | C35-48C+TDR+TXV | ML196UH090XE60C* | 46500 | 44500 | 15.2 | 12.5 | 8.1 | 2.2 | 68 | 55 | 210295380
LENNOX | EL17XP1-048-230A** | C35-48C+TDR+TXV | ML193UH110XE48C* | 46500 | 45000 | 15.2 | 12.5 | 8.1 | 2.18 | 68 | 54 | 210295377
LENNOX | EL17XP1-048-230A** | C35-48C+TDR+TXV | ML193UH110XE60C* | 46500 | 44500 | 15.4 | 12.5 | 8.1 | 2.18 | 68 | 55 | 210295378
LENNOX | EL17XP1-048-230A** | C35-48C+TDR+TXV | ML180UH110V60C* | 47500 | 45000 | 15.4 | 12.5 | 8.1 | 2.22 | 68 | 54 | 210295375
LENNOX | EL17XP1-048-230A** | C35-48C+TDR+TXV | ML180UH090E60C* | 46500 | 44500 | 15.4 | 12.5 | 8.1 | 2.22 | 68 | 55 | 210295373
LENNOX | EL17XP1-048-230A** | C35-48C+TDR+TXV | EL280UH110E48C* | 47000 | 45000 | 15.2 | 12.5 | 8.1 | 2.2 | 68 | 54 | 210295363
LENNOX | EL17XP1-048-230A** | C35-48C+TDR+TXV | EL296UH110XE60C* | 46500 | 45000 | 15.2 | 12.5 | 8.1 | 2.18 | 67 | 54 | 210295370
LENNOX | EL17XP1-048-230A** | C35-48C+TDR+TXV | EL280UH110XE60C* | 46500 | 44500 | 15.6 | 12.5 | 8.1 | 2.2 | 67 | 54 | 210295365
LENNOX | ML17XP1-030-230A** | CR33-30/36B+TDR+TXV | EL280DF090E48B* | 28000 | 29000 | 15.4 | 12.5 | 8.5 | 2.24 | 64 | 50 | 210047119
LENNOX | ML17XP1-030-230A** | CR33-30/36B+TDR+TXV | EL296DF045XE36B* | 27800 | 29000 | 15.2 | 12.5 | 8.5 | 2.2 | 64 | 50 | 210047120
LENNOX | ML17XP1-030-230A** | CHX35-36C-**-*+TDR | SLP99UH090XV48C* | 28600 | 28200 | 15.6 | 13 | 8.3 | 2.22 | 65 | 51 | 210047115
LENNOX | ML17XP1-030-230A** | CHX35-36C-**-*+TDR | SLP99UH110XV60C* | 30000 | 29200 | 15.2 | 12.5 | 8.5 | 2.22 | 66 | 52 | 210047118
LENNOX | ML17XP1-030-230A** | CHX35-36C-**-*+TDR | SLP99UH090XV36C* | 28800 | 28200 | 15.6 | 12.5 | 8.3 | 2.22 | 66 | 52 | 210047113
LENNOX | ML17XP1-030-230A** | CHX35-36C-**-*+TDR | SL297UH080NV48C* | 29000 | 28400 | 15.6 | 12.5 | 8.3 | 2.2 | 65 | 51 | 210047110
LENNOX | ML17XP1-030-230A** | CHX35-36C-**-*+TDR | SL280UH100NV60C* | 30000 | 29400 | 15.4 | 12.5 | 8.5 | 2.22 | 65 | 51 | 210047106
LENNOX | ML17XP1-030-230A** | CHX35-36C-**-*+TDR | SL280UH080NV60C* | 30000 | 29000 | 15.6 | 13 | 8.5 | 2.24 | 66 | 52 | 210047102
LENNOX | ML17XP1-030-230A** | CHX35-36C-**-*+TDR | ML296UH110XV60C* | 29600 | 28800 | 15.6 | 13 | 8.5 | 2.24 | 65 | 51 | 210047101
LENNOX | ML17XP1-030-230A** | CHX35-36C-**-*+TDR | ML296UH090XV48C* | 28600 | 28200 | 15.4 | 12.5 | 8.3 | 2.24 | 66 | 52 | 210047099
LENNOX | ML17XP1-030-230A** | CHX35-36C-**-*+TDR | ML196UH110XE60C* | 29400 | 28800 | 15.6 | 12.5 | 8.5 | 2.26 | 65 | 51 | 210047098
LENNOX | ML17XP1-030-230A** | CHX35-36C-**-*+TDR | ML196UH090XE60C* | 29200 | 28600 | 15.6 | 12.5 | 8.5 | 2.24 | 66 | 52 | 210047097
LENNOX | ML17XP1-030-230A** | CHX35-36C-**-*+TDR | ML193UH110XE60C* | 29200 | 28600 | 15.6 | 12.5 | 8.5 | 2.24 | 66 | 52 | 210047094
LENNOX | ML17XP1-030-230A** | CHX35-36C-**-*+TDR | ML193UH090XE48C* | 28800 | 28400 | 15.6 | 12.5 | 8.3 | 2.24 | 65 | 51 | 210047092
LENNOX | ML17XP1-030-230A** | CHX35-36C-**-*+TDR | ML196UH090XE36C* | 28800 | 28400 | 15.4 | 12.5 | 8.3 | 2.22 | 65 | 51 | 210047095
LENNOX | ML17XP1-030-230A** | CHX35-36C-**-*+TDR | ML193UH110XE48C* | 28800 | 28200 | 15.8 | 13 | 8.3 | 2.24 | 66 | 52 | 210047093
LENNOX | ML17XP1-030-230A** | CHX35-36C-**-*+TDR | ML193UH090XE36C* | 28800 | 28200 | 15.6 | 13 | 8.3 | 2.24 | 66 | 52 | 210047090
LENNOX | ML17XP1-030-230A** | CHX35-36C-**-*+TDR | ML180UH090E60C* | 29400 | 28600 | 15.8 | 13 | 8.5 | 2.26 | 66 | 52 | 210047084
LENNOX | ML17XP1-030-230A** | CHX35-36C-**-*+TDR | EL296UH110XE60C* | 29400 | 28800 | 15.6 | 12.5 | 8.5 | 2.24 | 65 | 51 | 210047081
LENNOX | ML17XP1-030-230A** | CHX35-36C-**-*+TDR | EL296UH090XE48C* | 28600 | 28000 | 15.8 | 13 | 8.3 | 2.26 | 66 | 52 | 210047076
LENNOX | ML17XP1-030-230A** | CHX35-36C-**-*+TDR | EL296UH090XV48C* | 28600 | 28200 | 15.6 | 13 | 8.3 | 2.22 | 65 | 51 | 210047078
LENNOX | ML17XP1-030-230A** | CHX35-36C-**-*+TDR | EL296UH090XV36C* | 28800 | 28200 | 15.6 | 12.5 | 8.3 | 2.22 | 66 | 52 | 210047077
LENNOX | ML17XP1-030-230A** | CHX35-36C-**-*+TDR | ML180UH110E60C* | 29000 | 28400 | 15.6 | 13 | 8.3 | 2.22 | 65 | 51 | 210047085
LENNOX | ML17XP1-030-230A** | CHX35-36C-**-*+TDR | ML180UH110V60C* | 30000 | 29200 | 15.6 | 12.5 | 8.5 | 2.24 | 65 | 51 | 210047087
LENNOX | ML17XP1-030-230A** | CHX35-36C-**-*+TDR | EL296UH110XV48C* | 29000 | 28400 | 15.6 | 12.5 | 8.3 | 2.22 | 65 | 51 | 210047082
LENNOX | ML17XP1-030-230A** | CHX35-36C-**-*+TDR | EL296UH110XV60C* | 30000 | 29200 | 15.2 | 12.5 | 8.5 | 2.22 | 66 | 52 | 210047083
GE | NS17H18SA4-**A | NCUC24BT4+TDR | NF97U070M3B-* | 18000 | 17400 | 16.4 | 13.5 | 8.1 | 2.08 | 63 | 48 | 210261993
GE | NS17H18SA4-**A | NCUC24BT4+TDR | NF97X060V3B-* | 18000 | 17400 | 16.4 | 13.5 | 8.1 | 2.06 | 63 | 48 | 210261992
GE | NS17H18SA4-**A | NCUC24BT4+TDR | NF97X040V3B-* | 18000 | 17400 | 16.4 | 13.5 | 8.1 | 2.06 | 63 | 48 | 210261991
GE | NS17H18SA4-**A | NCUU24AP4+TDR+TXV | NF80U070V3A-* | 18000 | 17800 | 16 | 13.5 | 8.1 | 2.06 | 63 | 48 | 210261891
GE | NS17H18SA4-**A | NCUU24AP4+TDR+TXV | NF80X060V3A-* | 18000 | 17400 | 16.6 | 14 | 8.1 | 2.1 | 62 | 47 | 210261890
LENNOX | EL17XP1-048-230A** | CX35-60C+TDR | ML180UH090E60C* | 48000 | 46000 | 15.6 | 13 | 8.1 | 2.38 | 68 | 55 | 210295833
LENNOX | EL17XP1-048-230A** | CX35-60C+TDR | EL296UH110XV48C* | 48000 | 47000 | 15.2 | 12.5 | 8.1 | 2.34 | 68 | 54 | 210295831
LENNOX | EL17XP1-048-230A** | CX35-60C+TDR | EL296UH110XE60C* | 48000 | 46000 | 15.4 | 12.5 | 8.1 | 2.38 | 68 | 55 | 210295830
LENNOX | EL17XP1-048-230A** | CX35-60C+TDR | EL296UH090XV36C* | 48000 | 46000 | 15.2 | 12.5 | 8.1 | 2.36 | 68 | 55 | 210295827
LENNOX | EL17XP1-048-230A** | CX35-60C+TDR | EL280UH110XE60C* | 48000 | 46500 | 15.6 | 13 | 8.3 | 2.38 | 68 | 54 | 210295825
LENNOX | EL17XP1-048-230A** | CX35-60C+TDR | EL296UH090XE48C* | 48000 | 46000 | 15.4 | 12.5 | 8.1 | 2.34 | 68 | 55 | 210295826
LENNOX | EL17XP1-048-230A** | CX35-60C+TDR | EL280UH110E60C* | 48000 | 46500 | 15.6 | 13 | 8.3 | 2.38 | 68 | 54 | 210295824
LENNOX | EL17XP1-048-230A** | CX35-60C+TDR | EL280UH110E48C* | 48000 | 46500 | 15.6 | 13 | 8.3 | 2.36 | 68 | 54 | 210295823
LENNOX | EL17XP1-048-230A** | CX35-60C+TDR | EL195UH100NE60C* | 48000 | 46000 | 15.2 | 12.5 | 8.1 | 2.38 | 68 | 55 | 210295820
LENNOX | EL17XP1-048-230A** | CX35-60C+TDR | EL196UH110XE60C* | 48000 | 46500 | 15.4 | 12.5 | 8.1 | 2.34 | 68 | 54 | 210295822
LENNOX | EL17XP1-048-230A** | CX35-60C+TDR | EL196UH090XE48C* | 48000 | 46000 | 15.4 | 12.5 | 8.1 | 2.36 | 68 | 55 | 210295821
LENNOX | EL17XP1-048-230A** | CX35-50/60C+TDR | SL280UH080NV60C* | 47000 | 45000 | 15.2 | 12.5 | 8.1 | 2.2 | 68 | 54 | 210295807
LENNOX | EL17XP1-048-230A** | C35-50/60C+TDR+TXV | EL280UH110XE60C* | 46500 | 45000 | 15.2 | 12.5 | 8.1 | 2.18 | 67 | 54 | 210295437
LENNOX | EL17XP1-048-230A** | C35-50/60C+TDR+TXV | EL280UH110E60C* | 46500 | 45000 | 15.2 | 12.5 | 8.1 | 2.18 | 67 | 54 | 210295436
LENNOX | EL17XP1-048-230A** | C35-49C+TDR+TXV | SL280UH110XV60C* | 48000 | 45500 | 15.2 | 12.5 | 8.1 | 2.26 | 69 | 56 | 210295426
LENNOX | EL17XP1-048-230A** | C35-49C+TDR+TXV | SL280UH090XV60C* | 48000 | 45500 | 15.2 | 12.5 | 8.1 | 2.26 | 69 | 56 | 210295423
LENNOX | ML17XP1-030-230A** | CX35-36A+TDR | ML180UH030V36A* | 30000 | 28200 | 16 | 13 | 8.1 | 2.28 | 65 | 51 | 210047224
LENNOX | ML17XP1-030-230A** | CX35-36A+TDR | EL280UH070XE36A* | 29600 | 27800 | 16 | 13 | 8.1 | 2.26 | 65 | 51 | 210047223
LENNOX | ML17XP1-030-230A** | CX35-36A+TDR | EL280UH045E36A* | 29600 | 27800 | 16 | 13 | 8.1 | 2.28 | 65 | 51 | 210047220
LENNOX | ML17XP1-030-230A** | CX35-36A+TDR | EL280UH070E36A* | 29600 | 27800 | 16 | 13 | 8.1 | 2.26 | 65 | 51 | 210047222
LENNOX | ML17XP1-030-230A** | CX35-30B+TDR | SL280UH090V48B* | 29200 | 28000 | 15.6 | 13 | 8.1 | 2.18 | 66 | 52 | 210047213
LENNOX | ML17XP1-030-230A** | CX35-30B+TDR | SL280UH080NV48B* | 29200 | 27800 | 15.8 | 13 | 8.1 | 2.2 | 65 | 51 | 210047211
LENNOX | ML17XP1-030-230A** | CX35-30B+TDR | SL280UH090V36B* | 29400 | 27800 | 16 | 13 | 8.1 | 2.2 | 65 | 51 | 210047212
LENNOX | ML17XP1-030-230A** | CX35-30B+TDR | ML180UH070V48B* | 29400 | 28000 | 15.8 | 13 | 8.1 | 2.22 | 66 | 52 | 210047198
LENNOX | ML17XP1-030-230A** | CX35-30B+TDR | ML180UH070V36B* | 29200 | 28000 | 15.8 | 13 | 8.1 | 2.22 | 66 | 52 | 210047197
LENNOX | ML17XP1-030-230A** | CX35-30B+TDR | EL280UH090E36B* | 29200 | 27800 | 15.8 | 13 | 8.1 | 2.24 | 65 | 51 | 210047184
LENNOX | ML17XP1-030-230A** | CX35-30A+TDR | SL280UH060NV36A* | 29400 | 27800 | 16 | 13 | 8.1 | 2.24 | 65 | 51 | 210047170
LENNOX | ML17XP1-030-230A** | CR33-30/36C+TDR+TXV | SL280DF110V60C* | 29000 | 29800 | 15.2 | 12.5 | 8.5 | 2.18 | 64 | 49 | 210047147
LENNOX | ML17XP1-030-230A** | CR33-30/36C+TDR+TXV | ML196DF110XE60C* | 28400 | 29400 | 15.4 | 12.5 | 8.5 | 2.2 | 63 | 48 | 210047143
LENNOX | ML17XP1-030-230A** | CR33-30/36C+TDR+TXV | ML196DF090XE48C* | 28000 | 29000 | 15.6 | 12.5 | 8.5 | 2.22 | 63 | 49 | 210047142
LENNOX | ML17XP1-030-230A** | CR33-30/36C+TDR+TXV | ML193DF090XE48C* | 28000 | 29000 | 15.6 | 12.5 | 8.5 | 2.22 | 63 | 49 | 210047140
LENNOX | ML17XP1-030-230A** | CR33-30/36C+TDR+TXV | ML180DF110E60C* | 28200 | 29000 | 15.6 | 12.5 | 8.5 | 2.24 | 63 | 49 | 210047139
LENNOX | ML17XP1-030-230A** | CR33-30/36C+TDR+TXV | EL296DF110XE60C* | 28200 | 29200 | 15.2 | 12.5 | 8.5 | 2.22 | 64 | 50 | 210047137
LENNOX | ML17XP1-030-230A** | CR33-30/36C+TDR+TXV | EL296DF090XE48C* | 27600 | 28600 | 15.4 | 12.5 | 8.5 | 2.24 | 64 | 50 | 210047135
LENNOX | ML17XP1-030-230A** | CR33-30/36B+TDR+TXV | SL280DF060NV36B* | 28000 | 29200 | 15.2 | 12.5 | 8.5 | 2.2 | 64 | 49 | 210047131
LENNOX | ML17XP1-030-230A** | CR33-30/36B+TDR+TXV | SL280DF090V48B* | 28000 | 29000 | 15.2 | 12.5 | 8.5 | 2.22 | 64 | 50 | 210047133
LENNOX | ML17XP1-030-230A** | CR33-30/36B+TDR+TXV | ML196DF070XE48B* | 27800 | 29000 | 15.2 | 12.5 | 8.5 | 2.2 | 63 | 49 | 210047130
LENNOX | ML17XP1-030-230A** | CR33-30/36B+TDR+TXV | ML196DF045XE36B* | 27600 | 28800 | 15.4 | 12.5 | 8.5 | 2.2 | 64 | 49 | 210047128
LENNOX | ML17XP1-030-230A** | CR33-30/36B+TDR+TXV | ML193DF070XE36B* | 27600 | 28800 | 15.4 | 12.5 | 8.5 | 2.22 | 64 | 49 | 210047127
LENNOX | ML17XP1-030-230A** | CR33-30/36B+TDR+TXV | ML193DF045XE36B* | 27600 | 28800 | 15.4 | 12.5 | 8.5 | 2.2 | 64 | 49 | 210047126
LENNOX | ML17XP1-030-230A** | CR33-30/36B+TDR+TXV | ML180DF090E48B* | 28200 | 29000 | 15.6 | 12.5 | 8.5 | 2.24 | 64 | 50 | 210047125
LENNOX | ML17XP1-030-230A** | CR33-30/36B+TDR+TXV | ML180DF070E36B* | 27800 | 29000 | 15.4 | 12.5 | 8.5 | 2.22 | 63 | 49 | 210047124
ARMSTRONG AIR | 4SHP17LE148P-**A | EA(C;U)1P50/60C+TDR+TXV | A80UH2E110C20 | 46500 | 45000 | 15.2 | 12.5 | 8.1 | 2.18 | 67 | 54 | 210329148
ARMSTRONG AIR | 4SHP17LE148P-**A | EA(C;U)1P60C+TDR+TXV | A97US2V080C16X | 48000 | 47000 | 15.2 | 12.5 | 8.3 | 2.34 | 68 | 54 | 210329144
ARMSTRONG AIR | 4SHP17LE148P-**A | EA(C;U)1P60C+TDR+TXV | A97USMV090C12 | 48000 | 46000 | 15.2 | 12.5 | 8.1 | 2.36 | 68 | 55 | 210329146
ARMSTRONG AIR | 4SHP17LE148P-**A | EA(C;U)1P60C+TDR+TXV | A96US2V090C12 | 48000 | 46000 | 15.2 | 12.5 | 8.1 | 2.36 | 68 | 55 | 210329145
ARMSTRONG AIR | 4SHP17LE148P-**A | EA(C;U)1P60C+TDR+TXV | A96US2V110C16 | 48000 | 47000 | 15.2 | 12.5 | 8.1 | 2.34 | 68 | 54 | 210329143
ARMSTRONG AIR | 4SHP17LE148P-**A | EA(C;U)1P49C+TDR+TXV | A80UH1E090C20 | 48000 | 45000 | 15.6 | 13 | 8.1 | 2.26 | 68 | 56 | 210329109
ARMSTRONG AIR | 4SHP17LE148P-**A | EA(C;U)1P48B+TDR+TXV | A80US2V100C20X | 47500 | 45000 | 15.4 | 12.5 | 8.1 | 2.2 | 68 | 54 | 210329106
ARMSTRONG AIR | 4SHP17LE148P-**A | EA(C;U)1P48B+TDR+TXV | A93UH1E110C16 | 46500 | 45000 | 15.2 | 12.5 | 8.1 | 2.18 | 68 | 54 | 210329102
ARMSTRONG AIR | 4SHP17LE148P-**A | EA(C;U)1P48B+TDR+TXV | A80US2V080C20X | 47500 | 45000 | 15.4 | 12.5 | 8.1 | 2.24 | 68 | 54 | 210329105
ARMSTRONG AIR | 4SHP17LE148P-**A | EA(C;U)1P48B+TDR+TXV | A80UH2E110C16 | 47000 | 45000 | 15.2 | 12.5 | 8.1 | 2.2 | 68 | 54 | 210329103
ARMSTRONG AIR | 4SHP17LE142P-**A | BCE7E42M*4X |  | 41000 | 40000 | 15.6 | 13 | 8.3 | 2.18 | 65 | 55 | 210329181
ARMSTRONG AIR | 4SHP17LE148P-**A | ED1P50/60C+TDR+TXV | A96DF1E090C16 | 47000 | 45000 | 15.2 | 12.5 | 8.1 | 2.2 | 67 | 54 | 210329175
ARMSTRONG AIR | 4SHP17LE148P-**A | ED1P50/60C+TDR+TXV | A80DS2V110C20 | 48000 | 45500 | 15.2 | 12.5 | 8.1 | 2.2 | 67 | 54 | 210329176
ARMSTRONG AIR | 4SHP17LE148P-**A | ED1P50/60C+TDR+TXV | A93DF1E090C16 | 47000 | 45000 | 15.2 | 12.5 | 8.1 | 2.18 | 67 | 54 | 210329174
ALLIED | 4HP17L18P-**A | EA(C;U)1P24B+TDR+TXV | 80G2UH090BV16 | 18000 | 17800 | 16 | 13.5 | 8.1 | 2.06 | 63 | 48 | 210328952
ALLIED | 4HP17L18P-**A | EA(C;U)1P24B+TDR+TXV | 96G2UH070BV12 | 18000 | 17400 | 16.4 | 13.5 | 8.1 | 2.08 | 63 | 48 | 210328950
LENNOX | EL17XP1-036-230A** | CX35-50/60C+TDR | SL280UH100NV60C* | 36000 | 33400 | 16.2 | 13 | 8.1 | 2.14 | 66 | 52 | 210293701
LENNOX | ML17XP1-018-230A** | CH35-24B+TDR+TXV | EL296UH070XV36B* | 18000 | 18000 | 16.4 | 13.5 | 8.1 | 2.1 | 62 | 47 | 210039341
LENNOX | ML17XP1-018-230A** | CH35-24B+TDR+TXV | ML180UH070V48B* | 18000 | 18000 | 16.4 | 14 | 8.1 | 2.1 | 63 | 48 | 210039346
LENNOX | ML17XP1-018-230A** | CH35-24B+TDR+TXV | ML180UH090V48B* | 18000 | 18000 | 16 | 13.5 | 8.1 | 2.06 | 63 | 48 | 210039348
LENNOX | ML17XP1-018-230A** | CH35-24B+TDR+TXV | ML193UH070XE36B* | 18000 | 17800 | 16.4 | 13.5 | 8.1 | 2.1 | 62 | 46 | 210039352
LENNOX | ML17XP1-018-230A** | CH35-24B+TDR+TXV | ML196UH030XE36B* | 18000 | 18000 | 15.6 | 13 | 8.1 | 2.06 | 62 | 47 | 210039353
LENNOX | ML17XP1-018-230A** | CH35-24B+TDR+TXV | SL280UH080NV48B* | 18000 | 18000 | 16.8 | 14 | 8.1 | 2.1 | 62 | 47 | 210039361
LENNOX | ML17XP1-018-230A** | CH35-24B+TDR+TXV | SL280UH090V36B* | 18000 | 18000 | 16.8 | 14 | 8.1 | 2.08 | 62 | 47 | 210039362
LENNOX | ML17XP1-018-230A** | CH35-24B+TDR+TXV | ML296UH070XV36B* | 18000 | 18000 | 15.8 | 13 | 8.1 | 2.06 | 63 | 48 | 210039360
LENNOX | ML17XP1-018-230A** | CH35-24B+TDR+TXV | ML196UH070XE36B* | 18000 | 17800 | 16 | 13.5 | 8.1 | 2.06 | 62 | 46 | 210039356
LENNOX | ML17XP1-018-230A** | CH35-24B+TDR+TXV | ML180UH070E36B* | 18000 | 17800 | 16.4 | 13.5 | 8.1 | 2.1 | 62 | 46 | 210039342
LENNOX | ML17XP1-018-230A** | CH35-24B+TDR+TXV | ML180UH070V36B* | 18000 | 17600 | 16.4 | 13.5 | 8.1 | 2.12 | 61 | 45 | 210039344
AC PRO | 4HP17L18P-**A | EA(C;U)1P24B+TDR+TXV | 92G1UH030BE12 | 18000 | 17400 | 16 | 13.5 | 8.1 | 2.08 | 63 | 48 | 210328169
AC PRO | 4HP17L18P-**A | EA(C;U)1P24B+TDR+TXV | 96G2UH045BV12 | 18000 | 17400 | 16 | 13.5 | 8.1 | 2.06 | 63 | 48 | 210328171
AC PRO | 4HP17L18P-**A | EA(C;U)1P24B+TDR+TXV | 96G2UH070BV12 | 18000 | 17400 | 16.4 | 13.5 | 8.1 | 2.08 | 63 | 48 | 210328172
LENNOX | ML17XP1-018-230A** | CH35-24B+TDR+TXV | EL296UH045XV36B* | 18000 | 18000 | 16.4 | 13.5 | 8.1 | 2.06 | 62 | 47 | 210039339
AC PRO | 4HP17L18P-**A | EA(C;U)1P24B+TDR+TXV | 92G1UH070BE12 | 18000 | 17200 | 16.2 | 13.5 | 8.1 | 2.1 | 63 | 48 | 210328165
AC PRO | 4HP17L18P-**A | EA(C;U)1P24B+TDR+TXV | 80G2UH090BE12 | 18000 | 17400 | 16.4 | 14 | 8.1 | 2.12 | 62 | 47 | 210328167
LENNOX | ML17XP1-018-230A** | CH35-24B+TDR+TXV | EL296UH070XE36B* | 18000 | 17600 | 16 | 13.5 | 8.1 | 2.06 | 63 | 47 | 210039340
LENNOX | ML17XP1-018-230A** | CH35-24B+TDR+TXV | ML193UH045XE36B* | 18000 | 18000 | 16.4 | 13.5 | 8.1 | 2.08 | 61 | 46 | 210039351
LENNOX | ML17XP1-018-230A** | CH35-24B+TDR+TXV | ML196UH045XE36B* | 18000 | 17800 | 16 | 13.5 | 8.1 | 2.06 | 62 | 46 | 210039355
LENNOX | ML17XP1-018-230A** | CH35-24B+TDR+TXV | ML193UH030XE36B* | 18000 | 18000 | 16 | 13.5 | 8.1 | 2.08 | 62 | 47 | 210039350
LENNOX | ML17XP1-018-230A** | CH35-24B+TDR+TXV | ML296UH045XV36B* | 18000 | 18000 | 16 | 13.5 | 8.1 | 2.06 | 62 | 47 | 210039359
LENNOX | ML17XP1-018-230A** | CH35-24B+TDR+TXV | SL280UH090V48B* | 18000 | 18000 | 16 | 13.5 | 8.1 | 2.08 | 63 | 48 | 210039364
LENNOX | ML17XP1-018-230A** | CH35-24B+TDR+TXV | SL297UH040NV36B* | 18000 | 18000 | 16.4 | 13.5 | 8.1 | 2.08 | 62 | 47 | 210039365
LENNOX | ML17XP1-018-230A** | CH35-24B+TDR+TXV | SLP99UH070XV36B* | 18000 | 18000 | 16.4 | 13.5 | 8.1 | 2.1 | 62 | 47 | 210039369
LENNOX | ML17XP1-018-230A** | CH35-24B+TDR+TXV | SL297UH060NV36B* | 18000 | 18000 | 16.4 | 13.5 | 8.1 | 2.08 | 62 | 47 | 210039367
LENNOX | ML17XP1-018-230A** | CH35-30B+TDR+TXV | ML180UH070V48B* | 18000 | 17800 | 16.8 | 14 | 8.1 | 1.98 | 61 | 45 | 210039391
LENNOX | ML17XP1-018-230A** | CH35-30B+TDR+TXV | SL280UH080NV48B* | 18000 | 17600 | 16.8 | 14 | 8.1 | 2 | 61 | 45 | 210039406
LENNOX | ML17XP1-018-230A** | CH35-30B+TDR+TXV | SL280UH090V36B* | 18000 | 17600 | 16.05 | 12.95 | 8.1 | 2 | 61 | 45 | 210039407
LENNOX | ML17XP1-018-230A** | CH35-30B+TDR+TXV | SL297UH060NV36B* | 18000 | 17400 | 16.8 | 14 | 8.1 | 2.02 | 61 | 45 | 210039410
LENNOX | ML17XP1-018-230A** | CHX35-24A-**-*+TDR | EL280UH070E36A* | 18000 | 17800 | 16.4 | 13.5 | 8.1 | 2.06 | 62 | 46 | 210039416
LENNOX | ML17XP1-018-230A** | CHX35-24A-**-*+TDR | EL280UH045E36A* | 18000 | 18000 | 16 | 13.5 | 8.1 | 2.02 | 61 | 46 | 210039415
LENNOX | ML17XP1-018-230A** | CHX35-24A-**-*+TDR | ML180UH030V36A* | 18000 | 17600 | 16.4 | 13.5 | 8.1 | 2.08 | 61 | 45 | 210039419
LENNOX | ML17XP1-018-230A** | CHX35-24A-**-*+TDR | EL280UH070XE36A* | 18000 | 17800 | 16.4 | 13.5 | 8.1 | 2.06 | 62 | 46 | 210039418
LENNOX | ML17XP1-018-230A** | CHX35-24A-**-*+TDR | ML180UH045V36A* | 18000 | 17600 | 16.4 | 13.5 | 8.1 | 2.08 | 61 | 45 | 210039423
AC PRO | 4HP17L30P-**A | EA(C;U)1P36B+TDR+TXV | 92G1UH045BE12 | 29400 | 27800 | 15.8 | 13 | 8.1 | 2.26 | 65 | 51 | 210327877
AC PRO | 4HP17L30P-**A | EA(C;U)1P36B+TDR+TXV | 92G1UH070BE12 | 29400 | 27600 | 16 | 13 | 8.1 | 2.28 | 66 | 52 | 210327878
AC PRO | 4HP17L30P-**A | EA(C;U)1P36B+TDR+TXV | 96G1UH045BE12 | 29400 | 27800 | 15.6 | 12.5 | 8.1 | 2.26 | 66 | 53 | 210327879
AC PRO | 4HP17L30P-**A | EA(C;U)1P36B+TDR+TXV | 95G1UH060BE12X | 29600 | 28000 | 15.8 | 13 | 8.1 | 2.26 | 65 | 51 | 210327882
AC PRO | 4HP17L30P-**A | EA(C;U)1P36B+TDR+TXV | 80G2UH090BE12 | 29800 | 27800 | 16.2 | 13 | 8.1 | 2.3 | 65 | 51 | 210327883
AC PRO | 4HP17L30P-**A | EA(C;U)1P36B+TDR+TXV | 96G2UH045BE12 | 29400 | 27800 | 15.8 | 13 | 8.1 | 2.24 | 65 | 51 | 210327884
AC PRO | 4HP17L30P-**A | ED1P30/36B+TDR+TXV | 80G1DF090BE16 | 28200 | 29000 | 15.6 | 12.5 | 8.5 | 2.24 | 64 | 50 | 210327914
AC PRO | 4HP17L30P-**A | ED1P30/36B+TDR+TXV | 96G1DF070BE16 | 27800 | 29000 | 15.2 | 12.5 | 8.5 | 2.2 | 63 | 49 | 210327915
AC PRO | 4HP17L30P-**A | ED1P30/36B+TDR+TXV | 80G2DF090BE16 | 28000 | 29000 | 15.4 | 12.5 | 8.5 | 2.24 | 64 | 50 | 210327916
ARMSTRONG AIR | 4SHP17LE136P-**A | BCE7E36M*4X |  | 34800 | 34800 | 16 | 13 | 8.5 | 2.28 | 67 | 53 | 210329215
ARMSTRONG AIR | 4SHP17LE148P-**A | EA(C;U)1P60C+TDR+TXV | A80US2V090C20 | 48000 | 47000 | 15.4 | 12.5 | 8.3 | 2.34 | 68 | 54 | 210329140
ARMSTRONG AIR | 4SHP17LE148P-**A | EA(C;U)1P60C+TDR+TXV | A80US2V100C20X | 48000 | 47000 | 15.6 | 13 | 8.3 | 2.38 | 67 | 54 | 210329139
ARMSTRONG AIR | 4SHP17LE148P-**A | EA(C;U)1P60C+TDR+TXV | A80US2V080C20X | 48000 | 46500 | 15.8 | 13 | 8.3 | 2.38 | 68 | 54 | 210329138
ARMSTRONG AIR | 4SHP17LE148P-**A | EA(C;U)1P60C+TDR+TXV | A96UH2E090C16 | 48000 | 46000 | 15.4 | 12.5 | 8.1 | 2.34 | 68 | 55 | 210329136
ARMSTRONG AIR | 4SHP17LE148P-**A | EA(C;U)1P60C+TDR+TXV | A80UH2E110C16 | 48000 | 46500 | 15.6 | 13 | 8.3 | 2.36 | 68 | 54 | 210329135
ARMSTRONG AIR | 4SHP17LE148P-**A | EA(C;U)1P60C+TDR+TXV | A96UH1E090C16 | 48000 | 46000 | 15.4 | 12.5 | 8.1 | 2.36 | 68 | 55 | 210329134
LENNOX | EL17XP1-042-230A** | CBA38MV-042-230*+TDR |  | 41500 | 40000 | 15.6 | 13 | 8.3 | 2.2 | 66 | 52 | 210293753
LENNOX | EL17XP1-042-230A** | CBA27UHE-042-230*+TDR |  | 41000 | 40000 | 15.6 | 13 | 8.3 | 2.18 | 65 | 55 | 210293752
LENNOX | EL17XP1-042-230A** | CBA25UHV-042-230-** |  | 41000 | 39000 | 15.4 | 13 | 8.1 | 2.14 | 66 | 52 | 210293751
ROYALTON | 4HP17L30P-**A | EA(C;U)1P30A+TDR+TXV | 80G2UH045AE12 | 29200 | 27800 | 15.8 | 13 | 8.1 | 2.24 | 65 | 51 | 210327065
ROYALTON | 4HP17L36P-**A | BCE7E36M*4X |  | 34800 | 34800 | 16 | 13 | 8.5 | 2.28 | 67 | 53 | 210326912
ROYALTON | 4HP17L48P-**A | EA(C;U)1P50/60C+TDR+TXV | 80G2UH110CE20L | 46500 | 45000 | 15.2 | 12.5 | 8.1 | 2.18 | 67 | 54 | 210326803
ROYALTON | 4HP17L48P-**A | EA(C;U)1P50/60C+TDR+TXV | 80G2UH110CE20 | 46500 | 45000 | 15.2 | 12.5 | 8.1 | 2.18 | 67 | 54 | 210326802
ROYALTON | 4HP17L48P-**A | EA(C;U)1P60C+TDR+TXV | 96G2UH090CV12 | 48000 | 46000 | 15.2 | 12.5 | 8.1 | 2.36 | 68 | 55 | 210326800
ROYALTON | 4HP17L30P-**A | EAC4X30B+TDR | 80G2UH090BE12 | 29200 | 27800 | 15.8 | 13 | 8.1 | 2.24 | 65 | 51 | 210327169
MRCOOL | MHP17048A-**A | MCDP5060CNPA+TDR+TXV | MGD96SE090C4XA | 47000 | 45000 | 15.2 | 12.5 | 8.1 | 2.2 | 67 | 54 | 210326010
CONCORD | 4HP17L36P-**A | BCE5V36M*4X |  | 36000 | 34000 | 15.8 | 13 | 8.1 | 2.2 | 65 | 51 | 210326011
MRCOOL | MHP17048A-**A | MCDP5060CNPA+TDR+TXV | MGD96SE110C5XA | 47000 | 45000 | 15.4 | 12.5 | 8.1 | 2.2 | 67 | 54 | 210326008
CONCORD | 4HP17L42P-**A | BCE5V42M*4X |  | 41000 | 39000 | 15.4 | 13 | 8.1 | 2.14 | 66 | 52 | 210325944
CONCORD | 4HP17L48P-**A | ED1P50/60C+TDR+TXV | 80G1DF110CE20 | 47500 | 45000 | 15.8 | 13 | 8.1 | 2.22 | 67 | 53 | 210325893
CONCORD | 4HP17L48P-**A | ED1P50/60C+TDR+TXV | 96G1DF110CE20 | 47000 | 45000 | 15.4 | 12.5 | 8.1 | 2.2 | 67 | 54 | 210325894
MRCOOL | MHP17018A-**A | MCDP3036ANPA+TDR+TXV | MGD96SE070B4XA | 18000 | 18000 | 16.4 | 13.5 | 8.3 | 2.16 | 62 | 47 | 210326272
CONCORD | 4HP17L48P-**A | EA(C;U)1P49C+TDR+TXV | 92G1UH110CE20 | 47500 | 45000 | 15.4 | 12.5 | 8.1 | 2.24 | 68 | 56 | 210325846
CONCORD | 4HP17L48P-**A | EA(C;U)1P49C+TDR+TXV | 80G1UH090CE20 | 48000 | 45000 | 15.6 | 13 | 8.1 | 2.26 | 68 | 56 | 210325845
CONCORD | 4HP17L48P-**A | EA(C;U)1P48C+TDR+TXV | 92G1UH110CE16 | 46500 | 45000 | 15.2 | 12.5 | 8.1 | 2.18 | 68 | 54 | 210325841
CONCORD | 4HP17L48P-**A | EA(C;U)1P48C+TDR+TXV | 96G2UH110CE20 | 46500 | 45000 | 15.2 | 12.5 | 8.1 | 2.18 | 67 | 54 | 210325840
CONCORD | 4HP17L48P-**A | EAC4X48C+TDR | 92G1UH110CE20 | 46500 | 44500 | 15.4 | 12.5 | 8.1 | 2.18 | 68 | 55 | 210325902
CONCORD | 4HP17L48P-**A | EAC4X48C+TDR | 80G1UH090CE20 | 46500 | 44500 | 15.4 | 12.5 | 8.1 | 2.22 | 68 | 55 | 210325901
CONCORD | 4HP17L48P-**A | EAC4X48C+TDR | 80G2UH110CE20L | 46500 | 44500 | 15.6 | 12.5 | 8.1 | 2.2 | 67 | 54 | 210325900
CONCORD | 4HP17L48P-**A | ED1P50/60C+TDR+TXV | 96G1DF090CE16 | 47000 | 45000 | 15.2 | 12.5 | 8.1 | 2.2 | 67 | 54 | 210325897
CONCORD | 4HP17L48P-**A | ED1P50/60C+TDR+TXV | 92G1DF090CE16 | 47000 | 45000 | 15.2 | 12.5 | 8.1 | 2.18 | 67 | 54 | 210325896
DUCANE | 4HP17L18P-**A | EAC4X24A+TDR | 80G2UH070AE12L | 18000 | 17200 | 16.4 | 13.5 | 8.1 | 2.12 | 63 | 48 | 210325786
DUCANE | 4HP17L18P-**A | EAC4X24A+TDR | 80G2UH070AV12 | 18000 | 17800 | 16 | 13.5 | 8.1 | 2.06 | 63 | 48 | 210325788
DUCANE | 4HP17L18P-**A | EAC4X24A+TDR | 80G2UH045AE12 | 18000 | 17400 | 16 | 13.5 | 8.1 | 2.06 | 63 | 48 | 210325787
MRCOOL | MHP17030A-**A | MCDP3036ANPA+TDR+TXV | MGD96SE090C4XA | 28000 | 29000 | 15.6 | 12.5 | 8.5 | 2.22 | 63 | 49 | 210326142
MRCOOL | MHP17030A-**A | MCDP3036ANPA+TDR+TXV | MGD96SE070B4XA | 27800 | 29000 | 15.2 | 12.5 | 8.5 | 2.2 | 63 | 49 | 210326136
MRCOOL | MHP17030A-**A | MCDP3036ANPA+TDR+TXV | MGD80SE070B3A | 27800 | 29000 | 15.4 | 12.5 | 8.5 | 2.22 | 63 | 49 | 210326140
MRCOOL | MHP17030A-**A | MCDP3036ANPA+TDR+TXV | MGD96SE045B3XA | 27600 | 28800 | 15.4 | 12.5 | 8.5 | 2.2 | 64 | 49 | 210326138
MRCOOL | MHP17042A-**A | MCDP0048BNPA+TDR+TXV | MGD80SE090B4A | 40500 | 42000 | 15.4 | 13 | 8.1 | 2.12 | 65 | 50 | 210326043
GE | NS17H30SA4-**A | NCUC30BT4+TDR | NF80X080V4B-* | 29200 | 27800 | 15.8 | 13 | 8.1 | 2.2 | 65 | 51 | 210262321
GE | NS17H30SA4-**A | NCUC30BT4+TDR | NF80U090V4B-* | 29200 | 28000 | 15.6 | 13 | 8.1 | 2.18 | 66 | 52 | 210262322
GE | NS17H18SA4-**A | NCUC24AT4+TDR | NF80U070T3A-* | 18000 | 17200 | 16.4 | 13.5 | 8.1 | 2.12 | 63 | 48 | 210261973
GE | NS17H18SA4-**A | NCUC24AT4+TDR | NF80U045T3A-* | 18000 | 17400 | 16 | 13.5 | 8.1 | 2.06 | 63 | 48 | 210261972
GE | NS17H18SA4-**A | NCHC30BT4+TDR | NF97X060V3B-* | 18000 | 17400 | 16.8 | 14 | 8.1 | 2.02 | 61 | 45 | 210261968
GE | NS17H18SA4-**A | NCUU24BP4+TDR+TXV | NF96U070V3B-* | 18000 | 17400 | 16.4 | 13.5 | 8.1 | 2.08 | 63 | 48 | 210261897
GE | NS17H18SA4-**A | NCUU24BP4+TDR+TXV | NF96U045V3B-* | 18000 | 17400 | 16 | 13.5 | 8.1 | 2.06 | 63 | 48 | 210261896
GE | NS17H30SA4-**A | NCUU36BP4+TDR+TXV | NF80X080S4B-* | 30000 | 28400 | 15.6 | 12.5 | 8.1 | 2.24 | 65 | 51 | 210262260
GE | NS17H30SA4-**A | NCUU36AP4+TDR+TXV | NF80U070V3A-* | 30000 | 28200 | 15.8 | 13 | 8.1 | 2.26 | 65 | 51 | 210262259
GE | NS17H30SA4-**A | NCUU36AP4+TDR+TXV | NF80X060V3A-* | 30000 | 28000 | 16.2 | 13 | 8.1 | 2.3 | 66 | 52 | 210262258
GE | NS17H30SA4-**A | NCUU36AP4+TDR+TXV | NF80L070S3A-* | 29400 | 27600 | 16 | 13 | 8.1 | 2.28 | 66 | 52 | 210262257
GE | NS17H30SA4-**A | NCUU36AP4+TDR+TXV | NF80U070S3A-* | 29400 | 27600 | 16 | 13 | 8.1 | 2.28 | 66 | 52 | 210262256
GE | NS17H30SA4-**A | NCUU36AP4+TDR+TXV | NF80U045S3A-* | 29400 | 27600 | 16 | 13 | 8.1 | 2.28 | 66 | 52 | 210262255
GE | NS17H30SA4-**A | NCUU36AP4+TDR+TXV | NF80U070T3A-* | 29600 | 27800 | 16 | 13 | 8.1 | 2.26 | 65 | 51 | 210262254
GE | NS17H24SA4-**A | NCHC30AT4+TDR | NF80U070V3A-* | 23800 | 21800 | 16.4 | 13.5 | 8.1 | 2.12 | 63 | 49 | 210262083
GE | NS17H24SA4-**A | NCHC30AT4+TDR | NF80X060V3A-* | 23800 | 21600 | 16.8 | 14 | 8.1 | 2.14 | 63 | 48 | 210262082
LENNOX | EL17XP1-048-230A** | CBA38MV-048-230*+TDR |  | 47500 | 45000 | 15.2 | 12.5 | 8.5 | 2.28 | 68 | 54 | 210295865
LENNOX | EL17XP1-048-230A** | CX35-60C+TDR | SL297UH080NV60C* | 48000 | 47000 | 15.2 | 12.5 | 8.1 | 2.34 | 68 | 54 | 210295851
LENNOX | EL17XP1-048-230A** | CX35-60C+TDR | SLP99UH090XV36C* | 48000 | 46000 | 15.2 | 12.5 | 8.1 | 2.36 | 68 | 55 | 210295852
LENNOX | EL17XP1-048-230A** | CX35-60C+TDR | SL297UH080NV48C* | 48000 | 47000 | 15.2 | 12.5 | 8.3 | 2.34 | 68 | 54 | 210295850
LENNOX | EL17XP1-048-230A** | CX35-60C+TDR | SL280UH100NV60C* | 48000 | 47000 | 15.6 | 13 | 8.3 | 2.38 | 67 | 54 | 210295847
LENNOX | EL17XP1-048-230A** | CX35-60C+TDR | SL280UH110XV60C* | 48000 | 47000 | 15.4 | 12.5 | 8.3 | 2.32 | 67 | 54 | 210295849
LENNOX | EL17XP1-048-230A** | CX35-60C+TDR | SL280UH110V60C* | 48000 | 47000 | 15.4 | 12.5 | 8.3 | 2.32 | 67 | 54 | 210295848
LENNOX | EL17XP1-048-230A** | CX35-60C+TDR | ML196UH090XE48C* | 48000 | 46000 | 15.4 | 12.5 | 8.1 | 2.36 | 68 | 55 | 210295839
LENNOX | EL17XP1-048-230A** | CX35-60C+TDR | ML193UH110XE48C* | 48000 | 46500 | 15.4 | 12.5 | 8.1 | 2.36 | 68 | 54 | 210295837
LENNOX | EL17XP1-048-230A** | CX35-60C+TDR | ML296UH110XV60C* | 48000 | 47000 | 15.4 | 12.5 | 8.3 | 2.36 | 68 | 54 | 210295843
LENNOX | EL17XP1-048-230A** | CX35-60C+TDR | SL280UH090V60C* | 48000 | 47000 | 15.4 | 12.5 | 8.3 | 2.34 | 68 | 54 | 210295845
LENNOX | EL17XP1-048-230A** | CX35-60C+TDR | SL280UH090XV60C* | 48000 | 47000 | 15.4 | 12.5 | 8.3 | 2.34 | 68 | 54 | 210295846
LENNOX | EL17XP1-048-230A** | CX35-60C+TDR | SL280UH080NV60C* | 48000 | 46500 | 15.8 | 13 | 8.3 | 2.38 | 68 | 54 | 210295844
LENNOX | EL17XP1-048-230A** | CX35-60C+TDR | ML193UH110XE60C* | 48000 | 47000 | 15.4 | 12.5 | 8.3 | 2.32 | 67 | 54 | 210295838
LENNOX | EL17XP1-048-230A** | CX35-60C+TDR | ML196UH110XE60C* | 48000 | 46500 | 15.4 | 12.5 | 8.1 | 2.34 | 68 | 54 | 210295841
LENNOX | EL17XP1-048-230A** | CX35-60C+TDR | ML180UH110E60C* | 48000 | 47000 | 15.4 | 12.5 | 8.3 | 2.34 | 67 | 54 | 210295834
LENNOX | EL17XP1-048-230A** | CX35-60C+TDR | ML193UH090XE48C* | 48000 | 46500 | 15.2 | 12.5 | 8.1 | 2.34 | 68 | 54 | 210295836
LENNOX | EL17XP1-048-230A** | CX35-60C+TDR | ML180UH110V60C* | 48000 | 47000 | 15.6 | 13 | 8.3 | 2.36 | 67 | 54 | 210295835
LENNOX | ML17XP1-030-230A** | CX35-36B+TDR | SLP99UH070XV36B* | 30000 | 28000 | 16 | 13 | 8.1 | 2.28 | 66 | 52 | 210047271
LENNOX | ML17XP1-030-230A** | CX35-36B+TDR | SL297UH060NV36B* | 29800 | 28200 | 15.8 | 13 | 8.1 | 2.26 | 65 | 51 | 210047270
LENNOX | ML17XP1-030-230A** | CX35-36B+TDR | SL297UH040NV36B* | 30000 | 28200 | 16 | 13 | 8.1 | 2.28 | 65 | 51 | 210047269
LENNOX | ML17XP1-030-230A** | CX35-36B+TDR | SL280UH090V48B* | 30000 | 28200 | 16 | 13 | 8.1 | 2.28 | 65 | 51 | 210047268
LENNOX | ML17XP1-030-230A** | CX35-36B+TDR | SL280UH080NV48B* | 30000 | 28000 | 16.2 | 13 | 8.1 | 2.3 | 66 | 52 | 210047266
LENNOX | ML17XP1-030-230A** | CX35-36B+TDR | SL280UH090V36B* | 30000 | 28000 | 16.2 | 13 | 8.1 | 2.3 | 66 | 52 | 210047267
LENNOX | ML17XP1-030-230A** | CX35-36B+TDR | ML296UH070XV36B* | 29800 | 28200 | 15.4 | 12.5 | 8.1 | 2.24 | 66 | 52 | 210047265
LENNOX | ML17XP1-030-230A** | CX35-36B+TDR | ML296UH045XV36B* | 29800 | 28200 | 15.6 | 12.5 | 8.1 | 2.22 | 65 | 51 | 210047264
LENNOX | ML17XP1-030-230A** | CX35-36B+TDR | ML196UH070XE36B* | 29400 | 27800 | 15.6 | 13 | 8.1 | 2.26 | 65 | 51 | 210047262
LENNOX | ML17XP1-030-230A** | CX35-36B+TDR | ML196UH045XE36B* | 29400 | 27800 | 15.6 | 12.5 | 8.1 | 2.26 | 66 | 53 | 210047261
LENNOX | ML17XP1-030-230A** | CX35-36B+TDR | ML193UH070XE36B* | 29400 | 27600 | 16 | 13 | 8.1 | 2.28 | 66 | 52 | 210047258
LENNOX | ML17XP1-030-230A** | CX35-36B+TDR | ML180UH070V48B* | 30000 | 28200 | 16.2 | 13 | 8.1 | 2.28 | 65 | 51 | 210047251
LENNOX | ML17XP1-030-230A** | CX35-36B+TDR | ML193UH045XE36B* | 29400 | 27800 | 15.8 | 13 | 8.1 | 2.26 | 65 | 51 | 210047256
LENNOX | ML17XP1-030-230A** | CX35-36B+TDR | ML193UH030XE36B* | 29600 | 28000 | 15.8 | 13 | 8.1 | 2.26 | 65 | 51 | 210047255
LENNOX | ML17XP1-030-230A** | CX35-36B+TDR | ML180UH070V36B* | 30000 | 28000 | 16.2 | 13 | 8.1 | 2.3 | 66 | 52 | 210047250
LENNOX | ML17XP1-030-230A** | CX35-36B+TDR | ML180UH090V48B* | 29800 | 28000 | 16 | 13 | 8.1 | 2.28 | 66 | 52 | 210047254
LENNOX | ML17XP1-030-230A** | CX35-36B+TDR | ML180UH090E48B* | 29200 | 27600 | 16.2 | 13 | 8.1 | 2.26 | 65 | 51 | 210047252
LENNOX | ML17XP1-030-230A** | CX35-36B+TDR | ML180UH070E36B* | 29600 | 27800 | 16 | 13 | 8.1 | 2.26 | 65 | 51 | 210047249
LENNOX | ML17XP1-030-230A** | CX35-36B+TDR | EL296UH070XV36B* | 30000 | 28000 | 16 | 13 | 8.1 | 2.28 | 66 | 52 | 210047248
LENNOX | ML17XP1-030-230A** | CX35-36B+TDR | EL296UH045XV36B* | 29800 | 28000 | 15.6 | 13 | 8.1 | 2.26 | 66 | 52 | 210047246
LENNOX | ML17XP1-030-230A** | CX35-36B+TDR | EL296UH045XE36B* | 29400 | 27800 | 15.8 | 13 | 8.1 | 2.24 | 65 | 51 | 210047245
LENNOX | ML17XP1-030-230A** | CX35-36B+TDR | EL280UH090E48B* | 29400 | 27600 | 16.2 | 13 | 8.1 | 2.28 | 65 | 51 | 210047243
LENNOX | ML17XP1-030-230A** | CX35-36B+TDR | EL280UH090XE48B* | 29400 | 27600 | 16.2 | 13 | 8.1 | 2.28 | 65 | 51 | 210047244
LENNOX | ML17XP1-030-230A** | CX35-36B+TDR | EL280UH090E36B* | 29800 | 27800 | 16.2 | 13 | 8.1 | 2.3 | 65 | 51 | 210047242
LENNOX | ML17XP1-030-230A** | CX35-36B+TDR | EL196UH045XE36B* | 29400 | 27800 | 15.6 | 12.5 | 8.1 | 2.26 | 66 | 53 | 210047240
LENNOX | ML17XP1-030-230A** | CX35-36B+TDR | EL196UH070XE36B* | 29400 | 27800 | 15.6 | 13 | 8.1 | 2.26 | 65 | 51 | 210047241
LENNOX | ML17XP1-030-230A** | CX35-36A+TDR | SL280UH070XV36A* | 30000 | 28200 | 15.8 | 13 | 8.1 | 2.26 | 65 | 51 | 210047235
LENNOX | ML17XP1-030-230A** | CX35-36B+TDR | EL195UH060NE36B* | 29600 | 28000 | 15.8 | 13 | 8.1 | 2.26 | 65 | 51 | 210047238
LENNOX | ML17XP1-030-230A** | CX35-36B+TDR | EL180UH080NE48B* | 30000 | 28400 | 15.6 | 12.5 | 8.1 | 2.24 | 65 | 51 | 210047236
LENNOX | ML17XP1-030-230A** | CX35-36A+TDR | SL280UH070V36A* | 30000 | 28200 | 15.8 | 13 | 8.1 | 2.26 | 65 | 51 | 210047234
LENNOX | ML17XP1-030-230A** | CX35-36A+TDR | ML180UH070XE36A* | 29400 | 27600 | 16 | 13 | 8.1 | 2.28 | 66 | 52 | 210047231
LENNOX | ML17XP1-030-230A** | CX35-36A+TDR | SL280UH060NV36A* | 30000 | 28000 | 16.2 | 13 | 8.1 | 2.3 | 66 | 52 | 210047232
LENNOX | ML17XP1-030-230A** | CX35-36A+TDR | ML180UH070V36A* | 29800 | 28000 | 16 | 13 | 8.1 | 2.28 | 66 | 52 | 210047229
LENNOX | ML17XP1-030-230A** | CX35-36A+TDR | ML180UH070E36A* | 29400 | 27600 | 16 | 13 | 8.1 | 2.28 | 66 | 52 | 210047228
LENNOX | ML17XP1-030-230A** | CX35-36A+TDR | ML180UH045E36A* | 29400 | 27600 | 16 | 13 | 8.1 | 2.28 | 66 | 52 | 210047226
LENNOX | ML17XP1-030-230A** | CX35-36A+TDR | ML180UH045V36A* | 30000 | 28200 | 16 | 13 | 8.1 | 2.28 | 65 | 51 | 210047227
ARMSTRONG AIR | 4SHP17LE118P-**A | ED1P24A+TDR+TXV | A80DS2V070A12 | 18000 | 18000 | 16 | 13 | 8.1 | 1.96 | 63 | 48 | 210329681
AIREASE | 4SHP17LE148P-**A | EA(C;U)1P49C+TDR+TXV | A80US2V080C20X | 48000 | 45500 | 15.6 | 13 | 8.1 | 2.28 | 69 | 56 | 210329729
AIREASE | 4SHP17LE148P-**A | EA(C;U)1P49C+TDR+TXV | A80UH1E110C20 | 48000 | 45500 | 15.2 | 12.5 | 8.1 | 2.26 | 69 | 56 | 210329724
AIREASE | 4SHP17LE148P-**A | EA(C;U)1P49C+TDR+TXV | A96UH2E090C16 | 47500 | 45000 | 15.2 | 12.5 | 8.1 | 2.24 | 69 | 56 | 210329728
AIREASE | 4SHP17LE148P-**A | EA(C;U)1P49C+TDR+TXV | A80UH2E110C16 | 48000 | 45000 | 15.4 | 12.5 | 8.1 | 2.26 | 69 | 56 | 210329727
AIREASE | 4SHP17LE148P-**A | EA(C;U)1P49C+TDR+TXV | A96UH1E090C16 | 47500 | 45000 | 15.2 | 12.5 | 8.1 | 2.24 | 69 | 56 | 210329726
AIREASE | 4SHP17LE148P-**A | EA(C;U)1P49C+TDR+TXV | A93UH1E110C16 | 48000 | 45000 | 15.2 | 12.5 | 8.1 | 2.22 | 69 | 56 | 210329725
ARMSTRONG AIR | 4SHP17LE130P-**A | EA(C;U)1P36A+TDR+TXV | A93UH1E030B12 | 29600 | 28000 | 15.8 | 13 | 8.1 | 2.26 | 65 | 51 | 210329401
ARMSTRONG AIR | 4SHP17LE130P-**A | EA(C;U)1P36A+TDR+TXV | A80UH1E070B12 | 29600 | 27800 | 16 | 13 | 8.1 | 2.26 | 65 | 51 | 210329400
ARMSTRONG AIR | 4SHP17LE130P-**A | EA(C;U)1P36A+TDR+TXV | A80UH2E090B12 | 29800 | 27800 | 16.2 | 13 | 8.1 | 2.3 | 65 | 51 | 210329397
ARMSTRONG AIR | 4SHP17LE130P-**A | EA(C;U)1P36A+TDR+TXV | A96UH1E070B12 | 29400 | 27800 | 15.6 | 13 | 8.1 | 2.26 | 65 | 51 | 210329396
ARMSTRONG AIR | 4SHP17LE130P-**A | EA(C;U)1P30A+TDR+TXV | A80US2V060A12X | 29400 | 27800 | 16 | 13 | 8.1 | 2.24 | 65 | 51 | 210329357
ARMSTRONG AIR | 4SHP17LE130P-**A | EA(C;U)1P30A+TDR+TXV | A80UH2E045A12 | 29200 | 27800 | 15.8 | 13 | 8.1 | 2.24 | 65 | 51 | 210329356
ARMSTRONG AIR | 4SHP17LE118P-**A | ED1P30/36A+TDR+TXV | A80DF1E090B16 | 18000 | 18000 | 15.6 | 13 | 8.1 | 2.08 | 63 | 48 | 210329698
ARMSTRONG AIR | 4SHP17LE118P-**A | ED1P30/36A+TDR+TXV | A93DF1E070B12 | 18000 | 18000 | 16.8 | 14 | 8.5 | 2.18 | 62 | 47 | 210329697
ARMSTRONG AIR | 4SHP17LE118P-**A | ED1P30/36A+TDR+TXV | A93DF1E045B12 | 18000 | 18000 | 16.8 | 14 | 8.5 | 2.18 | 62 | 47 | 210329696
ARMSTRONG AIR | 4SHP17LE118P-**A | ED1P30/36A+TDR+TXV | A96DF1E070B16 | 18000 | 18000 | 16.4 | 13.5 | 8.3 | 2.16 | 62 | 47 | 210329693
ARMSTRONG AIR | 4SHP17LE118P-**A | ED1P30/36A+TDR+TXV | A96DF1E045B12 | 18000 | 17800 | 16.4 | 13.5 | 8.3 | 2.16 | 62 | 46 | 210329692
ARMSTRONG AIR | 4SHP17LE136P-**A | BCE5V36M*4X |  | 36000 | 34000 | 15.8 | 13 | 8.1 | 2.2 | 65 | 51 | 210329214
ARMSTRONG AIR | 4SHP17LE136P-**A | BCE7S36M*4X |  | 35400 | 35200 | 15.8 | 12.5 | 8.5 | 2.32 | 66 | 53 | 210329216
ROYALTON | 4HP17L48P-**A | EA(C;U)1P49C+TDR+TXV | 96G2UH090CV12 | 47500 | 45000 | 15.2 | 12.5 | 8.1 | 2.22 | 68 | 56 | 210326785
ROYALTON | 4HP17L48P-**A | EA(C;U)1P60C+TDR+TXV | 95G1UH100CE20X | 48000 | 46000 | 15.2 | 12.5 | 8.1 | 2.38 | 68 | 55 | 210326788
ROYALTON | 4HP17L48P-**A | EA(C;U)1P60C+TDR+TXV | 80G2UH110CE20L | 48000 | 46500 | 15.6 | 13 | 8.3 | 2.38 | 68 | 54 | 210326790
ROYALTON | 4HP17L48P-**A | EA(C;U)1P60C+TDR+TXV | 80G2UH110CE20 | 48000 | 46500 | 15.6 | 13 | 8.3 | 2.38 | 68 | 54 | 210326789
ROYALTON | 4HP17L48P-**A | EA(C;U)1P60C+TDR+TXV | 96G2UH110CE20 | 48000 | 46000 | 15.4 | 12.5 | 8.1 | 2.38 | 68 | 55 | 210326791
ROYALTON | 4HP17L48P-**A | EA(C;U)1P60C+TDR+TXV | 80G1UH090CE20 | 48000 | 46000 | 15.6 | 13 | 8.1 | 2.38 | 68 | 55 | 210326786
ROYALTON | 4HP17L48P-**A | EA(C;U)1P60C+TDR+TXV | 96G1UH110CE20 | 48000 | 46500 | 15.4 | 12.5 | 8.1 | 2.34 | 68 | 54 | 210326787
ROYALTON | 4HP17L48P-**A | EA(C;U)1P60C+TDR+TXV | 92G1UH110CE20 | 48000 | 47000 | 15.4 | 12.5 | 8.3 | 2.32 | 67 | 54 | 210326793
ROYALTON | 4HP17L48P-**A | EA(C;U)1P60C+TDR+TXV | 92G1UH090CE16 | 48000 | 46500 | 15.2 | 12.5 | 8.1 | 2.34 | 68 | 54 | 210326794
ROYALTON | 4HP17L48P-**A | EA(C;U)1P60C+TDR+TXV | 80G1UH110CE20 | 48000 | 47000 | 15.4 | 12.5 | 8.3 | 2.34 | 67 | 54 | 210326792
ROYALTON | 4HP17L48P-**A | EA(C;U)1P60C+TDR+TXV | 92G1UH110CE16 | 48000 | 46500 | 15.4 | 12.5 | 8.1 | 2.36 | 68 | 54 | 210326795
ROYALTON | 4HP17L48P-**A | EA(C;U)1P60C+TDR+TXV | 96G2UH090CE16 | 48000 | 46000 | 15.4 | 12.5 | 8.1 | 2.34 | 68 | 55 | 210326798
ROYALTON | 4HP17L48P-**A | EA(C;U)1P60C+TDR+TXV | 80G2UH110CV20 | 48000 | 47000 | 15.4 | 12.5 | 8.3 | 2.32 | 67 | 54 | 210326799
ROYALTON | 4HP17L48P-**A | EA(C;U)1P60C+TDR+TXV | 96G1UH090CE16 | 48000 | 46000 | 15.4 | 12.5 | 8.1 | 2.36 | 68 | 55 | 210326796
ROYALTON | 4HP17L30P-**A | BCE7E30M*4X |  | 29600 | 28200 | 15.8 | 13 | 8.5 | 2.36 | 66 | 52 | 210327056
ROYALTON | 4HP17L48P-**A | EAC4X49C+TDR | 80G2UH110CE20L | 48000 | 45000 | 15.4 | 12.5 | 8.1 | 2.26 | 69 | 56 | 210326841
ROYALTON | 4HP17L48P-**A | EAC4X49C+TDR | 80G2UH110CE20 | 48000 | 45000 | 15.4 | 12.5 | 8.1 | 2.26 | 69 | 56 | 210326840
ROYALTON | 4HP17L48P-**A | EAC4X49C+TDR | 80G1UH110CE20 | 48000 | 45500 | 15.2 | 12.5 | 8.1 | 2.26 | 69 | 56 | 210326843
ROYALTON | 4HP17L48P-**A | EAC4X49C+TDR | 92G1UH110CE16 | 48000 | 45000 | 15.2 | 12.5 | 8.1 | 2.22 | 69 | 56 | 210326844
ROYALTON | 4HP17L48P-**A | EAC4X49C+TDR | 96G1UH090CE16 | 47500 | 45000 | 15.2 | 12.5 | 8.1 | 2.24 | 69 | 56 | 210326845
ROYALTON | 4HP17L48P-**A | EAC4X49C+TDR | 80G2UH110CE16 | 48000 | 45000 | 15.4 | 12.5 | 8.1 | 2.26 | 69 | 56 | 210326846
ROYALTON | 4HP17L48P-**A | EAC4X49C+TDR | 96G2UH090CE16 | 47500 | 45000 | 15.2 | 12.5 | 8.1 | 2.24 | 69 | 56 | 210326847
ROYALTON | 4HP17L48P-**A | EAC4X49C+TDR | 96G2UH110CE20 | 47500 | 45000 | 15.2 | 12.5 | 8.1 | 2.24 | 69 | 56 | 210326842
LENNOX | ML17XP1-018-230A** | C35-30B+TDR+TXV | ML180UH070V48B* | 18000 | 17600 | 16.8 | 13.5 | 8.1 | 2 | 61 | 45 | 210039258
LENNOX | ML17XP1-018-230A** | C35-30B+TDR+TXV | SL280UH080NV48B* | 18000 | 17600 | 16.8 | 14 | 8.1 | 1.98 | 60 | 44 | 210039282
LENNOX | ML17XP1-018-230A** | C35-30B+TDR+TXV | SL280UH090V36B* | 18000 | 17600 | 16.8 | 14 | 8.1 | 2.02 | 61 | 45 | 210039284
LENNOX | ML17XP1-018-230A** | CBA27UHE-018-230*+TDR |  | 18000 | 17800 | 15.6 | 12.5 | 8.5 | 2.16 | 62 | 46 | 210039295
LENNOX | ML17XP1-018-230A** | CBA38MV-018/024-230*+TDR |  | 18000 | 18000 | 16 | 13 | 8.3 | 2.16 | 61 | 46 | 210039297
LENNOX | ML17XP1-018-230A** | CBA25UHV-018-230-** |  | 18000 | 17800 | 16 | 13.5 | 8.1 | 2.08 | 62 | 46 | 210039293
LENNOX | ML17XP1-018-230A** | CH35-24A+TDR+TXV | EL280UH070E36A* | 18000 | 17800 | 16.4 | 13.5 | 8.1 | 2.06 | 62 | 46 | 210039304
LENNOX | ML17XP1-018-230A** | CH35-24A+TDR+TXV | EL280UH045E36A* | 18000 | 18000 | 16 | 13.5 | 8.1 | 2.02 | 61 | 46 | 210039302
LENNOX | ML17XP1-018-230A** | CH35-24A+TDR+TXV | ML180UH045V36A* | 18000 | 17600 | 16.4 | 13.5 | 8.1 | 2.08 | 61 | 45 | 210039310
LENNOX | ML17XP1-018-230A** | CH35-24A+TDR+TXV | EL280UH070XE36A* | 18000 | 17800 | 16.4 | 13.5 | 8.1 | 2.06 | 62 | 46 | 210039306
LENNOX | ML17XP1-018-230A** | CH35-24A+TDR+TXV | ML180UH030V36A* | 18000 | 17600 | 16.4 | 13.5 | 8.1 | 2.08 | 61 | 45 | 210039307
LENNOX | ML17XP1-018-230A** | CH35-24A+TDR+TXV | SL280UH060NV36A* | 18000 | 18000 | 16.8 | 14 | 8.1 | 2.06 | 61 | 46 | 210039316
LENNOX | ML17XP1-018-230A** | CH35-24A+TDR+TXV | SL280UH070V36A* | 18000 | 18000 | 16 | 13.5 | 8.1 | 2.04 | 63 | 48 | 210039318
LENNOX | ML17XP1-018-230A** | CH35-24A+TDR+TXV | SL280UH070XV36A* | 18000 | 18000 | 16 | 13.5 | 8.1 | 2.04 | 63 | 48 | 210039320
LENNOX | ML17XP1-018-230A** | CH35-24B+TDR+TXV | EL196UH030XE36B* | 18000 | 18000 | 15.6 | 13 | 8.1 | 2.06 | 62 | 47 | 210039327
LENNOX | ML17XP1-018-230A** | CH35-24B+TDR+TXV | EL195UH040NE36B* | 18000 | 17800 | 16 | 13.5 | 8.1 | 2.06 | 62 | 46 | 210039323
LENNOX | ML17XP1-018-230A** | CH35-24B+TDR+TXV | EL196UH070XE36B* | 18000 | 17800 | 16 | 13.5 | 8.1 | 2.06 | 62 | 46 | 210039331
LENNOX | ML17XP1-018-230A** | CH35-24B+TDR+TXV | EL195UH060NE36B* | 18000 | 17800 | 16.4 | 13.5 | 8.1 | 2.06 | 62 | 46 | 210039325
LENNOX | ML17XP1-018-230A** | CH35-24B+TDR+TXV | EL196UH045XE36B* | 18000 | 17800 | 16 | 13.5 | 8.1 | 2.06 | 62 | 46 | 210039328
LENNOX | ML17XP1-018-230A** | CH35-24B+TDR+TXV | EL296UH045XE36B* | 18000 | 17800 | 16.4 | 13.5 | 8.1 | 2.08 | 62 | 46 | 210039337
LENNOX | ML17XP1-018-230A** | CH35-24B+TDR+TXV | EL280UH090E36B* | 18000 | 18000 | 16.4 | 13.5 | 8.1 | 2.08 | 61 | 46 | 210039332
LENNOX | EL17XP1-024-230A** | CHX35-30A-**-*+TDR | EL280UH070XE36A* | 24000 | 22000 | 16 | 13 | 8.1 | 2.12 | 64 | 49 | 210291340
AC PRO | 4HP17L30P-**A | EAC4X36A+TDR | 80G2UH070AE12 | 29600 | 27800 | 16 | 13 | 8.1 | 2.26 | 65 | 51 | 210327956
AC PRO | 4HP17L30P-**A | EAC4X30B+TDR | 80G2UH090BV16 | 29200 | 28000 | 15.6 | 13 | 8.1 | 2.18 | 66 | 52 | 210327955
AC PRO | 4HP17L18P-**A | ED1P30/36B+TDR+TXV | 80G1DF070BE12 | 18000 | 17800 | 16 | 13.5 | 8.1 | 2.12 | 62 | 46 | 210328254
AC PRO | 4HP17L18P-**A | ED1P30/36B+TDR+TXV | 96G1DF045BE12 | 18000 | 17800 | 16.4 | 13.5 | 8.3 | 2.16 | 62 | 46 | 210328255
AC PRO | 4HP17L18P-**A | ED1P30/36B+TDR+TXV | 96G1DF070BE16 | 18000 | 18000 | 16.4 | 13.5 | 8.3 | 2.16 | 62 | 47 | 210328256
AC PRO | 4HP17L18P-**A | ED1P30/36B+TDR+TXV | 92G1DF045BE12 | 18000 | 18000 | 16.8 | 14 | 8.5 | 2.18 | 62 | 47 | 210328259
AC PRO | 4HP17L18P-**A | ED1P30/36B+TDR+TXV | 92G1DF070BE12 | 18000 | 18000 | 16.8 | 14 | 8.5 | 2.18 | 62 | 47 | 210328260
AC PRO | 4HP17L30P-**A | ED1P30/36C+TDR+TXV | 80G1DF110CE20 | 28200 | 29000 | 15.6 | 12.5 | 8.5 | 2.24 | 63 | 49 | 210327925
AC PRO | 4HP17L30P-**A | ED1P30/36C+TDR+TXV | 96G1DF110CE20 | 28400 | 29400 | 15.4 | 12.5 | 8.5 | 2.2 | 63 | 48 | 210327926
AC PRO | 4HP17L30P-**A | ED1P30/36C+TDR+TXV | 96G2DF110CE20 | 28200 | 29200 | 15.2 | 12.5 | 8.5 | 2.22 | 64 | 50 | 210327927
AC PRO | 4HP17L18P-**A | ED1P30/36B+TDR+TXV | 80G1DF090BE16 | 18000 | 18000 | 15.6 | 13 | 8.1 | 2.08 | 63 | 48 | 210328261
AC PRO | 4HP17L18P-**A | ED1P30/36B+TDR+TXV | 80G2DF090BE16 | 18000 | 18000 | 15.6 | 13 | 8.1 | 2.1 | 63 | 48 | 210328262
AC PRO | 4HP17L18P-**A | ED1P30/36B+TDR+TXV | 96G2DF070BV16 | 18000 | 18000 | 15.6 | 13 | 8.3 | 2.04 | 64 | 50 | 210328263
AC PRO | 4HP17L30P-**A | EA(C;U)1P30B+TDR+TXV | 80G2UH090BE12 | 29200 | 27800 | 15.8 | 13 | 8.1 | 2.24 | 65 | 51 | 210327855
AC PRO | 4HP17L48P-**A | ED1P50/60C+TDR+TXV | 96G1DF090CE16 | 47000 | 45000 | 15.2 | 12.5 | 8.1 | 2.2 | 67 | 54 | 210327603
ROYALTON | 4HP17L18P-**A | EA(C;U)1P24B+TDR+TXV | 92G1UH070BE12 | 18000 | 17200 | 16.2 | 13.5 | 8.1 | 2.1 | 63 | 48 | 210327387
ROYALTON | 4HP17L18P-**A | EA(C;U)1P24A+TDR+TXV | 80G2UH070AV12 | 18000 | 17800 | 16 | 13.5 | 8.1 | 2.06 | 63 | 48 | 210327381
AC PRO | 4HP17L48P-**A | ED1P50/60C+TDR+TXV | 96G1DF110CE20 | 47000 | 45000 | 15.4 | 12.5 | 8.1 | 2.2 | 67 | 54 | 210327600
AC PRO | 4HP17L48P-**A | ED1P50/60C+TDR+TXV | 80G1DF110CE20 | 47500 | 45000 | 15.8 | 13 | 8.1 | 2.22 | 67 | 53 | 210327599
AC PRO | 4HP17L48P-**A | ED1P50/60C+TDR+TXV | 96G2DF110CE20 | 47000 | 45000 | 15.2 | 12.5 | 8.1 | 2.2 | 67 | 54 | 210327601
AC PRO | 4HP17L48P-**A | ED1P50/60C+TDR+TXV | 92G1DF090CE16 | 47000 | 45000 | 15.2 | 12.5 | 8.1 | 2.18 | 67 | 54 | 210327602
ROYALTON | 4HP17L42P-**A | BCE7E42M*4X |  | 41000 | 40000 | 15.6 | 13 | 8.3 | 2.18 | 65 | 55 | 210326870
ROYALTON | 4HP17L48P-**A | EAC4X48C+TDR | 96G1UH110CE20 | 46500 | 45000 | 15.2 | 12.5 | 8.1 | 2.18 | 67 | 54 | 210326831
ROYALTON | 4HP17L48P-**A | EAC4X50/60C+TDR | 80G2UH110CE20L | 46500 | 45000 | 15.2 | 12.5 | 8.1 | 2.18 | 67 | 54 | 210326867
ROYALTON | 4HP17L48P-**A | EAC4X60C+TDR | 96G2UH090CV12 | 48000 | 46000 | 15.2 | 12.5 | 8.1 | 2.36 | 68 | 55 | 210326864
ROYALTON | 4HP17L48P-**A | ED1P50/60C+TDR+TXV | 92G1DF090CE16 | 47000 | 45000 | 15.2 | 12.5 | 8.1 | 2.18 | 67 | 54 | 210326824
ROYALTON | 4HP17L48P-**A | EAC4X48C+TDR | 92G1UH110CE20 | 46500 | 44500 | 15.4 | 12.5 | 8.1 | 2.18 | 68 | 55 | 210326830
ROYALTON | 4HP17L48P-**A | EAC4X48C+TDR | 80G1UH090CE20 | 46500 | 44500 | 15.4 | 12.5 | 8.1 | 2.22 | 68 | 55 | 210326829
ROYALTON | 4HP17L48P-**A | EAC4X48C+TDR | 80G2UH110CE20L | 46500 | 44500 | 15.6 | 12.5 | 8.1 | 2.2 | 67 | 54 | 210326828
ROYALTON | 4HP17L48P-**A | EAC4X48C+TDR | 80G2UH110CE20 | 46500 | 44500 | 15.6 | 12.5 | 8.1 | 2.2 | 67 | 54 | 210326827
ROYALTON | 4HP17L48P-**A | EAC4X48B+TDR | 80G1UH090BE16 | 46500 | 45000 | 15.2 | 12.5 | 8.1 | 2.18 | 67 | 54 | 210326826
ROYALTON | 4HP17L48P-**A | ED1P50/60C+TDR+TXV | 96G1DF090CE16 | 47000 | 45000 | 15.2 | 12.5 | 8.1 | 2.2 | 67 | 54 | 210326825
ROYALTON | 4HP17L30P-**A | EAC4X36A+TDR | 80G1UH070AE12L | 29400 | 27600 | 16 | 13 | 8.1 | 2.28 | 66 | 52 | 210327182
ROYALTON | 4HP17L30P-**A | EAC4X36A+TDR | 80G1UH070AE12 | 29400 | 27600 | 16 | 13 | 8.1 | 2.28 | 66 | 52 | 210327181
ROYALTON | 4HP17L30P-**A | EAC4X36A+TDR | 80G2UH070AE12L | 29600 | 27800 | 16 | 13 | 8.1 | 2.26 | 65 | 51 | 210327179
ROYALTON | 4HP17L30P-**A | EAC4X36A+TDR | 80G2UH070AE12 | 29600 | 27800 | 16 | 13 | 8.1 | 2.26 | 65 | 51 | 210327178
LENNOX | EL17XP1-018-230A** | C35-30B+TDR+TXV | SL280UH090V36B* | 18000 | 17600 | 16.8 | 14 | 8.1 | 2.02 | 61 | 45 | 210288812
LENNOX | EL17XP1-018-230A** | C35-30B+TDR+TXV | SL280UH080NV48B* | 18000 | 17600 | 16.8 | 14 | 8.1 | 1.98 | 60 | 44 | 210288811
LENNOX | EL17XP1-018-230A** | C35-30B+TDR+TXV | ML180UH070V48B* | 18000 | 17600 | 16.8 | 13.5 | 8.1 | 2 | 61 | 45 | 210288799
LENNOX | EL17XP1-018-230A** | C35-24B+TDR+TXV | EL296UH070XV36B* | 18000 | 17400 | 16.4 | 13.5 | 8.1 | 2.08 | 63 | 48 | 210288750
LENNOX | EL17XP1-018-230A** | C35-24B+TDR+TXV | SLP99UH070XV36B* | 18000 | 17400 | 16.4 | 13.5 | 8.1 | 2.08 | 63 | 48 | 210288770
LENNOX | EL17XP1-018-230A** | C35-24B+TDR+TXV | SL297UH060NV36B* | 18000 | 17400 | 16.4 | 13.5 | 8.1 | 2.06 | 63 | 48 | 210288769
LENNOX | EL17XP1-018-230A** | C35-24B+TDR+TXV | SL280UH090V48B* | 18000 | 17800 | 16 | 13.5 | 8.1 | 2.06 | 63 | 48 | 210288767
LENNOX | EL17XP1-018-230A** | C35-24B+TDR+TXV | SL297UH040NV36B* | 18000 | 17400 | 16.4 | 13.5 | 8.1 | 2.06 | 63 | 48 | 210288768
LENNOX | EL17XP1-018-230A** | C35-24B+TDR+TXV | SL280UH080NV48B* | 18000 | 17600 | 16.4 | 13.5 | 8.1 | 2.12 | 64 | 49 | 210288765
LENNOX | EL17XP1-018-230A** | C35-24B+TDR+TXV | ML296UH070XV36B* | 18000 | 17600 | 15.6 | 13 | 8.1 | 2.02 | 64 | 49 | 210288764
LENNOX | EL17XP1-018-230A** | C35-24A+TDR+TXV | EL280UH070XE36A* | 18000 | 17200 | 16.4 | 13.5 | 8.1 | 2.12 | 63 | 48 | 210288728
LENNOX | EL17XP1-018-230A** | C35-24A+TDR+TXV | EL280UH070E36A* | 18000 | 17200 | 16.4 | 13.5 | 8.1 | 2.12 | 63 | 48 | 210288727
LENNOX | EL17XP1-018-230A** | C35-24B+TDR+TXV | ML193UH030XE36B* | 18000 | 17400 | 16 | 13.5 | 8.1 | 2.08 | 63 | 48 | 210288756
LENNOX | EL17XP1-018-230A** | C35-24B+TDR+TXV | ML193UH070XE36B* | 18000 | 17200 | 16.2 | 13.5 | 8.1 | 2.1 | 63 | 48 | 210288758
LENNOX | EL17XP1-018-230A** | C35-24B+TDR+TXV | ML180UH090V48B* | 18000 | 18000 | 15.6 | 13 | 8.1 | 2.04 | 63 | 48 | 210288755
LENNOX | EL17XP1-018-230A** | C35-24B+TDR+TXV | ML180UH070V48B* | 18000 | 17800 | 16.4 | 13.5 | 8.1 | 2.08 | 63 | 48 | 210288753
LENNOX | EL17XP1-018-230A** | C35-24B+TDR+TXV | ML180UH070V36B* | 18000 | 17000 | 16.4 | 14 | 8.1 | 2.08 | 62 | 47 | 210288752
CONCORD | 4HP17L48P-**A | EAC4X49C+TDR | 80G1UH090CE20 | 48000 | 45000 | 15.6 | 13 | 8.1 | 2.26 | 68 | 56 | 210325909
CONCORD | 4HP17L48P-**A | EAC4X48C+TDR | 80G2UH110CE16 | 47000 | 45000 | 15.2 | 12.5 | 8.1 | 2.2 | 68 | 54 | 210325906
CONCORD | 4HP17L48P-**A | EAC4X48C+TDR | 96G1UH110CE20 | 46500 | 45000 | 15.2 | 12.5 | 8.1 | 2.18 | 67 | 54 | 210325903
CONCORD | 4HP17L48P-**A | EAC4X48C+TDR | 92G1UH110CE16 | 46500 | 45000 | 15.2 | 12.5 | 8.1 | 2.18 | 68 | 54 | 210325905
CONCORD | 4HP17L48P-**A | EAC4X48C+TDR | 96G2UH110CE20 | 46500 | 45000 | 15.2 | 12.5 | 8.1 | 2.18 | 67 | 54 | 210325904
CONCORD | 4HP17L48P-**A | EA(C;U)1P60C+TDR+TXV | 96G2UH090CV12 | 48000 | 46000 | 15.2 | 12.5 | 8.1 | 2.36 | 68 | 55 | 210325872
CONCORD | 4HP17L48P-**A | EA(C;U)1P60C+TDR+TXV | 80G2UH110CV20 | 48000 | 47000 | 15.4 | 12.5 | 8.3 | 2.32 | 67 | 54 | 210325871
CONCORD | 4HP17L48P-**A | EA(C;U)1P50/60C+TDR+TXV | 80G2UH110CE20 | 46500 | 45000 | 15.2 | 12.5 | 8.1 | 2.18 | 67 | 54 | 210325874
CONCORD | 4HP17L48P-**A | EA(C;U)1P50/60C+TDR+TXV | 80G2UH110CE20L | 46500 | 45000 | 15.2 | 12.5 | 8.1 | 2.18 | 67 | 54 | 210325875
CONCORD | 4HP17L36P-**A | ED1P50/60C+TDR+TXV | 80G1DF110CE20 | 36000 | 32200 | 16.6 | 13.5 | 8.1 | 2.26 | 68 | 56 | 210326251
CONCORD | 4HP17L48P-**A | EAC4X60C+TDR | 96G1UH110CE20 | 48000 | 46500 | 15.4 | 12.5 | 8.1 | 2.34 | 68 | 54 | 210325923
CONCORD | 4HP17L48P-**A | EAC4X60C+TDR | 80G2UH110CE20L | 48000 | 46500 | 15.6 | 13 | 8.3 | 2.38 | 68 | 54 | 210325926
CONCORD | 4HP17L48P-**A | EAC4X60C+TDR | 80G2UH110CE20 | 48000 | 46500 | 15.6 | 13 | 8.3 | 2.38 | 68 | 54 | 210325925
CONCORD | 4HP17L48P-**A | EAC4X60C+TDR | 80G1UH090CE20 | 48000 | 46000 | 15.6 | 13 | 8.1 | 2.38 | 68 | 55 | 210325922
CONCORD | 4HP17L48P-**A | EAC4X49C+TDR | 96G2UH090CV12 | 47500 | 45000 | 15.2 | 12.5 | 8.1 | 2.22 | 68 | 56 | 210325921
CONCORD | 4HP17L48P-**A | EAC4X49C+TDR | 80G2UH110CV20 | 48000 | 45500 | 15.2 | 12.5 | 8.1 | 2.26 | 69 | 56 | 210325920
CONCORD | 4HP17L48P-**A | EAC4X49C+TDR | 96G2UH090CE16 | 47500 | 45000 | 15.2 | 12.5 | 8.1 | 2.24 | 69 | 56 | 210325919
MRCOOL | MHP17030A-**A | MCDP3036ANPA+TDR+TXV | MGD96SE110C5XA | 28400 | 29400 | 15.4 | 12.5 | 8.5 | 2.2 | 63 | 48 | 210326146
MRCOOL | MHP17030A-**A | MCDP3036ANPA+TDR+TXV | MGD80SE110C5A | 28200 | 29000 | 15.6 | 12.5 | 8.5 | 2.24 | 63 | 49 | 210326144
DUCANE | 4HP17L18P-**A | EAC4X24B+TDR | 80G2UH090BV16 | 18000 | 17800 | 16 | 13.5 | 8.1 | 2.06 | 63 | 48 | 210325803
DUCANE | 4HP17L18P-**A | EAC4X24B+TDR | 96G2UH070BV12 | 18000 | 17400 | 16.4 | 13.5 | 8.1 | 2.08 | 63 | 48 | 210325801
DUCANE | 4HP17L18P-**A | EAC4X24B+TDR | 96G2UH045BV12 | 18000 | 17400 | 16 | 13.5 | 8.1 | 2.06 | 63 | 48 | 210325800
ROYALTON | 4HP17L48P-**A | EAC4X60C+TDR | 80G2UH110CV20 | 48000 | 47000 | 15.4 | 12.5 | 8.3 | 2.32 | 67 | 54 | 210326863
ROYALTON | 4HP17L48P-**A | EAC4X60C+TDR | 96G2UH090CE16 | 48000 | 46000 | 15.4 | 12.5 | 8.1 | 2.34 | 68 | 55 | 210326862
ROYALTON | 4HP17L48P-**A | EAC4X60C+TDR | 80G2UH110CE16 | 48000 | 46500 | 15.6 | 13 | 8.3 | 2.36 | 68 | 54 | 210326861
ROYALTON | 4HP17L48P-**A | EAC4X60C+TDR | 92G1UH110CE16 | 48000 | 46500 | 15.4 | 12.5 | 8.1 | 2.36 | 68 | 54 | 210326859
ROYALTON | 4HP17L48P-**A | EAC4X60C+TDR | 96G1UH090CE16 | 48000 | 46000 | 15.4 | 12.5 | 8.1 | 2.36 | 68 | 55 | 210326860
ROYALTON | 4HP17L48P-**A | EAC4X60C+TDR | 92G1UH090CE16 | 48000 | 46500 | 15.2 | 12.5 | 8.1 | 2.34 | 68 | 54 | 210326858
ROYALTON | 4HP17L30P-**A | ED1P30/36B+TDR+TXV | 96G1DF045BE12 | 27600 | 28800 | 15.4 | 12.5 | 8.5 | 2.2 | 64 | 49 | 210327141
ROYALTON | 4HP17L48P-**A | EAC4X60C+TDR | 92G1UH110CE20 | 48000 | 47000 | 15.4 | 12.5 | 8.3 | 2.32 | 67 | 54 | 210326857
ROYALTON | 4HP17L48P-**A | EAC4X60C+TDR | 80G1UH110CE20 | 48000 | 47000 | 15.4 | 12.5 | 8.3 | 2.34 | 67 | 54 | 210326856
ROYALTON | 4HP17L30P-**A | ED1P30/36B+TDR+TXV | 96G2DF045BE12 | 27800 | 29000 | 15.2 | 12.5 | 8.5 | 2.2 | 64 | 50 | 210327142
ROYALTON | 4HP17L30P-**A | ED1P30/36B+TDR+TXV | 92G1DF045BE12 | 27600 | 28800 | 15.4 | 12.5 | 8.5 | 2.2 | 64 | 49 | 210327139
ROYALTON | 4HP17L30P-**A | ED1P30/36B+TDR+TXV | 92G1DF070BE12 | 27600 | 28800 | 15.4 | 12.5 | 8.5 | 2.22 | 64 | 49 | 210327140
ROYALTON | 4HP17L30P-**A | ED1P30/36B+TDR+TXV | 80G2DF090BE16 | 28000 | 29000 | 15.4 | 12.5 | 8.5 | 2.24 | 64 | 50 | 210327138
ROYALTON | 4HP17L30P-**A | ED1P30/36B+TDR+TXV | 96G1DF070BE16 | 27800 | 29000 | 15.2 | 12.5 | 8.5 | 2.2 | 63 | 49 | 210327137
ROYALTON | 4HP17L36P-**A | ED1P50/60C+TDR+TXV | 96G2DF090CV20 | 36000 | 32600 | 15.8 | 13 | 8.1 | 2.18 | 68 | 55 | 210327045
ROYALTON | 4HP17L30P-**A | EA(C;U)1P36B+TDR+TXV | 80G1UH090BE16 | 29200 | 27600 | 16.2 | 13 | 8.1 | 2.26 | 65 | 51 | 210327095
ROYALTON | 4HP17L30P-**A | EA(C;U)1P36A+TDR+TXV | 80G2UH070AV12 | 30000 | 28200 | 15.8 | 13 | 8.1 | 2.26 | 65 | 51 | 210327094
LENNOX | EL17XP1-018-230A** | C35-24B+TDR+TXV | EL296UH045XV36B* | 18000 | 17400 | 16 | 13.5 | 8.1 | 2.06 | 63 | 48 | 210288748
LENNOX | EL17XP1-018-230A** | C35-24B+TDR+TXV | EL280UH090E36B* | 18000 | 17400 | 16.4 | 14 | 8.1 | 2.12 | 62 | 47 | 210288744
LENNOX | EL17XP1-018-230A** | C35-24A+TDR+TXV | SL280UH070XV36A* | 18000 | 17800 | 16 | 13.5 | 8.1 | 2.06 | 63 | 48 | 210288737
LENNOX | EL17XP1-018-230A** | C35-24A+TDR+TXV | SL280UH060NV36A* | 18000 | 17400 | 16.6 | 14 | 8.1 | 2.1 | 62 | 47 | 210288735
LENNOX | EL17XP1-018-230A** | C35-24A+TDR+TXV | SL280UH070V36A* | 18000 | 17800 | 16 | 13.5 | 8.1 | 2.06 | 63 | 48 | 210288736
LENNOX | EL17XP1-018-230A** | C35-24A+TDR+TXV | ML180UH045V36A* | 18000 | 17000 | 16.4 | 13.5 | 8.1 | 2.1 | 62 | 47 | 210288731
LENNOX | EL17XP1-018-230A** | C35-24A+TDR+TXV | ML180UH030V36A* | 18000 | 17000 | 16.4 | 13.5 | 8.1 | 2.1 | 62 | 47 | 210288729
LENNOX | EL17XP1-018-230A** | C35-24A+TDR+TXV | EL280UH045E36A* | 18000 | 17400 | 16 | 13.5 | 8.1 | 2.06 | 63 | 48 | 210288726
MRCOOL | MHP17048A-**A | MCVP48BNPA+TDR+TXV | MGM80SE090C5A | 46500 | 44500 | 15.4 | 12.5 | 8.1 | 2.22 | 68 | 55 | 210325966
CONCORD | 4HP17L48P-**A | EA(C;U)1P60C+TDR+TXV | 80G2UH110CE16 | 48000 | 46500 | 15.6 | 13 | 8.3 | 2.36 | 68 | 54 | 210325869
CONCORD | 4HP17L48P-**A | EA(C;U)1P60C+TDR+TXV | 96G2UH090CE16 | 48000 | 46000 | 15.4 | 12.5 | 8.1 | 2.34 | 68 | 55 | 210325870
CONCORD | 4HP17L48P-**A | EA(C;U)1P60C+TDR+TXV | 96G1UH090CE16 | 48000 | 46000 | 15.4 | 12.5 | 8.1 | 2.36 | 68 | 55 | 210325868
CONCORD | 4HP17L48P-**A | EA(C;U)1P60C+TDR+TXV | 92G1UH110CE20 | 48000 | 47000 | 15.4 | 12.5 | 8.3 | 2.32 | 67 | 54 | 210325865
CONCORD | 4HP17L48P-**A | EA(C;U)1P60C+TDR+TXV | 92G1UH090CE16 | 48000 | 46500 | 15.2 | 12.5 | 8.1 | 2.34 | 68 | 54 | 210325866
CONCORD | 4HP17L48P-**A | EA(C;U)1P60C+TDR+TXV | 80G1UH110CE20 | 48000 | 47000 | 15.4 | 12.5 | 8.3 | 2.34 | 67 | 54 | 210325864
CONCORD | 4HP17L48P-**A | EA(C;U)1P60C+TDR+TXV | 96G2UH110CE20 | 48000 | 46000 | 15.4 | 12.5 | 8.1 | 2.38 | 68 | 55 | 210325863
DUCANE | 4HP17L18P-**A | EAC4X24B+TDR | 92G1UH030BE12 | 18000 | 17400 | 16 | 13.5 | 8.1 | 2.08 | 63 | 48 | 210325798
DUCANE | 4HP17L18P-**A | EAC4X24B+TDR | 80G2UH090BE12 | 18000 | 17400 | 16.4 | 14 | 8.1 | 2.12 | 62 | 47 | 210325796
DUCANE | 4HP17L18P-**A | EAC4X24B+TDR | 92G1UH070BE12 | 18000 | 17200 | 16.2 | 13.5 | 8.1 | 2.1 | 63 | 48 | 210325794
MRCOOL | MHP17042A-**A | MCDP0048BNPA+TDR+TXV | MGD80SE110C5A | 41000 | 42000 | 15.6 | 13 | 8.1 | 2.14 | 65 | 50 | 210326048
MRCOOL | MHP17030A-**A | MCDP3036ANPA+TDR+TXV | MGD80SE090B4A | 28200 | 29000 | 15.6 | 12.5 | 8.5 | 2.24 | 64 | 50 | 210326134
MRCOOL | MHP17030A-**A | MCVP36ANPA+TDR+TXV | MGM96SE070B3XA | 29400 | 27800 | 15.6 | 13 | 8.1 | 2.26 | 65 | 51 | 210326128
MRCOOL | MHP17030A-**A | MCVP36ANPA+TDR+TXV | MGM96SE045B3XA | 29400 | 27800 | 15.6 | 12.5 | 8.1 | 2.26 | 66 | 53 | 210326125
MRCOOL | MHP17030A-**A | MCVP36ANPA+TDR+TXV | MGM80SE090B4A | 29200 | 27600 | 16.2 | 13 | 8.1 | 2.26 | 65 | 51 | 210326123
MRCOOL | MHP17030A-**A | MCVP36ANPA+TDR+TXV | MGM80SE070B3A | 29400 | 27600 | 16 | 13 | 8.1 | 2.28 | 66 | 52 | 210326121
GE | NS17H18SA4-**A | NCHC24BT4+TDR | NF96U070S3B-* | 18000 | 17800 | 16 | 13.5 | 8.1 | 2.06 | 62 | 46 | 210261949
GE | NS17H18SA4-**A | NCHC24BT4+TDR | NF96U045S3B-* | 18000 | 17800 | 16 | 13.5 | 8.1 | 2.06 | 62 | 46 | 210261948
GE | NS17H18SA4-**A | NCHC24BT4+TDR | NF80U070S3B-* | 18000 | 17800 | 16.4 | 13.5 | 8.1 | 2.1 | 62 | 46 | 210261946
GE | NS17H18SA4-**A | NCHC24BT4+TDR | NF96U070V3B-* | 18000 | 18000 | 16.4 | 13.5 | 8.1 | 2.1 | 62 | 47 | 210261945
GE | NS17H18SA4-**A | NCHC24BT4+TDR | NF96U045V3B-* | 18000 | 18000 | 16.4 | 13.5 | 8.1 | 2.06 | 62 | 47 | 210261944
GE | NS17H18SA4-**A | NCUC30BT4+TDR | NF80X080V4B-* | 18000 | 17600 | 16.8 | 14 | 8.1 | 1.98 | 60 | 44 | 210262013
GE | NS17H30SA4-**A | NCUC36BT4+TDR | NF80U070S3B-* | 29600 | 27800 | 16 | 13 | 8.1 | 2.26 | 65 | 51 | 210262341
GE | NS17H30SA4-**A | NCUC36BT4+TDR | NF96U070V3B-* | 30000 | 28000 | 16 | 13 | 8.1 | 2.28 | 66 | 52 | 210262340
GE | NS17H30SA4-**A | NCUC36BT4+TDR | NF96U045V3B-* | 29800 | 28000 | 15.6 | 13 | 8.1 | 2.26 | 66 | 52 | 210262339
GE | NS17H30SA4-**A | NCUC36BT4+TDR | NF80U090T4B-* | 29400 | 27600 | 16.2 | 13 | 8.1 | 2.28 | 65 | 51 | 210262338
GE | NS17H30SA4-**A | NCUC36BT4+TDR | NF95X060S3B-* | 29600 | 28000 | 15.8 | 13 | 8.1 | 2.26 | 65 | 51 | 210262337
GE | NS17H30SA4-**A | NCUC36BT4+TDR | NF80X080S4B-* | 30000 | 28400 | 15.6 | 12.5 | 8.1 | 2.24 | 65 | 51 | 210262335
GE | NS17H18SA4-**A | NCUU24BP4+TDR+TXV | NF97U070M3B-* | 18000 | 17400 | 16.4 | 13.5 | 8.1 | 2.08 | 63 | 48 | 210261906
GE | NS17H18SA4-**A | NCUU24BP4+TDR+TXV | NF97X060V3B-* | 18000 | 17400 | 16.4 | 13.5 | 8.1 | 2.06 | 63 | 48 | 210261905
GE | NS17H18SA4-**A | NCUU24BP4+TDR+TXV | NF97X040V3B-* | 18000 | 17400 | 16.4 | 13.5 | 8.1 | 2.06 | 63 | 48 | 210261904
GE | NS17H18SA4-**A | NCUU24BP4+TDR+TXV | NF80U090V4B-* | 18000 | 17800 | 16 | 13.5 | 8.1 | 2.06 | 63 | 48 | 210261903
GE | NS17H18SA4-**A | NCUU24BP4+TDR+TXV | NF80X080V4B-* | 18000 | 17600 | 16.4 | 13.5 | 8.1 | 2.12 | 64 | 49 | 210261902
GE | NS17H30SA4-**A | NCHC36CT4+TDR | NF97X080V4C-* | 29000 | 28400 | 15.6 | 12.5 | 8.3 | 2.2 | 65 | 51 | 210262296
GE | NS17H30SA4-**A | NCHC36CT4+TDR | NF97U090M3C-* | 28800 | 28200 | 15.6 | 12.5 | 8.3 | 2.22 | 66 | 52 | 210262298
DUCANE | 4HP17L42P-**A | ED1P48C+TDR+TXV | 92G1DF090CE16 | 40500 | 42000 | 15.2 | 12.5 | 8.1 | 2.12 | 65 | 51 | 210324911
DUCANE | 4HP17L48P-**A | EA(C;U)1P48C+TDR+TXV | 92G1UH110CE20 | 46500 | 44500 | 15.4 | 12.5 | 8.1 | 2.18 | 68 | 55 | 210324773
DUCANE | 4HP17L48P-**A | EA(C;U)1P48C+TDR+TXV | 80G1UH090CE20 | 46500 | 44500 | 15.4 | 12.5 | 8.1 | 2.22 | 68 | 55 | 210324772
DUCANE | 4HP17L48P-**A | EA(C;U)1P48C+TDR+TXV | 80G2UH110CE20L | 46500 | 44500 | 15.6 | 12.5 | 8.1 | 2.2 | 67 | 54 | 210324771
DUCANE | 4HP17L48P-**A | EA(C;U)1P48B+TDR+TXV | 80G1UH090BE16 | 46500 | 45000 | 15.2 | 12.5 | 8.1 | 2.18 | 67 | 54 | 210324769
DUCANE | 4HP17L48P-**A | EA(C;U)1P48C+TDR+TXV | 80G2UH110CE20 | 46500 | 44500 | 15.6 | 12.5 | 8.1 | 2.2 | 67 | 54 | 210324770
DUCANE | 4HP17L48P-**A | BCE5V48M*4X |  | 47000 | 45500 | 15.2 | 12.5 | 8.3 | 2.28 | 67 | 53 | 210324766
BLUERIDGE | BHP17L48P-**A | BC1P49C+TDR+TXV | BG801UH110CE20 | 48000 | 45500 | 15.2 | 12.5 | 8.1 | 2.26 | 69 | 56 | 210325147
DUCANE | 4HP17L30P-**A | EA(C;U)1P36B+TDR+TXV | 92G1UH030BE12 | 29600 | 28000 | 15.8 | 13 | 8.1 | 2.26 | 65 | 51 | 210325146
BLUERIDGE | BHP17L48P-**A | BC1P49C+TDR+TXV | BG961UH110CE20 | 48000 | 45000 | 15.2 | 12.5 | 8.1 | 2.26 | 69 | 56 | 210325145
BLUERIDGE | BHP17L48P-**A | BC1P49C+TDR+TXV | BG921UH110CE20 | 47500 | 45000 | 15.4 | 12.5 | 8.1 | 2.24 | 68 | 56 | 210325144
DUCANE | 4HP17L30P-**A | EA(C;U)1P36B+TDR+TXV | 80G1UH070BE12 | 29600 | 27800 | 16 | 13 | 8.1 | 2.26 | 65 | 51 | 210325143
BLUERIDGE | BHP17L48P-**A | BC1P60C+TDR+TXV | BG962UH090CV12 | 48000 | 46000 | 15.2 | 12.5 | 8.1 | 2.36 | 68 | 55 | 210325184
DUCANE | 4HP17L48P-**A | EAC4X49C+TDR | 92G1UH110CE20 | 47500 | 45000 | 15.4 | 12.5 | 8.1 | 2.24 | 68 | 56 | 210324845
DUCANE | 4HP17L48P-**A | EAC4X49C+TDR | 80G1UH090CE20 | 48000 | 45000 | 15.6 | 13 | 8.1 | 2.26 | 68 | 56 | 210324844
DUCANE | 4HP17L48P-**A | EAC4X48C+TDR | 80G2UH110CE16 | 47000 | 45000 | 15.2 | 12.5 | 8.1 | 2.2 | 68 | 54 | 210324841
DUCANE | 4HP17L48P-**A | EAC4X48C+TDR | 92G1UH110CE16 | 46500 | 45000 | 15.2 | 12.5 | 8.1 | 2.18 | 68 | 54 | 210324840
DUCANE | 4HP17L48P-**A | EAC4X48C+TDR | 96G2UH110CE20 | 46500 | 45000 | 15.2 | 12.5 | 8.1 | 2.18 | 67 | 54 | 210324839
LENNOX | ML17XP1-042-230A** | CR33-48C*+TDR+TXV | ML193DF090XE48C* | 40500 | 42000 | 15.2 | 12.5 | 8.1 | 2.12 | 65 | 51 | 210049544
LENNOX | ML17XP1-042-230A** | CR33-48B*+TDR+TXV | ML180DF090E48B* | 40500 | 42000 | 15.4 | 13 | 8.1 | 2.12 | 65 | 50 | 210049538
LENNOX | ML17XP1-042-230A** | CR33-48C*+TDR+TXV | ML180DF110E60C* | 41000 | 42000 | 15.6 | 13 | 8.1 | 2.14 | 65 | 50 | 210049542
LENNOX | ML17XP1-042-230A** | CR33-48B*+TDR+TXV | EL280DF090E48B* | 41000 | 42000 | 15.4 | 13 | 8.1 | 2.12 | 65 | 50 | 210049536
LENNOX | ML17XP1-042-230A** | CR33-48C*+TDR+TXV | EL296DF090XE48C* | 40500 | 42000 | 15.2 | 12.5 | 8.1 | 2.12 | 65 | 51 | 210049540
ARMSTRONG AIR | 4SHP17LE130P-**A | EA(C;U)1P30A+TDR+TXV | A80US2V090B12 | 29400 | 27800 | 16 | 13 | 8.1 | 2.2 | 65 | 51 | 210329374
ARMSTRONG AIR | 4SHP17LE118P-**A | BCE7E18M*4X |  | 18000 | 17800 | 15.6 | 12.5 | 8.5 | 2.16 | 62 | 46 | 210329575
ARMSTRONG AIR | 4SHP17LE118P-**A | BCE7S24M*4X |  | 18000 | 18000 | 16 | 13 | 8.3 | 2.16 | 61 | 46 | 210329574
AIREASE | 4SHP17LE148P-**A | EA(C;U)1P60C+TDR+TXV | A96US2V110C16 | 48000 | 47000 | 15.2 | 12.5 | 8.1 | 2.34 | 68 | 54 | 210329753
AIREASE | 4SHP17LE148P-**A | EA(C;U)1P60C+TDR+TXV | A80US2V110C20L | 48000 | 47000 | 15.4 | 12.5 | 8.3 | 2.32 | 67 | 54 | 210329752
AIREASE | 4SHP17LE148P-**A | EA(C;U)1P60C+TDR+TXV | A80US2V110C20 | 48000 | 47000 | 15.4 | 12.5 | 8.3 | 2.32 | 67 | 54 | 210329751
AIREASE | 4SHP17LE148P-**A | EA(C;U)1P60C+TDR+TXV | A80US2V090C20 | 48000 | 47000 | 15.4 | 12.5 | 8.3 | 2.34 | 68 | 54 | 210329750
AIREASE | 4SHP17LE148P-**A | EA(C;U)1P60C+TDR+TXV | A80US2V100C20X | 48000 | 47000 | 15.6 | 13 | 8.3 | 2.38 | 67 | 54 | 210329749
AIREASE | 4SHP17LE148P-**A | EA(C;U)1P60C+TDR+TXV | A80US2V080C20X | 48000 | 46500 | 15.8 | 13 | 8.3 | 2.38 | 68 | 54 | 210329748
ARMSTRONG AIR | 4SHP17LE130P-**A | EA(C;U)1P30A+TDR+TXV | A80UH2E090B12 | 29200 | 27800 | 15.8 | 13 | 8.1 | 2.24 | 65 | 51 | 210329367
ARMSTRONG AIR | 4SHP17LE130P-**A | EA(C;U)1P36A+TDR+TXV | A96US2V070B12 | 30000 | 28000 | 16 | 13 | 8.1 | 2.28 | 66 | 52 | 210329407
ARMSTRONG AIR | 4SHP17LE130P-**A | EA(C;U)1P36A+TDR+TXV | A96US2V045B12 | 29800 | 28000 | 15.6 | 13 | 8.1 | 2.26 | 66 | 52 | 210329406
ARMSTRONG AIR | 4SHP17LE130P-**A | EA(C;U)1P36A+TDR+TXV | A97USMV070B12 | 30000 | 28000 | 16 | 13 | 8.1 | 2.28 | 66 | 52 | 210329410
ARMSTRONG AIR | 4SHP17LE130P-**A | EA(C;U)1P36A+TDR+TXV | A97US2V040B12X | 30000 | 28200 | 16 | 13 | 8.1 | 2.28 | 65 | 51 | 210329408
ARMSTRONG AIR | 4SHP17LE130P-**A | EA(C;U)1P36A+TDR+TXV | A97US2V060B12X | 29800 | 28200 | 15.8 | 13 | 8.1 | 2.26 | 65 | 51 | 210329409
ARMSTRONG AIR | 4SHP17LE130P-**A | EA(C;U)1P36A+TDR+TXV | A80US2V090B16 | 30000 | 28200 | 16 | 13 | 8.1 | 2.28 | 65 | 51 | 210329405
ARMSTRONG AIR | 4SHP17LE130P-**A | EA(C;U)1P36A+TDR+TXV | A80US2V090B12 | 30000 | 28000 | 16.2 | 13 | 8.1 | 2.3 | 66 | 52 | 210329404
ARMSTRONG AIR | 4SHP17LE130P-**A | EA(C;U)1P36A+TDR+TXV | A80US2V080B16X | 30000 | 28000 | 16.2 | 13 | 8.1 | 2.3 | 66 | 52 | 210329403
AIREASE | 4SHP17LE148P-**A | EA(C;U)1P50/60C+TDR+TXV | A80UH2E110C20 | 46500 | 45000 | 15.2 | 12.5 | 8.1 | 2.18 | 67 | 54 | 210329758
AIREASE | 4SHP17LE148P-**A | EA(C;U)1P60C+TDR+TXV | A97USMV090C12 | 48000 | 46000 | 15.2 | 12.5 | 8.1 | 2.36 | 68 | 55 | 210329756
ARMSTRONG AIR | 4SHP17LE118P-**A | EA(C;U)1P24A+TDR+TXV | A80UH2E070A12 | 18000 | 17200 | 16.4 | 13.5 | 8.1 | 2.12 | 63 | 48 | 210329580
LENNOX | EL17XP1-042-230A** | CR33-48B*+TDR+TXV | EL280DF090E48B* | 41000 | 42000 | 15.4 | 13 | 8.1 | 2.12 | 65 | 50 | 210293834
ALLIED | 4HP17L30P-**A | EAC4X36A+TDR | 80G1UH070AE12 | 29400 | 27600 | 16 | 13 | 8.1 | 2.28 | 66 | 52 | 210328737
ALLIED | 4HP17L30P-**A | EA(C;U)1P30A+TDR+TXV | 80G2UH045AE12 | 29200 | 27800 | 15.8 | 13 | 8.1 | 2.24 | 65 | 51 | 210328621
ALLIED | 4HP17L30P-**A | EAC4X36A+TDR | 80G1UH045AE12 | 29400 | 27600 | 16 | 13 | 8.1 | 2.28 | 66 | 52 | 210328736
ALLIED | 4HP17L30P-**A | EAC4X36A+TDR | 80G2UH070AE12 | 29600 | 27800 | 16 | 13 | 8.1 | 2.26 | 65 | 51 | 210328734
ALLIED | 4HP17L30P-**A | EAC4X30B+TDR | 80G2UH090BV16 | 29200 | 28000 | 15.6 | 13 | 8.1 | 2.18 | 66 | 52 | 210328733
ALLIED | 4HP17L48P-**A | EAC4X49C+TDR | 80G1UH110CE20 | 48000 | 45500 | 15.2 | 12.5 | 8.1 | 2.26 | 69 | 56 | 210328399
ALLIED | 4HP17L48P-**A | EAC4X49C+TDR | 96G1UH090CE16 | 47500 | 45000 | 15.2 | 12.5 | 8.1 | 2.24 | 69 | 56 | 210328401
ALLIED | 4HP17L48P-**A | EAC4X49C+TDR | 80G2UH110CE20L | 48000 | 45000 | 15.4 | 12.5 | 8.1 | 2.26 | 69 | 56 | 210328397
ALLIED | 4HP17L48P-**A | EAC4X49C+TDR | 96G2UH110CE20 | 47500 | 45000 | 15.2 | 12.5 | 8.1 | 2.24 | 69 | 56 | 210328398
ALLIED | 4HP17L48P-**A | EAC4X49C+TDR | 80G2UH110CE20 | 48000 | 45000 | 15.4 | 12.5 | 8.1 | 2.26 | 69 | 56 | 210328396
ALLIED | 4HP17L48P-**A | EAC4X49C+TDR | 96G1UH110CE20 | 48000 | 45000 | 15.2 | 12.5 | 8.1 | 2.26 | 69 | 56 | 210328395
ALLIED | 4HP17L48P-**A | EAC4X60C+TDR | 80G2UH110CE16 | 48000 | 46500 | 15.6 | 13 | 8.3 | 2.36 | 68 | 54 | 210328417
ALLIED | 4HP17L48P-**A | EAC4X60C+TDR | 96G1UH090CE16 | 48000 | 46000 | 15.4 | 12.5 | 8.1 | 2.36 | 68 | 55 | 210328416
ALLIED | 4HP17L48P-**A | EAC4X60C+TDR | 92G1UH110CE20 | 48000 | 47000 | 15.4 | 12.5 | 8.3 | 2.32 | 67 | 54 | 210328413
ALLIED | 4HP17L48P-**A | EAC4X60C+TDR | 92G1UH110CE16 | 48000 | 46500 | 15.4 | 12.5 | 8.1 | 2.36 | 68 | 54 | 210328415
ALLIED | 4HP17L48P-**A | EAC4X60C+TDR | 92G1UH090CE16 | 48000 | 46500 | 15.2 | 12.5 | 8.1 | 2.34 | 68 | 54 | 210328414
ALLIED | 4HP17L48P-**A | EAC4X60C+TDR | 80G1UH110CE20 | 48000 | 47000 | 15.4 | 12.5 | 8.3 | 2.34 | 67 | 54 | 210328412
ALLIED | 4HP17L48P-**A | EAC4X60C+TDR | 96G2UH110CE20 | 48000 | 46000 | 15.4 | 12.5 | 8.1 | 2.38 | 68 | 55 | 210328411
AC PRO | 4HP17L18P-**A | BCE7E18M*4X |  | 18000 | 17800 | 15.6 | 12.5 | 8.5 | 2.16 | 62 | 46 | 210328150
AC PRO | 4HP17L18P-**A | EA(C;U)1P24A+TDR+TXV | 80G2UH070AE12 | 18000 | 17200 | 16.4 | 13.5 | 8.1 | 2.12 | 63 | 48 | 210328156
AC PRO | 4HP17L30P-**A | EAC4X36B+TDR | 80G2UH090BV16 | 30000 | 28200 | 16 | 13 | 8.1 | 2.28 | 65 | 51 | 210327981
AC PRO | 4HP17L24P-**A | BCE7E24M*4X |  | 23200 | 21600 | 16.2 | 13.5 | 8.1 | 2.12 | 63 | 48 | 210327984
AC PRO | 4HP17L30P-**A | EAC4X36B+TDR | 96G2UH070BV12 | 30000 | 28000 | 16 | 13 | 8.1 | 2.28 | 66 | 52 | 210327983
AC PRO | 4HP17L30P-**A | EAC4X36B+TDR | 96G2UH045BV12 | 29800 | 28000 | 15.6 | 13 | 8.1 | 2.26 | 66 | 52 | 210327982
AC PRO | 4HP17L30P-**A | EA(C;U)1P30A+TDR+TXV | 80G2UH045AE12 | 29200 | 27800 | 15.8 | 13 | 8.1 | 2.24 | 65 | 51 | 210327843
LENNOX | EL17XP1-030-230A** | CH35-36C+TDR+TXV | EL296UH110XV48C* | 29000 | 28400 | 15.6 | 12.5 | 8.3 | 2.22 | 65 | 51 | 210291695
LENNOX | EL17XP1-030-230A** | CH35-36C+TDR+TXV | EL296UH110XV60C* | 30000 | 29200 | 15.2 | 12.5 | 8.5 | 2.22 | 66 | 52 | 210291697
LENNOX | EL17XP1-030-230A** | CH35-36C+TDR+TXV | EL296UH110XE60C* | 29400 | 28800 | 15.6 | 12.5 | 8.5 | 2.24 | 65 | 51 | 210291694
LENNOX | EL17XP1-030-230A** | CH35-36C+TDR+TXV | EL296UH090XV36C* | 28800 | 28200 | 15.6 | 12.5 | 8.3 | 2.22 | 66 | 52 | 210291691
LENNOX | EL17XP1-030-230A** | CH35-36C+TDR+TXV | EL296UH090XV48C* | 28600 | 28200 | 15.6 | 13 | 8.3 | 2.22 | 65 | 51 | 210291692
LENNOX | EL17XP1-030-230A** | CH35-36C+TDR+TXV | EL296UH090XE48C* | 28600 | 28000 | 15.8 | 13 | 8.3 | 2.26 | 66 | 52 | 210291689
LENNOX | EL17XP1-030-230A** | CH35-36C+TDR+TXV | EL280UH110XE60C* | 29400 | 28800 | 15.6 | 12.5 | 8.5 | 2.22 | 65 | 51 | 210291688
LENNOX | EL17XP1-030-230A** | CH35-36C+TDR+TXV | EL280UH110E60C* | 29400 | 28800 | 15.6 | 12.5 | 8.5 | 2.22 | 65 | 51 | 210291687
LENNOX | EL17XP1-030-230A** | CH35-36C+TDR+TXV | EL196UH110XE60C* | 29400 | 28800 | 15.6 | 12.5 | 8.5 | 2.26 | 65 | 51 | 210291685
LENNOX | EL17XP1-030-230A** | CH35-36C+TDR+TXV | EL280UH110E48C* | 28400 | 28000 | 15.8 | 13 | 8.3 | 2.22 | 66 | 52 | 210291686
LENNOX | EL17XP1-030-230A** | CH35-36C+TDR+TXV | EL195UH080NE48C* | 28200 | 28000 | 15.4 | 12.5 | 8.3 | 2.22 | 66 | 52 | 210291681
LENNOX | EL17XP1-030-230A** | CH35-36C+TDR+TXV | EL195UH100NE60C* | 29400 | 28800 | 15.4 | 12.5 | 8.5 | 2.24 | 65 | 51 | 210291682
LENNOX | EL17XP1-030-230A** | CH35-36C+TDR+TXV | EL196UH090XE48C* | 28200 | 28000 | 15.6 | 12.5 | 8.3 | 2.22 | 66 | 52 | 210291684
LENNOX | EL17XP1-030-230A** | CH35-36C+TDR+TXV | EL180UH100NE60C* | 28800 | 28400 | 15.4 | 12.5 | 8.3 | 2.22 | 66 | 52 | 210291680
LENNOX | EL17XP1-030-230A** | C35-30B+TDR+TXV | EL280UH090E36B* | 29200 | 27800 | 15.8 | 13 | 8.1 | 2.24 | 65 | 51 | 210291568
LENNOX | EL17XP1-030-230A** | C35-30A+TDR+TXV | SL280UH060NV36A* | 29400 | 27800 | 16 | 13 | 8.1 | 2.24 | 65 | 51 | 210291555
LENNOX | EL17XP1-030-230A** | C35-30A+TDR+TXV | ML180UH045V36A* | 29400 | 28000 | 15.6 | 13 | 8.1 | 2.22 | 66 | 52 | 210291550
LENNOX | EL17XP1-030-230A** | C35-30A+TDR+TXV | ML180UH030V36A* | 29400 | 28000 | 15.6 | 13 | 8.1 | 2.22 | 66 | 52 | 210291548
LENNOX | EL17XP1-030-230A** | C35-30A+TDR+TXV | EL280UH045E36A* | 29200 | 27800 | 15.8 | 13 | 8.1 | 2.24 | 65 | 51 | 210291544
LENNOX | EL17XP1-030-230A** | CX35-30A+TDR | SL280UH060NV36A* | 29400 | 27800 | 16 | 13 | 8.1 | 2.24 | 65 | 51 | 210291845
LENNOX | ML17XP1-018-230A** | CHX35-30B-**-*+TDR | ML180UH070V48B* | 18000 | 17800 | 16.8 | 14 | 8.1 | 1.98 | 61 | 45 | 210039504
LENNOX | ML17XP1-018-230A** | CHX35-24B-**-*+TDR | SL297UH060NV36B* | 18000 | 18000 | 16.4 | 13.5 | 8.1 | 2.08 | 62 | 47 | 210039476
LENNOX | ML17XP1-018-230A** | CHX35-24B-**-*+TDR | SL297UH040NV36B* | 18000 | 18000 | 16.4 | 13.5 | 8.1 | 2.08 | 62 | 47 | 210039474
LENNOX | ML17XP1-018-230A** | CHX35-24B-**-*+TDR | SLP99UH070XV36B* | 18000 | 18000 | 16.4 | 13.5 | 8.1 | 2.1 | 62 | 47 | 210039478
LENNOX | ML17XP1-018-230A** | CHX35-24B-**-*+TDR | SL280UH090V36B* | 18000 | 18000 | 16.8 | 14 | 8.1 | 2.08 | 62 | 47 | 210039470
LENNOX | ML17XP1-018-230A** | CHX35-24B-**-*+TDR | SL280UH090V48B* | 18000 | 18000 | 16 | 13.5 | 8.1 | 2.08 | 63 | 48 | 210039472
LENNOX | ML17XP1-018-230A** | CHX35-24B-**-*+TDR | SL280UH080NV48B* | 18000 | 18000 | 16.8 | 14 | 8.1 | 2.1 | 62 | 47 | 210039468
LENNOX | ML17XP1-018-230A** | CHX35-24B-**-*+TDR | ML296UH045XV36B* | 18000 | 18000 | 16 | 13.5 | 8.1 | 2.06 | 62 | 47 | 210039466
LENNOX | ML17XP1-018-230A** | CHX35-24B-**-*+TDR | ML296UH070XV36B* | 18000 | 18000 | 15.8 | 13 | 8.1 | 2.06 | 63 | 48 | 210039467
LENNOX | ML17XP1-018-230A** | CHX35-24B-**-*+TDR | ML196UH030XE36B* | 18000 | 18000 | 15.6 | 13 | 8.1 | 2.06 | 62 | 47 | 210039461
LENNOX | ML17XP1-018-230A** | CHX35-24B-**-*+TDR | ML196UH070XE36B* | 18000 | 17800 | 16 | 13.5 | 8.1 | 2.06 | 62 | 46 | 210039463
LENNOX | ML17XP1-018-230A** | CHX35-24B-**-*+TDR | ML196UH045XE36B* | 18000 | 17800 | 16 | 13.5 | 8.1 | 2.06 | 62 | 46 | 210039462
LENNOX | ML17XP1-018-230A** | CHX35-24B-**-*+TDR | ML193UH070XE36B* | 18000 | 17800 | 16.4 | 13.5 | 8.1 | 2.1 | 62 | 46 | 210039460
LENNOX | ML17XP1-018-230A** | CHX35-24B-**-*+TDR | ML180UH090V48B* | 18000 | 18000 | 16 | 13.5 | 8.1 | 2.06 | 63 | 48 | 210039457
LENNOX | ML17XP1-018-230A** | CHX35-24B-**-*+TDR | ML193UH045XE36B* | 18000 | 18000 | 16.4 | 13.5 | 8.1 | 2.08 | 61 | 46 | 210039459
LENNOX | ML17XP1-018-230A** | CHX35-24B-**-*+TDR | ML193UH030XE36B* | 18000 | 18000 | 16 | 13.5 | 8.1 | 2.08 | 62 | 47 | 210039458
LENNOX | ML17XP1-018-230A** | CHX35-24B-**-*+TDR | ML180UH070V48B* | 18000 | 18000 | 16.4 | 14 | 8.1 | 2.1 | 63 | 48 | 210039454
LENNOX | ML17XP1-018-230A** | CHX35-24B-**-*+TDR | ML180UH070V36B* | 18000 | 17600 | 16.4 | 13.5 | 8.1 | 2.12 | 61 | 45 | 210039453
LENNOX | ML17XP1-018-230A** | CHX35-24B-**-*+TDR | ML180UH070E36B* | 18000 | 17800 | 16.4 | 13.5 | 8.1 | 2.1 | 62 | 46 | 210039452
LENNOX | ML17XP1-018-230A** | CHX35-24B-**-*+TDR | EL296UH045XE36B* | 18000 | 17800 | 16.4 | 13.5 | 8.1 | 2.08 | 62 | 46 | 210039447
LENNOX | ML17XP1-018-230A** | CHX35-24B-**-*+TDR | EL296UH070XV36B* | 18000 | 18000 | 16.4 | 13.5 | 8.1 | 2.1 | 62 | 47 | 210039451
LENNOX | ML17XP1-018-230A** | CHX35-24B-**-*+TDR | EL296UH070XE36B* | 18000 | 17600 | 16 | 13.5 | 8.1 | 2.06 | 63 | 47 | 210039450
LENNOX | ML17XP1-018-230A** | CHX35-24B-**-*+TDR | EL296UH045XV36B* | 18000 | 18000 | 16.4 | 13.5 | 8.1 | 2.06 | 62 | 47 | 210039448
LENNOX | ML17XP1-018-230A** | CHX35-24B-**-*+TDR | EL280UH090E36B* | 18000 | 18000 | 16.4 | 13.5 | 8.1 | 2.08 | 61 | 46 | 210039443
LENNOX | ML17XP1-018-230A** | CHX35-24B-**-*+TDR | EL196UH030XE36B* | 18000 | 18000 | 15.6 | 13 | 8.1 | 2.06 | 62 | 47 | 210039439
LENNOX | ML17XP1-018-230A** | CHX35-24B-**-*+TDR | EL196UH070XE36B* | 18000 | 17800 | 16 | 13.5 | 8.1 | 2.06 | 62 | 46 | 210039442
LENNOX | ML17XP1-018-230A** | CHX35-24B-**-*+TDR | EL196UH045XE36B* | 18000 | 17800 | 16 | 13.5 | 8.1 | 2.06 | 62 | 46 | 210039441
LENNOX | ML17XP1-018-230A** | CHX35-24B-**-*+TDR | EL195UH040NE36B* | 18000 | 17800 | 16 | 13.5 | 8.1 | 2.06 | 62 | 46 | 210039436
LENNOX | ML17XP1-018-230A** | CHX35-24B-**-*+TDR | EL195UH060NE36B* | 18000 | 17800 | 16.4 | 13.5 | 8.1 | 2.06 | 62 | 46 | 210039438
LENNOX | ML17XP1-018-230A** | CHX35-24A-**-*+TDR | SL280UH070XV36A* | 18000 | 18000 | 16 | 13.5 | 8.1 | 2.04 | 63 | 48 | 210039433
LENNOX | ML17XP1-018-230A** | CHX35-24A-**-*+TDR | SL280UH060NV36A* | 18000 | 18000 | 16.8 | 14 | 8.1 | 2.06 | 61 | 46 | 210039430
LENNOX | ML17XP1-018-230A** | CHX35-24A-**-*+TDR | SL280UH070V36A* | 18000 | 18000 | 16 | 13.5 | 8.1 | 2.04 | 63 | 48 | 210039431
ROYALTON | 4HP17L30P-**A | EA(C;U)1P36A+TDR+TXV | 80G1UH070AE12L | 29400 | 27600 | 16 | 13 | 8.1 | 2.28 | 66 | 52 | 210327090
ROYALTON | 4HP17L30P-**A | EA(C;U)1P36A+TDR+TXV | 80G1UH070AE12 | 29400 | 27600 | 16 | 13 | 8.1 | 2.28 | 66 | 52 | 210327089
ROYALTON | 4HP17L30P-**A | EA(C;U)1P36A+TDR+TXV | 80G1UH045AE12 | 29400 | 27600 | 16 | 13 | 8.1 | 2.28 | 66 | 52 | 210327088
ROYALTON | 4HP17L30P-**A | EAC4X36B+TDR | 92G1UH045BE12 | 29400 | 27800 | 15.8 | 13 | 8.1 | 2.26 | 65 | 51 | 210327191
ROYALTON | 4HP17L30P-**A | EAC4X36B+TDR | 80G1UH080BE16X | 30000 | 28400 | 15.6 | 12.5 | 8.1 | 2.24 | 65 | 51 | 210327190
ROYALTON | 4HP17L30P-**A | EAC4X36B+TDR | 80G2UH090BE16 | 29400 | 27600 | 16.2 | 13 | 8.1 | 2.28 | 65 | 51 | 210327188
ROYALTON | 4HP17L30P-**A | EAC4X36A+TDR | 80G2UH070AV12 | 30000 | 28200 | 15.8 | 13 | 8.1 | 2.26 | 65 | 51 | 210327186
ROYALTON | 4HP17L30P-**A | EAC4X36B+TDR | 80G1UH090BE16 | 29200 | 27600 | 16.2 | 13 | 8.1 | 2.26 | 65 | 51 | 210327187
ROYALTON | 4HP17L30P-**A | EAC4X36A+TDR | 80G2UH045AE12 | 29600 | 27800 | 16 | 13 | 8.1 | 2.28 | 65 | 51 | 210327185
ROYALTON | 4HP17L48P-**A | ED1P50/60C+TDR+TXV | 96G2DF110CE20 | 47000 | 45000 | 15.2 | 12.5 | 8.1 | 2.2 | 67 | 54 | 210326823
ROYALTON | 4HP17L48P-**A | ED1P50/60C+TDR+TXV | 96G1DF110CE20 | 47000 | 45000 | 15.4 | 12.5 | 8.1 | 2.2 | 67 | 54 | 210326822
ROYALTON | 4HP17L48P-**A | ED1P50/60C+TDR+TXV | 80G1DF110CE20 | 47500 | 45000 | 15.8 | 13 | 8.1 | 2.22 | 67 | 53 | 210326821
LENNOX | EL17XP1-018-230A** | CHX35-24B-**-*+TDR | EL195UH060NE36B* | 18000 | 17800 | 16.4 | 13.5 | 8.1 | 2.06 | 62 | 46 | 210288916
LENNOX | EL17XP1-018-230A** | CHX35-24B-**-*+TDR | EL195UH040NE36B* | 18000 | 17800 | 16 | 13.5 | 8.1 | 2.06 | 62 | 46 | 210288915
LENNOX | EL17XP1-018-230A** | CHX35-24A-**-*+TDR | SL280UH070XV36A* | 18000 | 18000 | 16 | 13.5 | 8.1 | 2.04 | 63 | 48 | 210288913
LENNOX | EL17XP1-018-230A** | CHX35-24A-**-*+TDR | SL280UH060NV36A* | 18000 | 18000 | 16.8 | 14 | 8.1 | 2.06 | 61 | 46 | 210288911
LENNOX | EL17XP1-018-230A** | CHX35-24A-**-*+TDR | SL280UH070V36A* | 18000 | 18000 | 16 | 13.5 | 8.1 | 2.04 | 63 | 48 | 210288912
LENNOX | EL17XP1-018-230A** | CH35-24B+TDR+TXV | ML196UH045XE36B* | 18000 | 17800 | 16 | 13.5 | 8.1 | 2.06 | 62 | 46 | 210288856
LENNOX | EL17XP1-018-230A** | CHX35-24A-**-*+TDR | ML180UH045V36A* | 18000 | 17600 | 16.4 | 13.5 | 8.1 | 2.08 | 61 | 45 | 210288907
LENNOX | EL17XP1-018-230A** | CHX35-24A-**-*+TDR | ML180UH030V36A* | 18000 | 17600 | 16.4 | 13.5 | 8.1 | 2.08 | 61 | 45 | 210288905
LENNOX | EL17XP1-018-230A** | CHX35-24A-**-*+TDR | EL280UH070XE36A* | 18000 | 17800 | 16.4 | 13.5 | 8.1 | 2.06 | 62 | 46 | 210288904
LENNOX | EL17XP1-018-230A** | CHX35-24A-**-*+TDR | EL280UH070E36A* | 18000 | 17800 | 16.4 | 13.5 | 8.1 | 2.06 | 62 | 46 | 210288903
LENNOX | EL17XP1-018-230A** | CH35-30B+TDR+TXV | SL297UH060NV36B* | 18000 | 17400 | 16.8 | 14 | 8.1 | 2.02 | 61 | 45 | 210288898
LENNOX | EL17XP1-018-230A** | CH35-30B+TDR+TXV | SL280UH090V36B* | 18000 | 17600 | 16.05 | 12.95 | 8.1 | 2 | 61 | 45 | 210288895
LENNOX | EL17XP1-018-230A** | CH35-30B+TDR+TXV | SL280UH080NV48B* | 18000 | 17600 | 16.8 | 14 | 8.1 | 2 | 61 | 45 | 210288894
LENNOX | EL17XP1-018-230A** | CH35-24B+TDR+TXV | ML193UH070XE36B* | 18000 | 17800 | 16.4 | 13.5 | 8.1 | 2.1 | 62 | 46 | 210288854
LENNOX | EL17XP1-018-230A** | CH35-30B+TDR+TXV | ML180UH070V48B* | 18000 | 17800 | 16.8 | 14 | 8.1 | 1.98 | 61 | 45 | 210288882
CONCORD | 4HP17L18P-**A | EAC4X24A+TDR | 80G2UH070AV12 | 18000 | 17800 | 16 | 13.5 | 8.1 | 2.06 | 63 | 48 | 210326716
CONCORD | 4HP17L18P-**A | EAC4X24A+TDR | 80G2UH045AE12 | 18000 | 17400 | 16 | 13.5 | 8.1 | 2.06 | 63 | 48 | 210326715
CONCORD | 4HP17L18P-**A | EAC4X24A+TDR | 80G2UH070AE12L | 18000 | 17200 | 16.4 | 13.5 | 8.1 | 2.12 | 63 | 48 | 210326714
CONCORD | 4HP17L18P-**A | EAC4X24A+TDR | 80G2UH070AE12 | 18000 | 17200 | 16.4 | 13.5 | 8.1 | 2.12 | 63 | 48 | 210326713
CONCORD | 4HP17L18P-**A | EA(C;U)1P24B+TDR+TXV | 92G1UH070BE12 | 18000 | 17200 | 16.2 | 13.5 | 8.1 | 2.1 | 63 | 48 | 210326609
CONCORD | 4HP17L30P-**A | BCE7E30M*4X |  | 29600 | 28200 | 15.8 | 13 | 8.5 | 2.36 | 66 | 52 | 210326278
CONCORD | 4HP17L30P-**A | BCE5V30M*4X |  | 29000 | 27400 | 15.4 | 12.5 | 8.1 | 2.16 | 65 | 51 | 210326277
MRCOOL | MHP17018A-**A | MCDP3036ANPA+TDR+TXV | MGD80SE090B4A | 18000 | 18000 | 15.6 | 13 | 8.1 | 2.08 | 63 | 48 | 210326275
MRCOOL | MHP17018A-**A | MCDP3036ANPA+TDR+TXV | MGD80SE070B3A | 18000 | 17800 | 16 | 13.5 | 8.1 | 2.12 | 62 | 46 | 210326268
ROYALTON | 4HP17L48P-**A | EA(C;U)1P48B+TDR+TXV | 80G1UH090BE16 | 46500 | 45000 | 15.2 | 12.5 | 8.1 | 2.18 | 67 | 54 | 210326762
ROYALTON | 4HP17L48P-**A | BCE7E48M*4X |  | 48000 | 45000 | 15.4 | 12.5 | 8.5 | 2.34 | 68 | 54 | 210326760
ROYALTON | 4HP17L48P-**A | BCE5V48M*4X |  | 47000 | 45500 | 15.2 | 12.5 | 8.3 | 2.28 | 67 | 53 | 210326759
CONCORD | 4HP17L30P-**A | EA(C;U)1P36B+TDR+TXV | 92G1UH045BE12 | 29400 | 27800 | 15.8 | 13 | 8.1 | 2.26 | 65 | 51 | 210326321
CONCORD | 4HP17L30P-**A | EA(C;U)1P36B+TDR+TXV | 92G1UH070BE12 | 29400 | 27600 | 16 | 13 | 8.1 | 2.28 | 66 | 52 | 210326322
CONCORD | 4HP17L30P-**A | EA(C;U)1P36B+TDR+TXV | 80G1UH080BE16X | 30000 | 28400 | 15.6 | 12.5 | 8.1 | 2.24 | 65 | 51 | 210326320
CONCORD | 4HP17L30P-**A | EA(C;U)1P36B+TDR+TXV | 80G2UH090BE16 | 29400 | 27600 | 16.2 | 13 | 8.1 | 2.28 | 65 | 51 | 210326318
CONCORD | 4HP17L30P-**A | EA(C;U)1P36B+TDR+TXV | 80G2UH090BE16L | 29400 | 27600 | 16.2 | 13 | 8.1 | 2.28 | 65 | 51 | 210326319
CONCORD | 4HP17L30P-**A | EA(C;U)1P36B+TDR+TXV | 80G1UH090BE16 | 29200 | 27600 | 16.2 | 13 | 8.1 | 2.26 | 65 | 51 | 210326317
CONCORD | 4HP17L30P-**A | EA(C;U)1P36A+TDR+TXV | 80G2UH070AV12 | 30000 | 28200 | 15.8 | 13 | 8.1 | 2.26 | 65 | 51 | 210326316
CONCORD | 4HP17L18P-**A | BCE7E18M*4X |  | 18000 | 17800 | 15.6 | 12.5 | 8.5 | 2.16 | 62 | 46 | 210326594
CONCORD | 4HP17L18P-**A | BCE5V18M*4X |  | 18000 | 17800 | 16 | 13.5 | 8.1 | 2.08 | 62 | 46 | 210326592
GE | NS17H18SA4-**A | NCHC30BT4+TDR | NF80X080V4B-* | 18000 | 17600 | 16.8 | 14 | 8.1 | 2 | 61 | 45 | 210261965
GE | NS17H30SA4-**A | NCHC36CT4+TDR | NF96U110S5C-* | 29400 | 28800 | 15.6 | 12.5 | 8.5 | 2.26 | 65 | 51 | 210262293
GE | NS17H30SA4-**A | NCHC36CT4+TDR | NF80U110S5C-* | 29000 | 28400 | 15.6 | 13 | 8.3 | 2.22 | 65 | 51 | 210262291
GE | NS17H30SA4-**A | NCHC36CT4+TDR | NF80U090S5C-* | 29400 | 28600 | 15.8 | 13 | 8.5 | 2.26 | 66 | 52 | 210262290
GE | NS17H30SA4-**A | NCHC36CT4+TDR | NF96U090V3C-* | 28800 | 28200 | 15.6 | 12.5 | 8.3 | 2.22 | 66 | 52 | 210262287
GE | NS17H48SA4-**A | NCUC60CT4+TDR | NF95X100S5C-* | 48000 | 46000 | 15.2 | 12.5 | 8.1 | 2.38 | 68 | 55 | 210262633
GE | NS17H30SA4-**A | NCHC36CT4+TDR | NF80U110T5C-* | 29400 | 28800 | 15.6 | 12.5 | 8.5 | 2.22 | 65 | 51 | 210262286
GE | NS17H30SA4-**A | NCUU30AP4+TDR+TXV | NF80U045T3A-* | 29200 | 27800 | 15.8 | 13 | 8.1 | 2.24 | 65 | 51 | 210262229
GE | NS17H18SA4-**A | NCUC24BT4+TDR | NF80X080V4B-* | 18000 | 17600 | 16.4 | 13.5 | 8.1 | 2.12 | 64 | 49 | 210261989
GE | NS17H18SA4-**A | NCUC24BT4+TDR | NF96U070V3B-* | 18000 | 17400 | 16.4 | 13.5 | 8.1 | 2.08 | 63 | 48 | 210261984
DUCANE | 4HP17L30P-**A | BCE7E30M*4X |  | 29600 | 28200 | 15.8 | 13 | 8.5 | 2.36 | 66 | 52 | 210325063
DUCANE | 4HP17L30P-**A | BCE5V30M*4X |  | 29000 | 27400 | 15.4 | 12.5 | 8.1 | 2.16 | 65 | 51 | 210325062
DUCANE | 4HP17L48P-**A | ED1P50/60C+TDR+TXV | 96G1DF110CE20 | 47000 | 45000 | 15.4 | 12.5 | 8.1 | 2.2 | 67 | 54 | 210324829
DUCANE | 4HP17L48P-**A | ED1P50/60C+TDR+TXV | 80G1DF110CE20 | 47500 | 45000 | 15.8 | 13 | 8.1 | 2.22 | 67 | 53 | 210324828
DUCANE | 4HP17L30P-**A | EA(C;U)1P36A+TDR+TXV | 80G1UH070AE12L | 29400 | 27600 | 16 | 13 | 8.1 | 2.28 | 66 | 52 | 210325108
DUCANE | 4HP17L30P-**A | EA(C;U)1P36A+TDR+TXV | 80G1UH070AE12 | 29400 | 27600 | 16 | 13 | 8.1 | 2.28 | 66 | 52 | 210325106
DUCANE | 4HP17L30P-**A | EA(C;U)1P36A+TDR+TXV | 80G1UH045AE12 | 29400 | 27600 | 16 | 13 | 8.1 | 2.28 | 66 | 52 | 210325104
DUCANE | 4HP17L30P-**A | EA(C;U)1P36A+TDR+TXV | 80G2UH070AE12L | 29600 | 27800 | 16 | 13 | 8.1 | 2.26 | 65 | 51 | 210325102
DUCANE | 4HP17L48P-**A | EA(C;U)1P50/60C+TDR+TXV | 80G2UH110CE20 | 46500 | 45000 | 15.2 | 12.5 | 8.1 | 2.18 | 67 | 54 | 210324809
DUCANE | 4HP17L48P-**A | EA(C;U)1P60C+TDR+TXV | 96G2UH090CV12 | 48000 | 46000 | 15.2 | 12.5 | 8.1 | 2.36 | 68 | 55 | 210324807
DUCANE | 4HP17L48P-**A | EA(C;U)1P60C+TDR+TXV | 80G2UH110CV20 | 48000 | 47000 | 15.4 | 12.5 | 8.3 | 2.32 | 67 | 54 | 210324806
DUCANE | 4HP17L30P-**A | ED1P30/36B+TDR+TXV | 96G1DF045BE12 | 27600 | 28800 | 15.4 | 12.5 | 8.5 | 2.2 | 64 | 49 | 210325212
DUCANE | 4HP17L30P-**A | ED1P30/36B+TDR+TXV | 92G1DF070BE12 | 27600 | 28800 | 15.4 | 12.5 | 8.5 | 2.22 | 64 | 49 | 210325210
DUCANE | 4HP17L30P-**A | ED1P30/36B+TDR+TXV | 92G1DF045BE12 | 27600 | 28800 | 15.4 | 12.5 | 8.5 | 2.2 | 64 | 49 | 210325208
DUCANE | 4HP17L48P-**A | EAC4X49C+TDR | 92G1UH110CE16 | 48000 | 45000 | 15.2 | 12.5 | 8.1 | 2.22 | 69 | 56 | 210324851
DUCANE | 4HP17L48P-**A | EAC4X49C+TDR | 80G2UH110CE16 | 48000 | 45000 | 15.4 | 12.5 | 8.1 | 2.26 | 69 | 56 | 210324853
DUCANE | 4HP17L48P-**A | EAC4X49C+TDR | 96G1UH090CE16 | 47500 | 45000 | 15.2 | 12.5 | 8.1 | 2.24 | 69 | 56 | 210324852
DUCANE | 4HP17L48P-**A | EAC4X49C+TDR | 80G1UH110CE20 | 48000 | 45500 | 15.2 | 12.5 | 8.1 | 2.26 | 69 | 56 | 210324850
DUCANE | 4HP17L48P-**A | EAC4X49C+TDR | 96G2UH110CE20 | 47500 | 45000 | 15.2 | 12.5 | 8.1 | 2.24 | 69 | 56 | 210324849
DUCANE | 4HP17L48P-**A | EAC4X49C+TDR | 80G2UH110CE20L | 48000 | 45000 | 15.4 | 12.5 | 8.1 | 2.26 | 69 | 56 | 210324848
DUCANE | 4HP17L48P-**A | EAC4X49C+TDR | 80G2UH110CE20 | 48000 | 45000 | 15.4 | 12.5 | 8.1 | 2.26 | 69 | 56 | 210324847
DUCANE | 4HP17L48P-**A | EAC4X49C+TDR | 96G1UH110CE20 | 48000 | 45000 | 15.2 | 12.5 | 8.1 | 2.26 | 69 | 56 | 210324846
DUCANE | 4HP17L30P-**A | ED1P30/36C+TDR+TXV | 96G2DF110CE20 | 28200 | 29200 | 15.2 | 12.5 | 8.5 | 2.22 | 64 | 50 | 210325227
DUCANE | 4HP17L30P-**A | ED1P30/36C+TDR+TXV | 96G1DF110CE20 | 28400 | 29400 | 15.4 | 12.5 | 8.5 | 2.2 | 63 | 48 | 210325226
DUCANE | 4HP17L30P-**A | ED1P30/36C+TDR+TXV | 80G1DF110CE20 | 28200 | 29000 | 15.6 | 12.5 | 8.5 | 2.24 | 63 | 49 | 210325224
DUCANE | 4HP17L30P-**A | ED1P30/36C+TDR+TXV | 96G1DF090CE16 | 28000 | 29000 | 15.6 | 12.5 | 8.5 | 2.22 | 63 | 49 | 210325222
DUCANE | 4HP17L42P-**A | BCE7E42M*4X |  | 41000 | 40000 | 15.6 | 13 | 8.3 | 2.18 | 65 | 55 | 210324877
DUCANE | 4HP17L48P-**A | EAC4X50/60C+TDR | 80G2UH110CE20L | 46500 | 45000 | 15.2 | 12.5 | 8.1 | 2.18 | 67 | 54 | 210324874
DUCANE | 4HP17L48P-**A | EAC4X50/60C+TDR | 80G2UH110CE20 | 46500 | 45000 | 15.2 | 12.5 | 8.1 | 2.18 | 67 | 54 | 210324873
DUCANE | 4HP17L48P-**A | EAC4X60C+TDR | 96G2UH090CV12 | 48000 | 46000 | 15.2 | 12.5 | 8.1 | 2.36 | 68 | 55 | 210324871
DUCANE | 4HP17L48P-**A | EA(C;U)1P60C+TDR+TXV | 92G1UH110CE16 | 48000 | 46500 | 15.4 | 12.5 | 8.1 | 2.36 | 68 | 54 | 210324802
DUCANE | 4HP17L48P-**A | EA(C;U)1P60C+TDR+TXV | 96G2UH090CE16 | 48000 | 46000 | 15.4 | 12.5 | 8.1 | 2.34 | 68 | 55 | 210324805
DUCANE | 4HP17L48P-**A | EA(C;U)1P60C+TDR+TXV | 80G2UH110CE16 | 48000 | 46500 | 15.6 | 13 | 8.3 | 2.36 | 68 | 54 | 210324804
DUCANE | 4HP17L48P-**A | EA(C;U)1P60C+TDR+TXV | 96G1UH090CE16 | 48000 | 46000 | 15.4 | 12.5 | 8.1 | 2.36 | 68 | 55 | 210324803
DUCANE | 4HP17L48P-**A | EA(C;U)1P60C+TDR+TXV | 92G1UH090CE16 | 48000 | 46500 | 15.2 | 12.5 | 8.1 | 2.34 | 68 | 54 | 210324801
DUCANE | 4HP17L48P-**A | EA(C;U)1P60C+TDR+TXV | 92G1UH110CE20 | 48000 | 47000 | 15.4 | 12.5 | 8.3 | 2.32 | 67 | 54 | 210324800
DUCANE | 4HP17L48P-**A | EA(C;U)1P60C+TDR+TXV | 80G1UH110CE20 | 48000 | 47000 | 15.4 | 12.5 | 8.3 | 2.34 | 67 | 54 | 210324799
DUCANE | 4HP17L48P-**A | EA(C;U)1P60C+TDR+TXV | 96G2UH110CE20 | 48000 | 46000 | 15.4 | 12.5 | 8.1 | 2.38 | 68 | 55 | 210324798
BLUERIDGE | BHP17L48P-**A | BC1P60C+TDR+TXV | BG801UH090CE20 | 48000 | 46000 | 15.6 | 13 | 8.1 | 2.38 | 68 | 55 | 210325165
DUCANE | 4HP17L36P-**A | ED1P50/60C+TDR+TXV | 96G2DF110CV20 | 36000 | 32600 | 15.8 | 13 | 8.1 | 2.18 | 68 | 55 | 210325053
DUCANE | 4HP17L36P-**A | ED1P50/60C+TDR+TXV | 96G2DF090CV20 | 36000 | 32600 | 15.8 | 13 | 8.1 | 2.18 | 68 | 55 | 210325052
LENNOX | ML17XP1-048-230A** | CX35-49C+TDR | ML180UH090E60C* | 48000 | 45000 | 15.6 | 13 | 8.1 | 2.26 | 68 | 56 | 210051295
LENNOX | ML17XP1-048-230A** | CX35-49C+TDR | EL296UH090XE48C* | 47500 | 45000 | 15.2 | 12.5 | 8.1 | 2.24 | 69 | 56 | 210051288
LENNOX | ML17XP1-048-230A** | C35-60C+TDR+TXV | EL195UH100NE60C* | 48000 | 46000 | 15.2 | 12.5 | 8.1 | 2.38 | 68 | 55 | 210050999
LENNOX | ML17XP1-048-230A** | CX35-49C+TDR | EL280UH110E48C* | 48000 | 45000 | 15.4 | 12.5 | 8.1 | 2.26 | 69 | 56 | 210051285
LENNOX | ML17XP1-048-230A** | CX35-49C+TDR | EL296UH090XV36C* | 47500 | 45000 | 15.2 | 12.5 | 8.1 | 2.22 | 68 | 56 | 210051289
LENNOX | ML17XP1-048-230A** | CX35-49C+TDR | EL196UH110XE60C* | 48000 | 45000 | 15.2 | 12.5 | 8.1 | 2.26 | 69 | 56 | 210051284
LENNOX | ML17XP1-048-230A** | CX35-49C+TDR | EL280UH110XE60C* | 48000 | 45000 | 15.4 | 12.5 | 8.1 | 2.26 | 69 | 56 | 210051287
LENNOX | ML17XP1-048-230A** | CX35-49C+TDR | EL280UH110E60C* | 48000 | 45000 | 15.4 | 12.5 | 8.1 | 2.26 | 69 | 56 | 210051286
LENNOX | ML17XP1-048-230A** | CX35-49C+TDR | EL196UH090XE48C* | 47500 | 45000 | 15.2 | 12.5 | 8.1 | 2.24 | 69 | 56 | 210051283
LENNOX | ML17XP1-048-230A** | CX35-48C+TDR | SL280UH100NV60C* | 47500 | 45000 | 15.4 | 12.5 | 8.1 | 2.2 | 68 | 54 | 210051272
LENNOX | ML17XP1-048-230A** | CX35-48C+TDR | SL280UH080NV60C* | 47500 | 45000 | 15.4 | 12.5 | 8.1 | 2.24 | 68 | 54 | 210051269
LENNOX | ML17XP1-048-230A** | CX35-48C+TDR | ML196UH090XE60C* | 46500 | 44500 | 15.2 | 12.5 | 8.1 | 2.2 | 68 | 55 | 210051265
LENNOX | ML17XP1-048-230A** | CX35-48C+TDR | ML193UH110XE48C* | 46500 | 45000 | 15.2 | 12.5 | 8.1 | 2.18 | 68 | 54 | 210051262
LENNOX | ML17XP1-048-230A** | CX35-48C+TDR | ML196UH110XE60C* | 46500 | 45000 | 15.2 | 12.5 | 8.1 | 2.18 | 67 | 54 | 210051266
LENNOX | ML17XP1-048-230A** | CX35-48C+TDR | ML193UH110XE60C* | 46500 | 44500 | 15.4 | 12.5 | 8.1 | 2.18 | 68 | 55 | 210051263
LENNOX | ML17XP1-048-230A** | CX35-48C+TDR | ML180UH110V60C* | 47500 | 45000 | 15.4 | 12.5 | 8.1 | 2.22 | 68 | 54 | 210051260
LENNOX | ML17XP1-048-230A** | CX35-48C+TDR | ML180UH090E60C* | 46500 | 44500 | 15.4 | 12.5 | 8.1 | 2.22 | 68 | 55 | 210051258
LENNOX | ML17XP1-048-230A** | CX35-48C+TDR | EL296UH110XE60C* | 46500 | 45000 | 15.2 | 12.5 | 8.1 | 2.18 | 67 | 54 | 210051255
LENNOX | ML17XP1-048-230A** | CX35-48C+TDR | EL280UH110XE60C* | 46500 | 44500 | 15.6 | 12.5 | 8.1 | 2.2 | 67 | 54 | 210051250
LENNOX | ML17XP1-048-230A** | CX35-48C+TDR | EL280UH110E60C* | 46500 | 44500 | 15.6 | 12.5 | 8.1 | 2.2 | 67 | 54 | 210051249
LENNOX | ML17XP1-048-230A** | CX35-48C+TDR | EL196UH110XE60C* | 46500 | 45000 | 15.2 | 12.5 | 8.1 | 2.18 | 67 | 54 | 210051247
LENNOX | ML17XP1-048-230A** | CX35-48C+TDR | EL280UH110E48C* | 47000 | 45000 | 15.2 | 12.5 | 8.1 | 2.2 | 68 | 54 | 210051248
LENNOX | ML17XP1-048-230A** | CX35-48B+TDR | ML180UH090E48B* | 46500 | 45000 | 15.2 | 12.5 | 8.1 | 2.18 | 67 | 54 | 210051233
AIREASE | 4SHP17LE136P-**A | ED1P50/60C+TDR+TXV | A97DSMV090C20 | 36000 | 32600 | 15.8 | 13 | 8.1 | 2.18 | 68 | 55 | 210329940
AIREASE | 4SHP17LE130P-**A | EA(C;U)1P36A+TDR+TXV | A80UH1E070B12 | 29600 | 27800 | 16 | 13 | 8.1 | 2.26 | 65 | 51 | 210330010
AIREASE | 4SHP17LE130P-**A | EA(C;U)1P36A+TDR+TXV | A80US2V090B12 | 30000 | 28000 | 16.2 | 13 | 8.1 | 2.3 | 66 | 52 | 210330014
AIREASE | 4SHP17LE130P-**A | EA(C;U)1P36A+TDR+TXV | A80US2V080B16X | 30000 | 28000 | 16.2 | 13 | 8.1 | 2.3 | 66 | 52 | 210330013
AIREASE | 4SHP17LE130P-**A | EA(C;U)1P36A+TDR+TXV | A93UH1E030B12 | 29600 | 28000 | 15.8 | 13 | 8.1 | 2.26 | 65 | 51 | 210330011
AIREASE | 4SHP17LE130P-**A | EA(C;U)1P36A+TDR+TXV | A96UH2E045B12 | 29400 | 27800 | 15.8 | 13 | 8.1 | 2.24 | 65 | 51 | 210330008
AIREASE | 4SHP17LE118P-**A | EA(C;U)1P24A+TDR+TXV | A80UH2E070A12 | 18000 | 17200 | 16.4 | 13.5 | 8.1 | 2.12 | 63 | 48 | 210330190
AIREASE | 4SHP17LE118P-**A | BCE7E18M*4X |  | 18000 | 17800 | 15.6 | 12.5 | 8.5 | 2.16 | 62 | 46 | 210330185
AIREASE | 4SHP17LE118P-**A | BCE7S24M*4X |  | 18000 | 18000 | 16 | 13 | 8.3 | 2.16 | 61 | 46 | 210330184
AIREASE | 4SHP17LE148P-**A | EA(C;U)1P49C+TDR+TXV | A80UH2E110C20 | 48000 | 45000 | 15.4 | 12.5 | 8.1 | 2.26 | 69 | 56 | 210329722
AIREASE | 4SHP17LE148P-**A | EA(C;U)1P49C+TDR+TXV | A96UH1E110C20 | 48000 | 45000 | 15.2 | 12.5 | 8.1 | 2.26 | 69 | 56 | 210329721
ARMSTRONG AIR | 4SHP17LE136P-**A | ED1P50/60C+TDR+TXV | A80DS2V110C20 | 36000 | 32200 | 16.4 | 13.5 | 8.1 | 2.24 | 68 | 56 | 210329332
AIREASE | 4SHP17LE148P-**A | EA(C;U)1P49C+TDR+TXV | A93UH1E110C20 | 47500 | 45000 | 15.4 | 12.5 | 8.1 | 2.24 | 68 | 56 | 210329720
AIREASE | 4SHP17LE148P-**A | EA(C;U)1P49C+TDR+TXV | A80UH1E090C20 | 48000 | 45000 | 15.6 | 13 | 8.1 | 2.26 | 68 | 56 | 210329719
ARMSTRONG AIR | 4SHP17LE130P-**A | EA(C;U)1P36A+TDR+TXV | A80UH2E045A12 | 29600 | 27800 | 16 | 13 | 8.1 | 2.28 | 65 | 51 | 210329386
AIREASE | 4SHP17LE148P-**A | EA(C;U)1P48B+TDR+TXV | A80US2V100C20X | 47500 | 45000 | 15.4 | 12.5 | 8.1 | 2.2 | 68 | 54 | 210329716
ARMSTRONG AIR | 4SHP17LE130P-**A | EA(C;U)1P36A+TDR+TXV | A80UH1E045A12 | 29400 | 27600 | 16 | 13 | 8.1 | 2.28 | 66 | 52 | 210329382
AIREASE | 4SHP17LE148P-**A | EA(C;U)1P48B+TDR+TXV | A80US2V080C20X | 47500 | 45000 | 15.4 | 12.5 | 8.1 | 2.24 | 68 | 54 | 210329715
ARMSTRONG AIR | 4SHP17LE130P-**A | EA(C;U)1P36A+TDR+TXV | A80UH1E070A12 | 29400 | 27600 | 16 | 13 | 8.1 | 2.28 | 66 | 52 | 210329383
ARMSTRONG AIR | 4SHP17LE130P-**A | EA(C;U)1P36A+TDR+TXV | A80UH2E070A12 | 29600 | 27800 | 16 | 13 | 8.1 | 2.26 | 65 | 51 | 210329381
ARMSTRONG AIR | 4SHP17LE130P-**A | EA(C;U)1P30A+TDR+TXV | A80US2V090B16 | 29200 | 28000 | 15.6 | 13 | 8.1 | 2.18 | 66 | 52 | 210329380
AIREASE | 4SHP17LE148P-**A | EA(C;U)1P48B+TDR+TXV | A80UH2E110C16 | 47000 | 45000 | 15.2 | 12.5 | 8.1 | 2.2 | 68 | 54 | 210329713
AIREASE | 4SHP17LE148P-**A | EA(C;U)1P48B+TDR+TXV | A93UH1E110C16 | 46500 | 45000 | 15.2 | 12.5 | 8.1 | 2.18 | 68 | 54 | 210329712
LENNOX | EL17XP1-048-230A** | CH35-51C+TDR+TXV | ML296UH110XV60C* | 48000 | 45500 | 15.2 | 12.5 | 8.3 | 2.32 | 69 | 57 | 210295571
LENNOX | EL17XP1-048-230A** | CH35-51C+TDR+TXV | SL280UH080NV60C* | 48000 | 45500 | 15.6 | 12.5 | 8.3 | 2.32 | 69 | 56 | 210295572
LENNOX | EL17XP1-048-230A** | CH35-48C+TDR+TXV | EL280UH110E48C* | 47000 | 45500 | 15.2 | 12.5 | 8.1 | 2.16 | 67 | 54 | 210295520
LENNOX | EL17XP1-048-230A** | C35-60C+TDR+TXV | SL280UH090V60C* | 48000 | 47000 | 15.4 | 12.5 | 8.3 | 2.34 | 68 | 54 | 210295491
LENNOX | EL17XP1-048-230A** | CBA25UHV-048-230-** |  | 47000 | 45500 | 15.2 | 12.5 | 8.3 | 2.28 | 67 | 53 | 210295502
LENNOX | EL17XP1-048-230A** | CBA27UHE-048-230*+TDR |  | 48000 | 45000 | 15.4 | 12.5 | 8.5 | 2.34 | 68 | 54 | 210295503
LENNOX | EL17XP1-048-230A** | C35-60C+TDR+TXV | SL297UH080NV60C* | 48000 | 47000 | 15.2 | 12.5 | 8.1 | 2.34 | 68 | 54 | 210295497
LENNOX | EL17XP1-048-230A** | C35-60C+TDR+TXV | SLP99UH090XV36C* | 48000 | 46000 | 15.2 | 12.5 | 8.1 | 2.36 | 68 | 55 | 210295498
LENNOX | EL17XP1-048-230A** | C35-60C+TDR+TXV | SL297UH080NV48C* | 48000 | 47000 | 15.2 | 12.5 | 8.3 | 2.34 | 68 | 54 | 210295496
LENNOX | EL17XP1-048-230A** | CH35-51C+TDR+TXV | ML196UH110XE60C* | 47500 | 45000 | 15.4 | 12.5 | 8.3 | 2.28 | 69 | 56 | 210295569
LENNOX | EL17XP1-048-230A** | C35-60C+TDR+TXV | SL280UH110XV60C* | 48000 | 47000 | 15.4 | 12.5 | 8.3 | 2.32 | 67 | 54 | 210295495
LENNOX | EL17XP1-048-230A** | C35-60C+TDR+TXV | SL280UH110V60C* | 48000 | 47000 | 15.4 | 12.5 | 8.3 | 2.32 | 67 | 54 | 210295494
LENNOX | EL17XP1-048-230A** | C35-60C+TDR+TXV | SL280UH100NV60C* | 48000 | 47000 | 15.6 | 13 | 8.3 | 2.38 | 67 | 54 | 210295493
LENNOX | EL17XP1-048-230A** | C35-60C+TDR+TXV | SL280UH090XV60C* | 48000 | 47000 | 15.4 | 12.5 | 8.3 | 2.34 | 68 | 54 | 210295492
LENNOX | ML17XP1-036-230A** | CHX35-48B-**-*+TDR | ML180UH070V48B* | 36000 | 33600 | 16.2 | 13 | 8.1 | 2.26 | 66 | 52 | 210048940
LENNOX | ML17XP1-036-230A** | CH35-51C+TDR+TXV | SLP99UH090XV60C* | 36000 | 33800 | 16 | 13 | 8.1 | 2.16 | 66 | 53 | 210048893
LENNOX | ML17XP1-036-230A** | CH35-51C+TDR+TXV | SLP99UH110XV60C* | 36000 | 33600 | 16.2 | 13 | 8.1 | 2.18 | 66 | 52 | 210048896
LENNOX | ML17XP1-036-230A** | CH35-51C+TDR+TXV | SL297UH080NV60C* | 36000 | 33800 | 16 | 13 | 8.1 | 2.18 | 66 | 53 | 210048884
LENNOX | ML17XP1-036-230A** | CH35-51C+TDR+TXV | SL280UH090XV60C* | 36000 | 33800 | 16 | 13 | 8.1 | 2.18 | 66 | 53 | 210048868
LENNOX | ML17XP1-036-230A** | CH35-51C+TDR+TXV | SL280UH100NV60C* | 36000 | 33800 | 16.4 | 13 | 8.1 | 2.22 | 66 | 53 | 210048871
LENNOX | ML17XP1-036-230A** | CH35-51C+TDR+TXV | SL280UH090V60C* | 36000 | 33800 | 16 | 13 | 8.1 | 2.18 | 66 | 53 | 210048864
LENNOX | ML17XP1-036-230A** | CH35-51C+TDR+TXV | SL280UH080NV60C* | 36000 | 33400 | 16.6 | 13.5 | 8.1 | 2.24 | 66 | 53 | 210048862
LENNOX | ML17XP1-036-230A** | CH35-51C+TDR+TXV | ML296UH090XV48C* | 36000 | 33600 | 16.2 | 13 | 8.1 | 2.18 | 66 | 52 | 210048856
LENNOX | ML17XP1-030-230A** | CR33-30/36B+TDR+TXV | EL296DF045XV36B* | 28000 | 29200 | 15.2 | 12.5 | 8.5 | 2.2 | 64 | 49 | 210047121
LENNOX | ML17XP1-036-230A** | CH35-51C+TDR+TXV | ML180UH110E60C* | 36000 | 33400 | 16.4 | 13 | 8.1 | 2.18 | 66 | 52 | 210048824
LENNOX | ML17XP1-036-230A** | CH35-51C+TDR+TXV | ML180UH110V60C* | 36000 | 33400 | 16.6 | 13.5 | 8.1 | 2.22 | 66 | 53 | 210048827
LENNOX | ML17XP1-036-230A** | CH35-51C+TDR+TXV | EL296UH110XV60C* | 36000 | 33600 | 16.2 | 13 | 8.1 | 2.18 | 66 | 52 | 210048818
LENNOX | ML17XP1-036-230A** | CH35-51C+TDR+TXV | EL296UH090XV60C* | 36000 | 33800 | 16 | 13 | 8.1 | 2.16 | 66 | 53 | 210048809
LENNOX | ML17XP1-036-230A** | CH35-51C+TDR+TXV | EL280UH110XE60C* | 36000 | 33200 | 16.6 | 13.5 | 8.1 | 2.24 | 66 | 53 | 210048797
LENNOX | ML17XP1-036-230A** | CH35-51C+TDR+TXV | EL280UH110E60C* | 36000 | 33200 | 16.6 | 13.5 | 8.1 | 2.24 | 66 | 53 | 210048795
LENNOX | ML17XP1-036-230A** | CH35-48B+TDR+TXV | SL280UH090V36B* | 36000 | 33400 | 16.2 | 13 | 8.1 | 2.24 | 66 | 52 | 210048764
LENNOX | ML17XP1-036-230A** | CH35-48B+TDR+TXV | SL280UH080NV48B* | 36000 | 33400 | 16.2 | 13 | 8.1 | 2.26 | 66 | 52 | 210048760
DUCANE | 4HP17L30P-**A | ED1P30/36C+TDR+TXV | 92G1DF090CE16 | 28000 | 29000 | 15.6 | 12.5 | 8.5 | 2.22 | 63 | 49 | 210325220
DUCANE | 4HP17L30P-**A | ED1P30/36C+TDR+TXV | 96G2DF090CE16 | 27600 | 28600 | 15.4 | 12.5 | 8.5 | 2.24 | 64 | 50 | 210325218
DUCANE | 4HP17L30P-**A | ED1P30/36B+TDR+TXV | 80G1DF070BE12 | 27800 | 29000 | 15.4 | 12.5 | 8.5 | 2.22 | 63 | 49 | 210325216
DUCANE | 4HP17L48P-**A | EAC4X60C+TDR | 80G2UH110CE20 | 48000 | 46500 | 15.6 | 13 | 8.3 | 2.38 | 68 | 54 | 210324860
DUCANE | 4HP17L48P-**A | EAC4X60C+TDR | 80G2UH110CE20L | 48000 | 46500 | 15.6 | 13 | 8.3 | 2.38 | 68 | 54 | 210324861
DUCANE | 4HP17L48P-**A | EAC4X60C+TDR | 95G1UH100CE20X | 48000 | 46000 | 15.2 | 12.5 | 8.1 | 2.38 | 68 | 55 | 210324859
DUCANE | 4HP17L48P-**A | EAC4X60C+TDR | 96G1UH110CE20 | 48000 | 46500 | 15.4 | 12.5 | 8.1 | 2.34 | 68 | 54 | 210324858
DUCANE | 4HP17L48P-**A | EAC4X60C+TDR | 80G1UH090CE20 | 48000 | 46000 | 15.6 | 13 | 8.1 | 2.38 | 68 | 55 | 210324857
DUCANE | 4HP17L48P-**A | EAC4X49C+TDR | 80G2UH110CV20 | 48000 | 45500 | 15.2 | 12.5 | 8.1 | 2.26 | 69 | 56 | 210324855
DUCANE | 4HP17L30P-**A | EAC4X30A+TDR | 80G2UH045AE12 | 29200 | 27800 | 15.8 | 13 | 8.1 | 2.24 | 65 | 51 | 210325236
DUCANE | 4HP17L48P-**A | EAC4X49C+TDR | 96G2UH090CV12 | 47500 | 45000 | 15.2 | 12.5 | 8.1 | 2.22 | 68 | 56 | 210324856
DUCANE | 4HP17L30P-**A | EA(C;U)1P36B+TDR+TXV | 92G1UH045BE12 | 29400 | 27800 | 15.8 | 13 | 8.1 | 2.26 | 65 | 51 | 210325125
BLUERIDGE | BHP17L48P-**A | BC1P48B+TDR+TXV | BG801UH090CE20 | 46500 | 44500 | 15.4 | 12.5 | 8.1 | 2.22 | 68 | 55 | 210325120
DUCANE | 4HP17L48P-**A | EA(C;U)1P48C+TDR+TXV | 80G2UH110CE16 | 47000 | 45000 | 15.2 | 12.5 | 8.1 | 2.2 | 68 | 54 | 210324777
DUCANE | 4HP17L42P-**A | BCE5V42M*4X |  | 41000 | 39000 | 15.4 | 13 | 8.1 | 2.14 | 66 | 52 | 210324879
DUCANE | 4HP17L48P-**A | EA(C;U)1P49C+TDR+TXV | 80G1UH090CE20 | 48000 | 45000 | 15.6 | 13 | 8.1 | 2.26 | 68 | 56 | 210324780
DUCANE | 4HP17L48P-**A | EA(C;U)1P49C+TDR+TXV | 92G1UH110CE20 | 47500 | 45000 | 15.4 | 12.5 | 8.1 | 2.24 | 68 | 56 | 210324781
DUCANE | 4HP17L48P-**A | EA(C;U)1P48C+TDR+TXV | 92G1UH110CE16 | 46500 | 45000 | 15.2 | 12.5 | 8.1 | 2.18 | 68 | 54 | 210324776
DUCANE | 4HP17L48P-**A | EA(C;U)1P48C+TDR+TXV | 96G1UH110CE20 | 46500 | 45000 | 15.2 | 12.5 | 8.1 | 2.18 | 67 | 54 | 210324774
DUCANE | 4HP17L48P-**A | EA(C;U)1P48C+TDR+TXV | 96G2UH110CE20 | 46500 | 45000 | 15.2 | 12.5 | 8.1 | 2.18 | 67 | 54 | 210324775
DUCANE | 4HP17L30P-**A | EAC4X30B+TDR | 80G2UH090BE12 | 29200 | 27800 | 15.8 | 13 | 8.1 | 2.24 | 65 | 51 | 210325261
LENNOX | ML17XP1-018-230A** | CHX35-30B-**-*+TDR | SL297UH060NV36B* | 18000 | 17400 | 16.8 | 14 | 8.1 | 2.02 | 61 | 45 | 210039525
LENNOX | ML17XP1-018-230A** | CR33-24A+TDR+TXV | SL280DF070V36A* | 18000 | 18000 | 16 | 13 | 8.1 | 1.96 | 63 | 48 | 210039531
LENNOX | ML17XP1-018-230A** | CHX35-30B-**-*+TDR | SL280UH090V36B* | 18000 | 17600 | 16.05 | 12.95 | 8.1 | 2 | 61 | 45 | 210039522
LENNOX | ML17XP1-018-230A** | CHX35-30B-**-*+TDR | SL280UH080NV48B* | 18000 | 17600 | 16.8 | 14 | 8.1 | 2 | 61 | 45 | 210039521
LENNOX | ML17XP1-018-230A** | CR33-30/36B+TDR+TXV | EL280DF090E48B* | 18000 | 18000 | 15.6 | 13 | 8.1 | 2.1 | 63 | 48 | 210039549
LENNOX | ML17XP1-018-230A** | CR33-30/36B+TDR+TXV | EL296DF045XV36B* | 18000 | 18000 | 16.4 | 13.5 | 8.5 | 2.16 | 63 | 48 | 210039552
LENNOX | ML17XP1-018-230A** | CR33-30/36B+TDR+TXV | EL296DF070XV48B* | 18000 | 18000 | 15.6 | 13 | 8.3 | 2.04 | 64 | 50 | 210039555
LENNOX | ML17XP1-018-230A** | CR33-30/36B+TDR+TXV | EL296DF045XE36B* | 18000 | 18000 | 16.2 | 13.5 | 8.1 | 2.14 | 62 | 47 | 210039550
LENNOX | ML17XP1-018-230A** | CR33-30/36B+TDR+TXV | EL296DF070XE48B* | 18000 | 18000 | 16 | 13.5 | 8.1 | 2.14 | 62 | 47 | 210039553
LENNOX | ML17XP1-018-230A** | CR33-30/36B+TDR+TXV | ML180DF070E36B* | 18000 | 17800 | 16 | 13.5 | 8.1 | 2.12 | 62 | 46 | 210039556
LENNOX | ML17XP1-018-230A** | CR33-30/36B+TDR+TXV | ML180DF090E48B* | 18000 | 18000 | 15.6 | 13 | 8.1 | 2.08 | 63 | 48 | 210039557
LENNOX | ML17XP1-018-230A** | CR33-30/36B+TDR+TXV | ML196DF045XE36B* | 18000 | 17800 | 16.4 | 13.5 | 8.3 | 2.16 | 62 | 46 | 210039560
LENNOX | ML17XP1-018-230A** | CR33-30/36B+TDR+TXV | ML193DF045XE36B* | 18000 | 18000 | 16.8 | 14 | 8.5 | 2.18 | 62 | 47 | 210039558
LENNOX | ML17XP1-018-230A** | CR33-30/36B+TDR+TXV | ML196DF070XE48B* | 18000 | 18000 | 16.4 | 13.5 | 8.3 | 2.16 | 62 | 47 | 210039561
LENNOX | ML17XP1-018-230A** | CR33-30/36B+TDR+TXV | ML193DF070XE36B* | 18000 | 18000 | 16.8 | 14 | 8.5 | 2.18 | 62 | 47 | 210039559
LENNOX | ML17XP1-018-230A** | CR33-30/36B+TDR+TXV | ML296DF045XV36B* | 18000 | 18000 | 16 | 13.5 | 8.3 | 2.08 | 63 | 48 | 210039562
LENNOX | ML17XP1-018-230A** | CR33-30/36B+TDR+TXV | SL280DF060NV36B* | 18000 | 18000 | 16.4 | 13.5 | 8.5 | 2.12 | 63 | 48 | 210039564
LENNOX | ML17XP1-018-230A** | CR33-30/36B+TDR+TXV | ML296DF070XV48B* | 18000 | 18000 | 15.6 | 13 | 8.3 | 2.06 | 66 | 52 | 210039563
LENNOX | ML17XP1-018-230A** | CR33-30/36B+TDR+TXV | SLP99DF070XV36B* | 18000 | 18000 | 16.4 | 13.5 | 8.5 | 2.12 | 63 | 48 | 210039566
LENNOX | ML17XP1-018-230A** | CR33-30/36B+TDR+TXV | SL280DF090V48B* | 18000 | 18000 | 16 | 13.5 | 8.5 | 2.1 | 64 | 50 | 210039565
LENNOX | ML17XP1-018-230A** | CX35-24A+TDR | EL280UH045E36A* | 18000 | 17400 | 16 | 13.5 | 8.1 | 2.06 | 63 | 48 | 210039569
LENNOX | ML17XP1-018-230A** | CX35-24A+TDR | EL280UH070XE36A* | 18000 | 17200 | 16.4 | 13.5 | 8.1 | 2.12 | 63 | 48 | 210039572
LENNOX | ML17XP1-018-230A** | CX35-24A+TDR | EL280UH070E36A* | 18000 | 17200 | 16.4 | 13.5 | 8.1 | 2.12 | 63 | 48 | 210039570
LENNOX | ML17XP1-018-230A** | CX35-24A+TDR | ML180UH030V36A* | 18000 | 17000 | 16.4 | 13.5 | 8.1 | 2.1 | 62 | 47 | 210039573
LENNOX | ML17XP1-018-230A** | CX35-24A+TDR | ML180UH045V36A* | 18000 | 17000 | 16.4 | 13.5 | 8.1 | 2.1 | 62 | 47 | 210039575
LENNOX | ML17XP1-018-230A** | CX35-24A+TDR | SL280UH070V36A* | 18000 | 17800 | 16 | 13.5 | 8.1 | 2.06 | 63 | 48 | 210039580
LENNOX | ML17XP1-018-230A** | CX35-24A+TDR | SL280UH060NV36A* | 18000 | 17400 | 16.6 | 14 | 8.1 | 2.1 | 62 | 47 | 210039579
LENNOX | ML17XP1-018-230A** | CX35-24A+TDR | SL280UH070XV36A* | 18000 | 17800 | 16 | 13.5 | 8.1 | 2.06 | 63 | 48 | 210039581
LENNOX | ML17XP1-018-230A** | CX35-24B+TDR | EL280UH090E36B* | 18000 | 17400 | 16.4 | 14 | 8.1 | 2.12 | 62 | 47 | 210039594
LENNOX | EL17XP1-030-230A** | CH35-36C+TDR+TXV | ML180UH090E60C* | 29400 | 28600 | 15.8 | 13 | 8.5 | 2.26 | 66 | 52 | 210291698
LENNOX | EL17XP1-030-230A** | CH35-36C+TDR+TXV | ML180UH110E60C* | 29000 | 28400 | 15.6 | 13 | 8.3 | 2.22 | 65 | 51 | 210291699
LENNOX | EL17XP1-030-230A** | CH35-36C+TDR+TXV | ML180UH110V60C* | 30000 | 29200 | 15.6 | 12.5 | 8.5 | 2.24 | 65 | 51 | 210291700
LENNOX | EL17XP1-030-230A** | CH35-36C+TDR+TXV | ML193UH090XE36C* | 28800 | 28200 | 15.6 | 13 | 8.3 | 2.24 | 66 | 52 | 210291701
LENNOX | EL17XP1-030-230A** | CH35-36C+TDR+TXV | ML193UH090XE48C* | 28800 | 28400 | 15.6 | 12.5 | 8.3 | 2.24 | 65 | 51 | 210291703
LENNOX | EL17XP1-030-230A** | C35-30B+TDR+TXV | ML180UH070V36B* | 29200 | 28000 | 15.8 | 13 | 8.1 | 2.22 | 66 | 52 | 210291579
LENNOX | EL17XP1-030-230A** | CH35-36C+TDR+TXV | ML193UH110XE48C* | 28800 | 28200 | 15.8 | 13 | 8.3 | 2.24 | 66 | 52 | 210291704
LENNOX | EL17XP1-030-230A** | CH35-36C+TDR+TXV | ML193UH110XE60C* | 29200 | 28600 | 15.6 | 12.5 | 8.5 | 2.24 | 66 | 52 | 210291705
LENNOX | EL17XP1-030-230A** | CH35-36C+TDR+TXV | ML196UH090XE36C* | 28800 | 28400 | 15.4 | 12.5 | 8.3 | 2.22 | 65 | 51 | 210291706
LENNOX | EL17XP1-030-230A** | C35-30B+TDR+TXV | ML180UH070V48B* | 29400 | 28000 | 15.8 | 13 | 8.1 | 2.22 | 66 | 52 | 210291580
LENNOX | EL17XP1-030-230A** | C35-30B+TDR+TXV | SL280UH080NV48B* | 29200 | 27800 | 15.8 | 13 | 8.1 | 2.2 | 65 | 51 | 210291596
LENNOX | EL17XP1-030-230A** | C35-30B+TDR+TXV | SL280UH090V36B* | 29400 | 27800 | 16 | 13 | 8.1 | 2.2 | 65 | 51 | 210291598
LENNOX | EL17XP1-030-230A** | C35-30B+TDR+TXV | SL280UH090V48B* | 29200 | 28000 | 15.6 | 13 | 8.1 | 2.18 | 66 | 52 | 210291599
LENNOX | EL17XP1-030-230A** | CH35-36C+TDR+TXV | ML196UH090XE48C* | 28200 | 28000 | 15.6 | 12.5 | 8.3 | 2.22 | 66 | 52 | 210291707
LENNOX | EL17XP1-030-230A** | C35-36A+TDR+TXV | EL280UH070E36A* | 29600 | 27800 | 16 | 13 | 8.1 | 2.26 | 65 | 51 | 210291608
LENNOX | EL17XP1-030-230A** | C35-36A+TDR+TXV | EL280UH045E36A* | 29600 | 27800 | 16 | 13 | 8.1 | 2.28 | 65 | 51 | 210291607
LENNOX | EL17XP1-030-230A** | C35-36A+TDR+TXV | ML180UH070E36A* | 29400 | 27600 | 16 | 13 | 8.1 | 2.28 | 66 | 52 | 210291613
LENNOX | EL17XP1-030-230A** | C35-36A+TDR+TXV | ML180UH070V36A* | 29800 | 28000 | 16 | 13 | 8.1 | 2.28 | 66 | 52 | 210291615
LENNOX | EL17XP1-030-230A** | C35-36A+TDR+TXV | ML180UH030V36A* | 30000 | 28200 | 16 | 13 | 8.1 | 2.28 | 65 | 51 | 210291610
LENNOX | EL17XP1-030-230A** | C35-36A+TDR+TXV | ML180UH070XE36A* | 29400 | 27600 | 16 | 13 | 8.1 | 2.28 | 66 | 52 | 210291617
LENNOX | EL17XP1-030-230A** | C35-36A+TDR+TXV | EL280UH070XE36A* | 29600 | 27800 | 16 | 13 | 8.1 | 2.26 | 65 | 51 | 210291609
LENNOX | EL17XP1-030-230A** | C35-36A+TDR+TXV | ML180UH045E36A* | 29400 | 27600 | 16 | 13 | 8.1 | 2.28 | 66 | 52 | 210291611
LENNOX | EL17XP1-030-230A** | C35-36A+TDR+TXV | ML180UH045V36A* | 30000 | 28200 | 16 | 13 | 8.1 | 2.28 | 65 | 51 | 210291612
LENNOX | EL17XP1-030-230A** | C35-36A+TDR+TXV | SL280UH060NV36A* | 30000 | 28000 | 16.2 | 13 | 8.1 | 2.3 | 66 | 52 | 210291618
LENNOX | EL17XP1-030-230A** | C35-36A+TDR+TXV | SL280UH070XV36A* | 30000 | 28200 | 15.8 | 13 | 8.1 | 2.26 | 65 | 51 | 210291620
LENNOX | EL17XP1-030-230A** | C35-36A+TDR+TXV | SL280UH070V36A* | 30000 | 28200 | 15.8 | 13 | 8.1 | 2.26 | 65 | 51 | 210291619
LENNOX | EL17XP1-030-230A** | C35-36B+TDR+TXV | EL195UH060NE36B* | 29600 | 28000 | 15.8 | 13 | 8.1 | 2.26 | 65 | 51 | 210291624
LENNOX | EL17XP1-030-230A** | C35-36B+TDR+TXV | EL180UH080NE48B* | 30000 | 28400 | 15.6 | 12.5 | 8.1 | 2.24 | 65 | 51 | 210291621
LENNOX | EL17XP1-030-230A** | CH35-36C+TDR+TXV | ML196UH090XE60C* | 29200 | 28600 | 15.6 | 12.5 | 8.5 | 2.24 | 66 | 52 | 210291709
LENNOX | EL17XP1-030-230A** | C35-36B+TDR+TXV | EL196UH070XE36B* | 29400 | 27800 | 15.6 | 13 | 8.1 | 2.26 | 65 | 51 | 210291627
LENNOX | EL17XP1-030-230A** | C35-36B+TDR+TXV | EL280UH090E48B* | 29400 | 27600 | 16.2 | 13 | 8.1 | 2.28 | 65 | 51 | 210291630
LENNOX | EL17XP1-030-230A** | C35-36B+TDR+TXV | EL280UH090E36B* | 29800 | 27800 | 16.2 | 13 | 8.1 | 2.3 | 65 | 51 | 210291629
LENNOX | EL17XP1-030-230A** | C35-36B+TDR+TXV | EL196UH045XE36B* | 29400 | 27800 | 15.6 | 12.5 | 8.1 | 2.26 | 66 | 53 | 210291626
LENNOX | EL17XP1-030-230A** | C35-36B+TDR+TXV | EL280UH090XE48B* | 29400 | 27600 | 16.2 | 13 | 8.1 | 2.28 | 65 | 51 | 210291631
LENNOX | EL17XP1-030-230A** | CH35-36C+TDR+TXV | ML196UH110XE60C* | 29400 | 28800 | 15.6 | 12.5 | 8.5 | 2.26 | 65 | 51 | 210291710
LENNOX | EL17XP1-030-230A** | C35-36B+TDR+TXV | EL296UH045XV36B* | 29800 | 28000 | 15.6 | 13 | 8.1 | 2.26 | 66 | 52 | 210291633
LENNOX | EL17XP1-030-230A** | C35-36B+TDR+TXV | EL296UH045XE36B* | 29400 | 27800 | 15.8 | 13 | 8.1 | 2.24 | 65 | 51 | 210291632
LENNOX | EL17XP1-030-230A** | C35-36B+TDR+TXV | EL296UH070XV36B* | 30000 | 28000 | 16 | 13 | 8.1 | 2.28 | 66 | 52 | 210291636
LENNOX | EL17XP1-030-230A** | C35-36B+TDR+TXV | ML180UH070V36B* | 30000 | 28000 | 16.2 | 13 | 8.1 | 2.3 | 66 | 52 | 210291639
LENNOX | EL17XP1-030-230A** | C35-36B+TDR+TXV | ML180UH090E48B* | 29200 | 27600 | 16.2 | 13 | 8.1 | 2.26 | 65 | 51 | 210291641
LENNOX | EL17XP1-030-230A** | C35-36B+TDR+TXV | ML180UH070V48B* | 30000 | 28200 | 16.2 | 13 | 8.1 | 2.28 | 65 | 51 | 210291640
LENNOX | EL17XP1-030-230A** | C35-36B+TDR+TXV | ML180UH070E36B* | 29600 | 27800 | 16 | 13 | 8.1 | 2.26 | 65 | 51 | 210291637
LENNOX | EL17XP1-030-230A** | C35-36B+TDR+TXV | ML180UH090V48B* | 29800 | 28000 | 16 | 13 | 8.1 | 2.28 | 66 | 52 | 210291642
LENNOX | EL17XP1-030-230A** | C35-36B+TDR+TXV | ML193UH045XE36B* | 29400 | 27800 | 15.8 | 13 | 8.1 | 2.26 | 65 | 51 | 210291644
LENNOX | EL17XP1-030-230A** | C35-36B+TDR+TXV | ML193UH070XE36B* | 29400 | 27600 | 16 | 13 | 8.1 | 2.28 | 66 | 52 | 210291645
AC PRO | 4HP17L18P-**A | EAC4X24A+TDR | 80G2UH070AE12L | 18000 | 17200 | 16.4 | 13.5 | 8.1 | 2.12 | 63 | 48 | 210328270
AC PRO | 4HP17L18P-**A | EAC4X24A+TDR | 80G2UH045AE12 | 18000 | 17400 | 16 | 13.5 | 8.1 | 2.06 | 63 | 48 | 210328271
AC PRO | 4HP17L18P-**A | EAC4X24A+TDR | 80G2UH070AE12 | 18000 | 17200 | 16.4 | 13.5 | 8.1 | 2.12 | 63 | 48 | 210328269
AC PRO | 4HP17L18P-**A | EAC4X24A+TDR | 80G2UH070AV12 | 18000 | 17800 | 16 | 13.5 | 8.1 | 2.06 | 63 | 48 | 210328272
ALLIED | 4HP17L48P-**A | EAC4X48C+TDR | 92G1UH110CE16 | 46500 | 45000 | 15.2 | 12.5 | 8.1 | 2.18 | 68 | 54 | 210328389
ALLIED | 4HP17L48P-**A | EAC4X48C+TDR | 96G1UH110CE20 | 46500 | 45000 | 15.2 | 12.5 | 8.1 | 2.18 | 67 | 54 | 210328387
ALLIED | 4HP17L48P-**A | EAC4X48C+TDR | 80G2UH110CE16 | 47000 | 45000 | 15.2 | 12.5 | 8.1 | 2.2 | 68 | 54 | 210328390
ALLIED | 4HP17L30P-**A | EAC4X36A+TDR | 80G1UH070AE12L | 29400 | 27600 | 16 | 13 | 8.1 | 2.28 | 66 | 52 | 210328738
ALLIED | 4HP17L30P-**A | EAC4X36A+TDR | 80G2UH045AE12 | 29600 | 27800 | 16 | 13 | 8.1 | 2.28 | 65 | 51 | 210328741
ALLIED | 4HP17L30P-**A | EAC4X36A+TDR | 80G2UH070AV12 | 30000 | 28200 | 15.8 | 13 | 8.1 | 2.26 | 65 | 51 | 210328742
ALLIED | 4HP17L30P-**A | EAC4X36B+TDR | 80G1UH090BE16 | 29200 | 27600 | 16.2 | 13 | 8.1 | 2.26 | 65 | 51 | 210328743
ALLIED | 4HP17L30P-**A | EAC4X36B+TDR | 80G2UH090BE16 | 29400 | 27600 | 16.2 | 13 | 8.1 | 2.28 | 65 | 51 | 210328744
ALLIED | 4HP17L30P-**A | EAC4X36B+TDR | 80G2UH090BE16L | 29400 | 27600 | 16.2 | 13 | 8.1 | 2.28 | 65 | 51 | 210328745
ALLIED | 4HP17L48P-**A | EAC4X60C+TDR | 96G2UH090CE16 | 48000 | 46000 | 15.4 | 12.5 | 8.1 | 2.34 | 68 | 55 | 210328418
ALLIED | 4HP17L48P-**A | EAC4X60C+TDR | 96G2UH090CV12 | 48000 | 46000 | 15.2 | 12.5 | 8.1 | 2.36 | 68 | 55 | 210328420
ALLIED | 4HP17L48P-**A | EAC4X50/60C+TDR | 80G2UH110CE20 | 46500 | 45000 | 15.2 | 12.5 | 8.1 | 2.18 | 67 | 54 | 210328422
ALLIED | 4HP17L48P-**A | EAC4X50/60C+TDR | 80G2UH110CE20L | 46500 | 45000 | 15.2 | 12.5 | 8.1 | 2.18 | 67 | 54 | 210328423
ALLIED | 4HP17L48P-**A | EAC4X60C+TDR | 80G2UH110CV20 | 48000 | 47000 | 15.4 | 12.5 | 8.3 | 2.32 | 67 | 54 | 210328419
AC PRO | 4HP17L18P-**A | EAC4X24B+TDR | 92G1UH070BE12 | 18000 | 17200 | 16.2 | 13.5 | 8.1 | 2.1 | 63 | 48 | 210328278
ALLIED | 4HP17L30P-**A | EA(C;U)1P36B+TDR+TXV | 95G1UH060BE12X | 29600 | 28000 | 15.8 | 13 | 8.1 | 2.26 | 65 | 51 | 210328660
ALLIED | 4HP17L30P-**A | EA(C;U)1P36B+TDR+TXV | 80G2UH090BE12 | 29800 | 27800 | 16.2 | 13 | 8.1 | 2.3 | 65 | 51 | 210328661
ALLIED | 4HP17L30P-**A | EA(C;U)1P36B+TDR+TXV | 96G2UH045BE12 | 29400 | 27800 | 15.8 | 13 | 8.1 | 2.24 | 65 | 51 | 210328662
ALLIED | 4HP17L30P-**A | EA(C;U)1P36B+TDR+TXV | 80G1UH070BE12 | 29600 | 27800 | 16 | 13 | 8.1 | 2.26 | 65 | 51 | 210328664
ALLIED | 4HP17L30P-**A | EA(C;U)1P36B+TDR+TXV | 92G1UH030BE12 | 29600 | 28000 | 15.8 | 13 | 8.1 | 2.26 | 65 | 51 | 210328665
ALLIED | 4HP17L30P-**A | EAC4X36B+TDR | 80G1UH080BE16X | 30000 | 28400 | 15.6 | 12.5 | 8.1 | 2.24 | 65 | 51 | 210328746
ALLIED | 4HP17L30P-**A | EAC4X36B+TDR | 96G1UH045BE12 | 29400 | 27800 | 15.6 | 12.5 | 8.1 | 2.26 | 66 | 53 | 210328749
ALLIED | 4HP17L30P-**A | EAC4X36B+TDR | 95G1UH060BE12X | 29600 | 28000 | 15.8 | 13 | 8.1 | 2.26 | 65 | 51 | 210328752
ALLIED | 4HP17L30P-**A | EAC4X36B+TDR | 96G1UH070BE12 | 29400 | 27800 | 15.6 | 13 | 8.1 | 2.26 | 65 | 51 | 210328750
ALLIED | 4HP17L30P-**A | EAC4X36B+TDR | 80G2UH090BE12 | 29800 | 27800 | 16.2 | 13 | 8.1 | 2.3 | 65 | 51 | 210328753
LENNOX | ML17XP1-030-230A** | C35-30A+TDR+TXV | EL280UH045E36A* | 29200 | 27800 | 15.8 | 13 | 8.1 | 2.24 | 65 | 51 | 210046735
LENNOX | ML17XP1-030-230A** | C35-30A+TDR+TXV | ML180UH030V36A* | 29400 | 28000 | 15.6 | 13 | 8.1 | 2.22 | 66 | 52 | 210046742
LENNOX | ML17XP1-030-230A** | C35-30A+TDR+TXV | ML180UH045V36A* | 29400 | 28000 | 15.6 | 13 | 8.1 | 2.22 | 66 | 52 | 210046746
LENNOX | ML17XP1-030-230A** | C35-30A+TDR+TXV | SL280UH060NV36A* | 29400 | 27800 | 16 | 13 | 8.1 | 2.24 | 65 | 51 | 210046754
LENNOX | ML17XP1-030-230A** | C35-30B+TDR+TXV | EL280UH090E36B* | 29200 | 27800 | 15.8 | 13 | 8.1 | 2.24 | 65 | 51 | 210046769
LENNOX | ML17XP1-030-230A** | C35-30B+TDR+TXV | ML180UH070V36B* | 29200 | 28000 | 15.8 | 13 | 8.1 | 2.22 | 66 | 52 | 210046783
LENNOX | ML17XP1-030-230A** | C35-30B+TDR+TXV | ML180UH070V48B* | 29400 | 28000 | 15.8 | 13 | 8.1 | 2.22 | 66 | 52 | 210046785
LENNOX | ML17XP1-030-230A** | CHX35-36C-**-*+TDR | ML196UH090XE48C* | 28200 | 28000 | 15.6 | 12.5 | 8.3 | 2.22 | 66 | 52 | 210047096
LENNOX | EL17XP1-042-230A** | CR33-48C*+TDR+TXV | EL296DF090XE48C* | 40500 | 42000 | 15.2 | 12.5 | 8.1 | 2.12 | 65 | 51 | 210293844
LENNOX | EL17XP1-042-230A** | CR33-48C*+TDR+TXV | ML180DF110E60C* | 41000 | 42000 | 15.6 | 13 | 8.1 | 2.14 | 65 | 50 | 210293848
LENNOX | EL17XP1-042-230A** | CR33-48C*+TDR+TXV | ML193DF090XE48C* | 40500 | 42000 | 15.2 | 12.5 | 8.1 | 2.12 | 65 | 51 | 210293849
LENNOX | EL17XP1-042-230A** | CR33-48B*+TDR+TXV | ML180DF090E48B* | 40500 | 42000 | 15.4 | 13 | 8.1 | 2.12 | 65 | 50 | 210293837
ARMSTRONG AIR | 4SHP17LE130P-**A | EA(C;U)1P30A+TDR+TXV | A80US2V080B16X | 29200 | 27800 | 15.8 | 13 | 8.1 | 2.2 | 65 | 51 | 210329373
ARMSTRONG AIR | 4SHP17LE130P-**A | ED1P30/36A+TDR+TXV | A97DSMV090C16 | 28000 | 29200 | 15.2 | 12.5 | 8.5 | 2.2 | 64 | 49 | 210329452
ARMSTRONG AIR | 4SHP17LE130P-**A | ED1P30/36A+TDR+TXV | A96DF2E110C20 | 28200 | 29200 | 15.2 | 12.5 | 8.5 | 2.22 | 64 | 50 | 210329455
ARMSTRONG AIR | 4SHP17LE130P-**A | ED1P30/36A+TDR+TXV | A80DS2V110C20 | 29000 | 29800 | 15.2 | 12.5 | 8.5 | 2.18 | 64 | 49 | 210329456
ARMSTRONG AIR | 4SHP17LE124P-**A | BCE7E24M*4X |  | 23200 | 21600 | 16.2 | 13.5 | 8.1 | 2.12 | 63 | 48 | 210329457
ARMSTRONG AIR | 4SHP17LE124P-**A | BCE7S24M*4X |  | 23400 | 21800 | 16.2 | 13 | 8.1 | 2.16 | 63 | 49 | 210329458
ARMSTRONG AIR | 4SHP17LE130P-**A | ED1P30/36A+TDR+TXV | A80DF1E110C20 | 28200 | 29000 | 15.6 | 12.5 | 8.5 | 2.24 | 63 | 49 | 210329453
ARMSTRONG AIR | 4SHP17LE130P-**A | ED1P30/36A+TDR+TXV | A96DF1E110C20 | 28400 | 29400 | 15.4 | 12.5 | 8.5 | 2.2 | 63 | 48 | 210329454
ARMSTRONG AIR | 4SHP17LE118P-**A | EA(C;U)1P24A+TDR+TXV | A96US2V070B12 | 18000 | 17400 | 16.4 | 13.5 | 8.1 | 2.08 | 63 | 48 | 210329596
ARMSTRONG AIR | 4SHP17LE118P-**A | EA(C;U)1P24A+TDR+TXV | A97US2V040B12X | 18000 | 17400 | 16.4 | 13.5 | 8.1 | 2.06 | 63 | 48 | 210329597
ARMSTRONG AIR | 4SHP17LE118P-**A | EA(C;U)1P24A+TDR+TXV | A97US2V060B12X | 18000 | 17400 | 16.4 | 13.5 | 8.1 | 2.06 | 63 | 48 | 210329598
ARMSTRONG AIR | 4SHP17LE118P-**A | EA(C;U)1P24A+TDR+TXV | A97USMV070B12 | 18000 | 17400 | 16.4 | 13.5 | 8.1 | 2.08 | 63 | 48 | 210329599
ARMSTRONG AIR | 4SHP17LE118P-**A | EA(C;U)1P24A+TDR+TXV | A80US2V080B16X | 18000 | 17600 | 16.4 | 13.5 | 8.1 | 2.12 | 64 | 49 | 210329600
ARMSTRONG AIR | 4SHP17LE118P-**A | EA(C;U)1P24A+TDR+TXV | A80US2V090B12 | 18000 | 17600 | 16.4 | 13.5 | 8.1 | 2.1 | 64 | 49 | 210329601
AIREASE | 4SHP17LE148P-**A | EA(C;U)1P49C+TDR+TXV | A80US2V090C20 | 48000 | 45500 | 15.2 | 12.5 | 8.1 | 2.26 | 69 | 56 | 210329731
AIREASE | 4SHP17LE148P-**A | EA(C;U)1P49C+TDR+TXV | A80US2V110C20 | 48000 | 45500 | 15.2 | 12.5 | 8.1 | 2.26 | 69 | 56 | 210329732
AIREASE | 4SHP17LE148P-**A | EA(C;U)1P49C+TDR+TXV | A80US2V110C20L | 48000 | 45500 | 15.2 | 12.5 | 8.1 | 2.26 | 69 | 56 | 210329733
AIREASE | 4SHP17LE148P-**A | EA(C;U)1P49C+TDR+TXV | A96US2V090C12 | 47500 | 45000 | 15.2 | 12.5 | 8.1 | 2.22 | 68 | 56 | 210329734
AIREASE | 4SHP17LE148P-**A | EA(C;U)1P49C+TDR+TXV | A97USMV090C12 | 47500 | 45000 | 15.2 | 12.5 | 8.1 | 2.22 | 68 | 56 | 210329735
AIREASE | 4SHP17LE148P-**A | EA(C;U)1P60C+TDR+TXV | A80UH1E090C20 | 48000 | 46000 | 15.6 | 13 | 8.1 | 2.38 | 68 | 55 | 210329736
AIREASE | 4SHP17LE148P-**A | EA(C;U)1P60C+TDR+TXV | A96UH1E110C20 | 48000 | 46500 | 15.4 | 12.5 | 8.1 | 2.34 | 68 | 54 | 210329737
ARMSTRONG AIR | 4SHP17LE130P-**A | ED1P30/36A+TDR+TXV | A96DF1E045B12 | 27600 | 28800 | 15.4 | 12.5 | 8.5 | 2.2 | 64 | 49 | 210329444
ARMSTRONG AIR | 4SHP17LE130P-**A | ED1P30/36A+TDR+TXV | A96DF2E045B12 | 27800 | 29000 | 15.2 | 12.5 | 8.5 | 2.2 | 64 | 50 | 210329445
ARMSTRONG AIR | 4SHP17LE130P-**A | ED1P30/36A+TDR+TXV | A80DF1E070B12 | 27800 | 29000 | 15.4 | 12.5 | 8.5 | 2.22 | 63 | 49 | 210329446
ARMSTRONG AIR | 4SHP17LE130P-**A | ED1P30/36A+TDR+TXV | A96DS2V045B12 | 28000 | 29200 | 15.2 | 12.5 | 8.5 | 2.2 | 64 | 49 | 210329448
ARMSTRONG AIR | 4SHP17LE130P-**A | ED1P30/36A+TDR+TXV | A80DS2V090B16 | 28000 | 29000 | 15.2 | 12.5 | 8.5 | 2.22 | 64 | 50 | 210329447
AIREASE | 4SHP17LE148P-**A | EA(C;U)1P60C+TDR+TXV | A96UH2E110C20 | 48000 | 46000 | 15.4 | 12.5 | 8.1 | 2.38 | 68 | 55 | 210329739
AIREASE | 4SHP17LE148P-**A | EA(C;U)1P60C+TDR+TXV | A80UH1E110C20 | 48000 | 47000 | 15.4 | 12.5 | 8.3 | 2.34 | 67 | 54 | 210329740
AIREASE | 4SHP17LE148P-**A | EA(C;U)1P60C+TDR+TXV | A93UH1E110C20 | 48000 | 47000 | 15.4 | 12.5 | 8.3 | 2.32 | 67 | 54 | 210329741
AIREASE | 4SHP17LE148P-**A | EA(C;U)1P60C+TDR+TXV | A93UH1E090C16 | 48000 | 46500 | 15.2 | 12.5 | 8.1 | 2.34 | 68 | 54 | 210329742
AIREASE | 4SHP17LE148P-**A | EA(C;U)1P60C+TDR+TXV | A93UH1E110C16 | 48000 | 46500 | 15.4 | 12.5 | 8.1 | 2.36 | 68 | 54 | 210329743
AIREASE | 4SHP17LE148P-**A | EA(C;U)1P60C+TDR+TXV | A96UH1E090C16 | 48000 | 46000 | 15.4 | 12.5 | 8.1 | 2.36 | 68 | 55 | 210329744
ARMSTRONG AIR | 4SHP17LE130P-**A | ED1P30/36A+TDR+TXV | A93DF1E090C16 | 28000 | 29000 | 15.6 | 12.5 | 8.5 | 2.22 | 63 | 49 | 210329450
AIREASE | 4SHP17LE148P-**A | EA(C;U)1P60C+TDR+TXV | A96UH2E090C16 | 48000 | 46000 | 15.4 | 12.5 | 8.1 | 2.34 | 68 | 55 | 210329746
ARMSTRONG AIR | 4SHP17LE130P-**A | BCE5V30M*4X |  | 29000 | 27400 | 15.4 | 12.5 | 8.1 | 2.16 | 65 | 51 | 210329348
ARMSTRONG AIR | 4SHP17LE130P-**A | BCE7E30M*4X |  | 29600 | 28200 | 15.8 | 13 | 8.5 | 2.36 | 66 | 52 | 210329349
AIREASE | 4SHP17LE148P-**A | EA(C;U)1P60C+TDR+TXV | A80UH2E110C16 | 48000 | 46500 | 15.6 | 13 | 8.3 | 2.36 | 68 | 54 | 210329745
ARMSTRONG AIR | 4SHP17LE130P-**A | BCE7S30M*4X |  | 30000 | 28200 | 16 | 13 | 8.5 | 2.38 | 67 | 53 | 210329350
ARMSTRONG AIR | 4SHP17LE118P-**A | EA(C;U)1P30A+TDR+TXV | A80US2V080B16X | 18000 | 17600 | 16.8 | 14 | 8.1 | 1.98 | 60 | 44 | 210329629
LENNOX | ML17XP1-048-230A** | CHX35-48C-**-*+TDR | EL280UH110E48C* | 47000 | 45500 | 15.2 | 12.5 | 8.1 | 2.16 | 67 | 54 | 210051134
LENNOX | ML17XP1-048-230A** | CHX35-48C-**-*+TDR | SL280UH080NV60C* | 47500 | 45500 | 15.2 | 12.5 | 8.1 | 2.2 | 68 | 55 | 210051153
LENNOX | ML17XP1-048-230A** | CHX35-51/61C-**-*+TDR | EL280UH110XE60C* | 47500 | 45000 | 15.4 | 12.5 | 8.3 | 2.28 | 69 | 56 | 210051170
LENNOX | ML17XP1-048-230A** | CHX35-51/61C-**-*+TDR | EL280UH110E48C* | 47500 | 45000 | 15.4 | 12.5 | 8.3 | 2.3 | 69 | 57 | 210051168
LENNOX | ML17XP1-018-230A** | CX35-24B+TDR | EL296UH070XV36B* | 18000 | 17400 | 16.4 | 13.5 | 8.1 | 2.08 | 63 | 48 | 210039605
LENNOX | ML17XP1-018-230A** | CX35-24B+TDR | SL280UH080NV48B* | 18000 | 17600 | 16.4 | 13.5 | 8.1 | 2.12 | 64 | 49 | 210039632
LENNOX | ML17XP1-018-230A** | CX35-24B+TDR | ML180UH070V36B* | 18000 | 17000 | 16.4 | 14 | 8.1 | 2.08 | 62 | 47 | 210039609
LENNOX | ML17XP1-018-230A** | CX35-24B+TDR | ML180UH090V48B* | 18000 | 18000 | 15.6 | 13 | 8.1 | 2.04 | 63 | 48 | 210039615
LENNOX | ML17XP1-018-230A** | CX35-24B+TDR | EL296UH045XV36B* | 18000 | 17400 | 16 | 13.5 | 8.1 | 2.06 | 63 | 48 | 210039601
LENNOX | ML17XP1-018-230A** | CX35-24B+TDR | ML193UH070XE36B* | 18000 | 17200 | 16.2 | 13.5 | 8.1 | 2.1 | 63 | 48 | 210039620
LENNOX | ML17XP1-018-230A** | CX35-24B+TDR | ML193UH030XE36B* | 18000 | 17400 | 16 | 13.5 | 8.1 | 2.08 | 63 | 48 | 210039617
LENNOX | ML17XP1-018-230A** | CX35-24B+TDR | SL280UH090V36B* | 18000 | 17600 | 16.4 | 13.5 | 8.1 | 2.1 | 64 | 49 | 210039633
LENNOX | ML17XP1-018-230A** | CX35-24B+TDR | ML296UH045XV36B* | 18000 | 17600 | 15.6 | 13 | 8.1 | 2.06 | 63 | 47 | 210039628
LENNOX | ML17XP1-018-230A** | CX35-24B+TDR | ML180UH070V48B* | 18000 | 17800 | 16.4 | 13.5 | 8.1 | 2.08 | 63 | 48 | 210039611
LENNOX | ML17XP1-018-230A** | CX35-24B+TDR | SL280UH090V48B* | 18000 | 17800 | 16 | 13.5 | 8.1 | 2.06 | 63 | 48 | 210039635
LENNOX | ML17XP1-018-230A** | CX35-24B+TDR | SL297UH040NV36B* | 18000 | 17400 | 16.4 | 13.5 | 8.1 | 2.06 | 63 | 48 | 210039637
LENNOX | ML17XP1-018-230A** | CX35-24B+TDR | ML296UH070XV36B* | 18000 | 17600 | 15.6 | 13 | 8.1 | 2.02 | 64 | 49 | 210039630
LENNOX | ML17XP1-018-230A** | CX35-24B+TDR | SL297UH060NV36B* | 18000 | 17400 | 16.4 | 13.5 | 8.1 | 2.06 | 63 | 48 | 210039639
LENNOX | ML17XP1-018-230A** | CX35-24B+TDR | SLP99UH070XV36B* | 18000 | 17400 | 16.4 | 13.5 | 8.1 | 2.08 | 63 | 48 | 210039641
LENNOX | ML17XP1-018-230A** | CX35-30B+TDR | ML180UH070V48B* | 18000 | 17600 | 16.8 | 13.5 | 8.1 | 2 | 61 | 45 | 210039706
LENNOX | EL17XP1-030-230A** | CHX35-36C-**-*+TDR | EL296UH110XV48C* | 29000 | 28400 | 15.6 | 12.5 | 8.3 | 2.22 | 65 | 51 | 210291760
LENNOX | EL17XP1-030-230A** | CHX35-36C-**-*+TDR | ML180UH090E60C* | 29400 | 28600 | 15.8 | 13 | 8.5 | 2.26 | 66 | 52 | 210291762
LENNOX | EL17XP1-030-230A** | CHX35-36C-**-*+TDR | EL296UH110XV60C* | 30000 | 29200 | 15.2 | 12.5 | 8.5 | 2.22 | 66 | 52 | 210291761
LENNOX | EL17XP1-030-230A** | CHX35-36C-**-*+TDR | ML180UH110V60C* | 30000 | 29200 | 15.6 | 12.5 | 8.5 | 2.24 | 65 | 51 | 210291764
LENNOX | EL17XP1-030-230A** | CHX35-36C-**-*+TDR | ML180UH110E60C* | 29000 | 28400 | 15.6 | 13 | 8.3 | 2.22 | 65 | 51 | 210291763
LENNOX | EL17XP1-030-230A** | CHX35-36C-**-*+TDR | ML193UH090XE48C* | 28800 | 28400 | 15.6 | 12.5 | 8.3 | 2.24 | 65 | 51 | 210291767
LENNOX | EL17XP1-030-230A** | CHX35-36C-**-*+TDR | ML193UH090XE36C* | 28800 | 28200 | 15.6 | 13 | 8.3 | 2.24 | 66 | 52 | 210291766
LENNOX | EL17XP1-030-230A** | CHX35-36C-**-*+TDR | ML193UH110XE60C* | 29200 | 28600 | 15.6 | 12.5 | 8.5 | 2.24 | 66 | 52 | 210291770
LENNOX | EL17XP1-030-230A** | CHX35-36C-**-*+TDR | ML196UH090XE36C* | 28800 | 28400 | 15.4 | 12.5 | 8.3 | 2.22 | 65 | 51 | 210291771
LENNOX | EL17XP1-030-230A** | CHX35-36C-**-*+TDR | ML196UH090XE48C* | 28200 | 28000 | 15.6 | 12.5 | 8.3 | 2.22 | 66 | 52 | 210291772
LENNOX | EL17XP1-030-230A** | CHX35-36C-**-*+TDR | ML196UH090XE60C* | 29200 | 28600 | 15.6 | 12.5 | 8.5 | 2.24 | 66 | 52 | 210291773
LENNOX | EL17XP1-030-230A** | CHX35-36C-**-*+TDR | ML193UH110XE48C* | 28800 | 28200 | 15.8 | 13 | 8.3 | 2.24 | 66 | 52 | 210291768
LENNOX | EL17XP1-030-230A** | CHX35-36C-**-*+TDR | ML196UH110XE60C* | 29400 | 28800 | 15.6 | 12.5 | 8.5 | 2.26 | 65 | 51 | 210291774
LENNOX | EL17XP1-030-230A** | CHX35-36C-**-*+TDR | ML296UH090XV48C* | 28600 | 28200 | 15.4 | 12.5 | 8.3 | 2.24 | 66 | 52 | 210291775
LENNOX | EL17XP1-030-230A** | CHX35-36C-**-*+TDR | SL280UH080NV60C* | 30000 | 29000 | 15.6 | 13 | 8.5 | 2.24 | 66 | 52 | 210291778
LENNOX | EL17XP1-030-230A** | CHX35-36C-**-*+TDR | ML296UH110XV60C* | 29600 | 28800 | 15.6 | 13 | 8.5 | 2.24 | 65 | 51 | 210291776
LENNOX | EL17XP1-030-230A** | CHX35-36C-**-*+TDR | SLP99UH090XV36C* | 28800 | 28200 | 15.6 | 12.5 | 8.3 | 2.22 | 66 | 52 | 210291788
LENNOX | EL17XP1-030-230A** | CHX35-36C-**-*+TDR | SL280UH100NV60C* | 30000 | 29400 | 15.4 | 12.5 | 8.5 | 2.22 | 65 | 51 | 210291782
LENNOX | EL17XP1-030-230A** | CHX35-36C-**-*+TDR | SL297UH080NV48C* | 29000 | 28400 | 15.6 | 12.5 | 8.3 | 2.2 | 65 | 51 | 210291785
LENNOX | EL17XP1-030-230A** | CHX35-36C-**-*+TDR | SLP99UH090XV48C* | 28600 | 28200 | 15.6 | 13 | 8.3 | 2.22 | 65 | 51 | 210291789
LENNOX | EL17XP1-030-230A** | CHX35-36C-**-*+TDR | SLP99UH110XV60C* | 30000 | 29200 | 15.2 | 12.5 | 8.5 | 2.22 | 66 | 52 | 210291791
LENNOX | EL17XP1-030-230A** | CR33-30/36B+TDR+TXV | EL280DF090E48B* | 28000 | 29000 | 15.4 | 12.5 | 8.5 | 2.24 | 64 | 50 | 210291793
LENNOX | EL17XP1-030-230A** | CR33-30/36B+TDR+TXV | EL296DF045XE36B* | 27800 | 29000 | 15.2 | 12.5 | 8.5 | 2.2 | 64 | 50 | 210291794
LENNOX | EL17XP1-030-230A** | CR33-30/36B+TDR+TXV | EL296DF045XV36B* | 28000 | 29200 | 15.2 | 12.5 | 8.5 | 2.2 | 64 | 49 | 210291796
LENNOX | EL17XP1-030-230A** | CR33-30/36B+TDR+TXV | ML180DF090E48B* | 28200 | 29000 | 15.6 | 12.5 | 8.5 | 2.24 | 64 | 50 | 210291800
LENNOX | EL17XP1-030-230A** | CR33-30/36B+TDR+TXV | ML196DF045XE36B* | 27600 | 28800 | 15.4 | 12.5 | 8.5 | 2.2 | 64 | 49 | 210291803
LENNOX | EL17XP1-030-230A** | CR33-30/36B+TDR+TXV | ML193DF045XE36B* | 27600 | 28800 | 15.4 | 12.5 | 8.5 | 2.2 | 64 | 49 | 210291801
LENNOX | EL17XP1-030-230A** | CR33-30/36B+TDR+TXV | ML193DF070XE36B* | 27600 | 28800 | 15.4 | 12.5 | 8.5 | 2.22 | 64 | 49 | 210291802
LENNOX | EL17XP1-030-230A** | CR33-30/36B+TDR+TXV | ML180DF070E36B* | 27800 | 29000 | 15.4 | 12.5 | 8.5 | 2.22 | 63 | 49 | 210291799
LENNOX | EL17XP1-030-230A** | CR33-30/36B+TDR+TXV | ML196DF070XE48B* | 27800 | 29000 | 15.2 | 12.5 | 8.5 | 2.2 | 63 | 49 | 210291805
LENNOX | EL17XP1-030-230A** | CR33-30/36B+TDR+TXV | SL280DF090V48B* | 28000 | 29000 | 15.2 | 12.5 | 8.5 | 2.22 | 64 | 50 | 210291810
LENNOX | EL17XP1-030-230A** | CR33-30/36B+TDR+TXV | SL280DF060NV36B* | 28000 | 29200 | 15.2 | 12.5 | 8.5 | 2.2 | 64 | 49 | 210291809
LENNOX | EL17XP1-030-230A** | CR33-30/36C+TDR+TXV | EL296DF110XE60C* | 28200 | 29200 | 15.2 | 12.5 | 8.5 | 2.22 | 64 | 50 | 210291815
LENNOX | EL17XP1-030-230A** | CR33-30/36C+TDR+TXV | EL296DF090XE48C* | 27600 | 28600 | 15.4 | 12.5 | 8.5 | 2.24 | 64 | 50 | 210291813
LENNOX | EL17XP1-030-230A** | CR33-30/36C+TDR+TXV | ML180DF110E60C* | 28200 | 29000 | 15.6 | 12.5 | 8.5 | 2.24 | 63 | 49 | 210291818
LENNOX | EL17XP1-030-230A** | CR33-30/36C+TDR+TXV | ML196DF090XE48C* | 28000 | 29000 | 15.6 | 12.5 | 8.5 | 2.22 | 63 | 49 | 210291820
LENNOX | EL17XP1-030-230A** | CR33-30/36C+TDR+TXV | ML193DF090XE48C* | 28000 | 29000 | 15.6 | 12.5 | 8.5 | 2.22 | 63 | 49 | 210291819
LENNOX | EL17XP1-030-230A** | CR33-30/36C+TDR+TXV | ML196DF110XE60C* | 28400 | 29400 | 15.4 | 12.5 | 8.5 | 2.2 | 63 | 48 | 210291822
LENNOX | EL17XP1-030-230A** | CR33-30/36C+TDR+TXV | SL280DF110V60C* | 29000 | 29800 | 15.2 | 12.5 | 8.5 | 2.18 | 64 | 49 | 210291825
LENNOX | EL17XP1-030-230A** | CR33-30/36C+TDR+TXV | SLP99DF090XV36C* | 28200 | 29000 | 15.4 | 12.5 | 8.5 | 2.22 | 64 | 50 | 210291827
LENNOX | EL17XP1-030-230A** | CR33-30/36C+TDR+TXV | SLP99DF090XV48C* | 28000 | 29200 | 15.2 | 12.5 | 8.5 | 2.2 | 64 | 49 | 210291828
LENNOX | EL17XP1-030-230A** | CX35-30A+TDR | EL280UH045E36A* | 29200 | 27800 | 15.8 | 13 | 8.1 | 2.24 | 65 | 51 | 210291834
LENNOX | EL17XP1-030-230A** | CX35-30A+TDR | ML180UH030V36A* | 29400 | 28000 | 15.6 | 13 | 8.1 | 2.22 | 66 | 52 | 210291838
ALLIED | 4HP17L48P-**A | EA(C;U)1P48C+TDR+TXV | 96G1UH110CE20 | 46500 | 45000 | 15.2 | 12.5 | 8.1 | 2.18 | 67 | 54 | 210328323
ALLIED | 4HP17L48P-**A | EA(C;U)1P48C+TDR+TXV | 92G1UH110CE16 | 46500 | 45000 | 15.2 | 12.5 | 8.1 | 2.18 | 68 | 54 | 210328325
ALLIED | 4HP17L48P-**A | EA(C;U)1P48C+TDR+TXV | 80G2UH110CE16 | 47000 | 45000 | 15.2 | 12.5 | 8.1 | 2.2 | 68 | 54 | 210328326
ALLIED | 4HP17L48P-**A | EA(C;U)1P49C+TDR+TXV | 80G1UH090CE20 | 48000 | 45000 | 15.6 | 13 | 8.1 | 2.26 | 68 | 56 | 210328329
ALLIED | 4HP17L36P-**A | ED1P50/60C+TDR+TXV | 96G2DF090CV20 | 36000 | 32600 | 15.8 | 13 | 8.1 | 2.18 | 68 | 55 | 210328601
LENNOX | EL17XP1-048-230A** | CH35-60D+TDR+TXV | ML196UH135XE60D* | 48000 | 45500 | 15.2 | 12.5 | 8.1 | 2.2 | 67 | 54 | 210295584
LENNOX | EL17XP1-048-230A** | CHX35-48C-**-*+TDR | EL280UH110E48C* | 47000 | 45500 | 15.2 | 12.5 | 8.1 | 2.16 | 67 | 54 | 210295601
LENNOX | EL17XP1-048-230A** | CH35-60D+TDR+TXV | EL296UH135XV60D* | 48000 | 46000 | 15.2 | 12.5 | 8.1 | 2.18 | 67 | 53 | 210295582
LENNOX | EL17XP1-048-230A** | CH35-60D+TDR+TXV | SL280UH135V60D* | 48000 | 46000 | 15.2 | 12.5 | 8.1 | 2.2 | 67 | 53 | 210295585
LENNOX | EL17XP1-048-230A** | CH35-60D+TDR+TXV | SLP99UH135XV60D* | 48000 | 46000 | 15.2 | 12.5 | 8.1 | 2.2 | 67 | 53 | 210295586
LENNOX | EL17XP1-048-230A** | CH35-60D+TDR+TXV | EL296UH135XE60D* | 48000 | 45500 | 15.2 | 12.5 | 8.1 | 2.2 | 67 | 53 | 210295581
LENNOX | EL17XP1-048-230A** | CH35-48C+TDR+TXV | SL280UH080NV60C* | 47500 | 45500 | 15.2 | 12.5 | 8.1 | 2.2 | 68 | 55 | 210295539
LENNOX | EL17XP1-048-230A** | CH35-51C+TDR+TXV | SL280UH110XV60C* | 48000 | 45500 | 15.2 | 12.5 | 8.3 | 2.28 | 69 | 56 | 210295577
LENNOX | EL17XP1-048-230A** | CH35-51C+TDR+TXV | SLP99UH090XV36C* | 47000 | 45000 | 15.2 | 12.5 | 8.1 | 2.28 | 69 | 56 | 210295578
LENNOX | EL17XP1-048-230A** | CH35-51C+TDR+TXV | SL280UH110V60C* | 48000 | 45500 | 15.2 | 12.5 | 8.3 | 2.28 | 69 | 56 | 210295576
LENNOX | EL17XP1-048-230A** | CH35-51C+TDR+TXV | SL280UH090V60C* | 48000 | 45500 | 15.2 | 12.5 | 8.3 | 2.32 | 69 | 57 | 210295573
LENNOX | EL17XP1-048-230A** | CH35-51C+TDR+TXV | SL280UH090XV60C* | 48000 | 45500 | 15.2 | 12.5 | 8.3 | 2.32 | 69 | 57 | 210295574
LENNOX | EL17XP1-048-230A** | CH35-51C+TDR+TXV | SL280UH100NV60C* | 48000 | 45500 | 15.4 | 12.5 | 8.3 | 2.3 | 69 | 56 | 210295575
LENNOX | EL17XP1-048-230A** | CH35-51C+TDR+TXV | EL296UH110XE60C* | 47000 | 45000 | 15.2 | 12.5 | 8.1 | 2.28 | 69 | 56 | 210295560
LENNOX | EL17XP1-048-230A** | CH35-51C+TDR+TXV | EL296UH090XV36C* | 47000 | 45000 | 15.2 | 12.5 | 8.1 | 2.28 | 69 | 56 | 210295557
LENNOX | EL17XP1-048-230A** | CH35-51C+TDR+TXV | EL280UH110XE60C* | 47500 | 45000 | 15.4 | 12.5 | 8.3 | 2.28 | 69 | 56 | 210295556
LENNOX | EL17XP1-048-230A** | CH35-51C+TDR+TXV | EL280UH110E60C* | 47500 | 45000 | 15.4 | 12.5 | 8.3 | 2.28 | 69 | 56 | 210295555
LENNOX | EL17XP1-048-230A** | CH35-51C+TDR+TXV | EL280UH110E48C* | 47500 | 45000 | 15.4 | 12.5 | 8.3 | 2.3 | 69 | 57 | 210295554
LENNOX | EL17XP1-048-230A** | CH35-51C+TDR+TXV | EL196UH110XE60C* | 47500 | 45000 | 15.4 | 12.5 | 8.3 | 2.28 | 69 | 56 | 210295553
LENNOX | ML17XP1-036-230A** | CHX35-51/61C-**-*+TDR | SLP99UH110XV60C* | 36000 | 33600 | 16.2 | 13 | 8.1 | 2.18 | 66 | 52 | 210049108
LENNOX | ML17XP1-036-230A** | CHX35-51/61C-**-*+TDR | SL297UH080NV60C* | 36000 | 33800 | 16 | 13 | 8.1 | 2.18 | 66 | 53 | 210049096
LENNOX | ML17XP1-036-230A** | CHX35-51/61C-**-*+TDR | SLP99UH090XV60C* | 36000 | 33800 | 16 | 13 | 8.1 | 2.16 | 66 | 53 | 210049106
LENNOX | ML17XP1-036-230A** | CHX35-51/61C-**-*+TDR | SL280UH090XV60C* | 36000 | 33800 | 16 | 13 | 8.1 | 2.18 | 66 | 53 | 210049082
LENNOX | ML17XP1-036-230A** | CHX35-51/61C-**-*+TDR | SL280UH100NV60C* | 36000 | 33800 | 16.4 | 13 | 8.1 | 2.22 | 66 | 53 | 210049085
LENNOX | ML17XP1-036-230A** | CHX35-51/61C-**-*+TDR | ML296UH090XV48C* | 36000 | 33600 | 16.2 | 13 | 8.1 | 2.18 | 66 | 52 | 210049070
LENNOX | ML17XP1-036-230A** | CHX35-51/61C-**-*+TDR | SL280UH090V60C* | 36000 | 33800 | 16 | 13 | 8.1 | 2.18 | 66 | 53 | 210049079
LENNOX | ML17XP1-036-230A** | CHX35-51/61C-**-*+TDR | SL280UH080NV60C* | 36000 | 33400 | 16.6 | 13.5 | 8.1 | 2.24 | 66 | 53 | 210049076
LENNOX | ML17XP1-036-230A** | CHX35-51/61C-**-*+TDR | ML180UH110E60C* | 36000 | 33400 | 16.4 | 13 | 8.1 | 2.18 | 66 | 52 | 210049039
LENNOX | ML17XP1-036-230A** | CHX35-51/61C-**-*+TDR | ML180UH110V60C* | 36000 | 33400 | 16.6 | 13.5 | 8.1 | 2.22 | 66 | 53 | 210049042
LENNOX | ML17XP1-036-230A** | CHX35-51/61C-**-*+TDR | EL296UH110XV60C* | 36000 | 33600 | 16.2 | 13 | 8.1 | 2.18 | 66 | 52 | 210049033
LENNOX | ML17XP1-036-230A** | CHX35-51/61C-**-*+TDR | EL296UH090XV60C* | 36000 | 33800 | 16 | 13 | 8.1 | 2.16 | 66 | 53 | 210049025
LENNOX | ML17XP1-036-230A** | CHX35-51/61C-**-*+TDR | EL280UH110XE60C* | 36000 | 33200 | 16.6 | 13.5 | 8.1 | 2.24 | 66 | 53 | 210049013
LENNOX | ML17XP1-036-230A** | CHX35-51/61C-**-*+TDR | EL280UH110E60C* | 36000 | 33200 | 16.6 | 13.5 | 8.1 | 2.24 | 66 | 53 | 210049009
LENNOX | ML17XP1-036-230A** | CHX35-48B-**-*+TDR | SL280UH090V36B* | 36000 | 33400 | 16.2 | 13 | 8.1 | 2.24 | 66 | 52 | 210048975
LENNOX | ML17XP1-036-230A** | CHX35-48B-**-*+TDR | SL280UH080NV48B* | 36000 | 33400 | 16.2 | 13 | 8.1 | 2.26 | 66 | 52 | 210048972
ALLIED | 4HP17L48P-**A | EAC4X48C+TDR | 80G1UH090CE20 | 46500 | 44500 | 15.4 | 12.5 | 8.1 | 2.22 | 68 | 55 | 210328385
ALLIED | 4HP17L48P-**A | EAC4X48C+TDR | 80G2UH110CE20L | 46500 | 44500 | 15.6 | 12.5 | 8.1 | 2.2 | 67 | 54 | 210328384
ALLIED | 4HP17L48P-**A | EAC4X48C+TDR | 80G2UH110CE20 | 46500 | 44500 | 15.6 | 12.5 | 8.1 | 2.2 | 67 | 54 | 210328383
ALLIED | 4HP17L48P-**A | EAC4X48B+TDR | 80G1UH090BE16 | 46500 | 45000 | 15.2 | 12.5 | 8.1 | 2.18 | 67 | 54 | 210328382
ALLIED | 4HP17L48P-**A | ED1P50/60C+TDR+TXV | 96G1DF090CE16 | 47000 | 45000 | 15.2 | 12.5 | 8.1 | 2.2 | 67 | 54 | 210328381
ALLIED | 4HP17L48P-**A | EA(C;U)1P48C+TDR+TXV | 80G2UH110CE20 | 46500 | 44500 | 15.6 | 12.5 | 8.1 | 2.2 | 67 | 54 | 210328319
ALLIED | 4HP17L48P-**A | ED1P50/60C+TDR+TXV | 92G1DF090CE16 | 47000 | 45000 | 15.2 | 12.5 | 8.1 | 2.18 | 67 | 54 | 210328380
ALLIED | 4HP17L48P-**A | EA(C;U)1P48B+TDR+TXV | 80G1UH090BE16 | 46500 | 45000 | 15.2 | 12.5 | 8.1 | 2.18 | 67 | 54 | 210328318
ALLIED | 4HP17L48P-**A | ED1P50/60C+TDR+TXV | 96G2DF110CE20 | 47000 | 45000 | 15.2 | 12.5 | 8.1 | 2.2 | 67 | 54 | 210328379
ALLIED | 4HP17L48P-**A | EA(C;U)1P48C+TDR+TXV | 80G1UH090CE20 | 46500 | 44500 | 15.4 | 12.5 | 8.1 | 2.22 | 68 | 55 | 210328321
ALLIED | 4HP17L48P-**A | EA(C;U)1P48C+TDR+TXV | 80G2UH110CE20L | 46500 | 44500 | 15.6 | 12.5 | 8.1 | 2.2 | 67 | 54 | 210328320
ALLIED | 4HP17L48P-**A | BCE7E48M*4X |  | 48000 | 45000 | 15.4 | 12.5 | 8.5 | 2.34 | 68 | 54 | 210328316
ALLIED | 4HP17L48P-**A | BCE5V48M*4X |  | 47000 | 45500 | 15.2 | 12.5 | 8.3 | 2.28 | 67 | 53 | 210328315
ALLIED | 4HP17L30P-**A | EAC4X30A+TDR | 80G2UH045AE12 | 29200 | 27800 | 15.8 | 13 | 8.1 | 2.24 | 65 | 51 | 210328713
ALLIED | 4HP17L42P-**A | ED1P48B+TDR+TXV | 80G2DF090BE16 | 41000 | 42000 | 15.4 | 13 | 8.1 | 2.12 | 65 | 50 | 210328457
ALLIED | 4HP17L42P-**A | ED1P48B+TDR+TXV | 80G1DF090BE16 | 40500 | 42000 | 15.4 | 13 | 8.1 | 2.12 | 65 | 50 | 210328456
ALLIED | 4HP17L30P-**A | EA(C;U)1P30B+TDR+TXV | 80G2UH090BE12 | 29200 | 27800 | 15.8 | 13 | 8.1 | 2.24 | 65 | 51 | 210328633
LENNOX | EL17XP1-030-230A** | CX35-36B+TDR | ML180UH090E48B* | 29200 | 27600 | 16.2 | 13 | 8.1 | 2.26 | 65 | 51 | 210291922
LENNOX | EL17XP1-030-230A** | CX35-36B+TDR | ML180UH090V48B* | 29800 | 28000 | 16 | 13 | 8.1 | 2.28 | 66 | 52 | 210291923
LENNOX | EL17XP1-030-230A** | CX35-36B+TDR | ML180UH070V48B* | 30000 | 28200 | 16.2 | 13 | 8.1 | 2.28 | 65 | 51 | 210291921
LENNOX | EL17XP1-030-230A** | CX35-36B+TDR | ML180UH070E36B* | 29600 | 27800 | 16 | 13 | 8.1 | 2.26 | 65 | 51 | 210291919
LENNOX | EL17XP1-030-230A** | CX35-36B+TDR | ML180UH070V36B* | 30000 | 28000 | 16.2 | 13 | 8.1 | 2.3 | 66 | 52 | 210291920
LENNOX | EL17XP1-030-230A** | CX35-36B+TDR | EL296UH045XV36B* | 29800 | 28000 | 15.6 | 13 | 8.1 | 2.26 | 66 | 52 | 210291915
LENNOX | EL17XP1-030-230A** | CX35-36B+TDR | EL296UH070XV36B* | 30000 | 28000 | 16 | 13 | 8.1 | 2.28 | 66 | 52 | 210291918
LENNOX | EL17XP1-030-230A** | CX35-36B+TDR | EL296UH045XE36B* | 29400 | 27800 | 15.8 | 13 | 8.1 | 2.24 | 65 | 51 | 210291914
LENNOX | EL17XP1-030-230A** | CX35-36B+TDR | EL280UH090XE48B* | 29400 | 27600 | 16.2 | 13 | 8.1 | 2.28 | 65 | 51 | 210291913
LENNOX | EL17XP1-030-230A** | CX35-36B+TDR | EL196UH045XE36B* | 29400 | 27800 | 15.6 | 12.5 | 8.1 | 2.26 | 66 | 53 | 210291908
LENNOX | EL17XP1-030-230A** | CX35-36B+TDR | EL280UH090E36B* | 29800 | 27800 | 16.2 | 13 | 8.1 | 2.3 | 65 | 51 | 210291910
LENNOX | EL17XP1-030-230A** | CX35-36B+TDR | EL280UH090E48B* | 29400 | 27600 | 16.2 | 13 | 8.1 | 2.28 | 65 | 51 | 210291911
LENNOX | EL17XP1-030-230A** | CX35-36B+TDR | EL196UH070XE36B* | 29400 | 27800 | 15.6 | 13 | 8.1 | 2.26 | 65 | 51 | 210291909
LENNOX | EL17XP1-030-230A** | CX35-36B+TDR | EL195UH060NE36B* | 29600 | 28000 | 15.8 | 13 | 8.1 | 2.26 | 65 | 51 | 210291905
LENNOX | EL17XP1-030-230A** | CX35-36A+TDR | SL280UH060NV36A* | 30000 | 28000 | 16.2 | 13 | 8.1 | 2.3 | 66 | 52 | 210291900
LENNOX | EL17XP1-030-230A** | CX35-36B+TDR | EL180UH080NE48B* | 30000 | 28400 | 15.6 | 12.5 | 8.1 | 2.24 | 65 | 51 | 210291903
LENNOX | EL17XP1-030-230A** | CX35-36A+TDR | SL280UH070V36A* | 30000 | 28200 | 15.8 | 13 | 8.1 | 2.26 | 65 | 51 | 210291901
LENNOX | EL17XP1-030-230A** | CX35-36A+TDR | SL280UH070XV36A* | 30000 | 28200 | 15.8 | 13 | 8.1 | 2.26 | 65 | 51 | 210291902
LENNOX | EL17XP1-030-230A** | CX35-36A+TDR | ML180UH070V36A* | 29800 | 28000 | 16 | 13 | 8.1 | 2.28 | 66 | 52 | 210291898
LENNOX | EL17XP1-030-230A** | CX35-36A+TDR | ML180UH070XE36A* | 29400 | 27600 | 16 | 13 | 8.1 | 2.28 | 66 | 52 | 210291899
LENNOX | EL17XP1-030-230A** | CX35-36A+TDR | ML180UH045V36A* | 30000 | 28200 | 16 | 13 | 8.1 | 2.28 | 65 | 51 | 210291896
LENNOX | EL17XP1-030-230A** | CX35-36A+TDR | ML180UH045E36A* | 29400 | 27600 | 16 | 13 | 8.1 | 2.28 | 66 | 52 | 210291895
LENNOX | EL17XP1-030-230A** | CX35-36A+TDR | ML180UH070E36A* | 29400 | 27600 | 16 | 13 | 8.1 | 2.28 | 66 | 52 | 210291897
LENNOX | EL17XP1-030-230A** | CX35-36A+TDR | EL280UH070XE36A* | 29600 | 27800 | 16 | 13 | 8.1 | 2.26 | 65 | 51 | 210291893
LENNOX | EL17XP1-030-230A** | CX35-36A+TDR | ML180UH030V36A* | 30000 | 28200 | 16 | 13 | 8.1 | 2.28 | 65 | 51 | 210291894
LENNOX | EL17XP1-030-230A** | CX35-36A+TDR | EL280UH070E36A* | 29600 | 27800 | 16 | 13 | 8.1 | 2.26 | 65 | 51 | 210291891
LENNOX | EL17XP1-030-230A** | CX35-36A+TDR | EL280UH045E36A* | 29600 | 27800 | 16 | 13 | 8.1 | 2.28 | 65 | 51 | 210291890
LENNOX | EL17XP1-030-230A** | CX35-30B+TDR | SL280UH090V48B* | 29200 | 28000 | 15.6 | 13 | 8.1 | 2.18 | 66 | 52 | 210291883
LENNOX | EL17XP1-030-230A** | CX35-30B+TDR | SL280UH080NV48B* | 29200 | 27800 | 15.8 | 13 | 8.1 | 2.2 | 65 | 51 | 210291881
LENNOX | EL17XP1-030-230A** | CX35-30B+TDR | SL280UH090V36B* | 29400 | 27800 | 16 | 13 | 8.1 | 2.2 | 65 | 51 | 210291882
LENNOX | EL17XP1-030-230A** | CX35-30B+TDR | ML180UH070V48B* | 29400 | 28000 | 15.8 | 13 | 8.1 | 2.22 | 66 | 52 | 210291867
LENNOX | EL17XP1-030-230A** | CX35-30B+TDR | ML180UH070V36B* | 29200 | 28000 | 15.8 | 13 | 8.1 | 2.22 | 66 | 52 | 210291866
LENNOX | EL17XP1-030-230A** | CX35-30B+TDR | EL280UH090E36B* | 29200 | 27800 | 15.8 | 13 | 8.1 | 2.24 | 65 | 51 | 210291856
LENNOX | EL17XP1-030-230A** | CX35-30A+TDR | ML180UH045V36A* | 29400 | 28000 | 15.6 | 13 | 8.1 | 2.22 | 66 | 52 | 210291841
LENNOX | ML17XP1-018-230A** | CX35-30B+TDR | SL280UH090V36B* | 18000 | 17600 | 16.8 | 14 | 8.1 | 2.02 | 61 | 45 | 210039730
LENNOX | ML17XP1-018-230A** | CX35-30B+TDR | SL280UH080NV48B* | 18000 | 17600 | 16.8 | 14 | 8.1 | 1.98 | 60 | 44 | 210039728
AC PRO | 4HP17L42P-**A | ED1P48B+TDR+TXV | 80G2DF090BE16 | 41000 | 42000 | 15.4 | 13 | 8.1 | 2.12 | 65 | 50 | 210327679
AC PRO | 4HP17L42P-**A | ED1P48C+TDR+TXV | 96G2DF090CE16 | 40500 | 42000 | 15.2 | 12.5 | 8.1 | 2.12 | 65 | 51 | 210327681
AC PRO | 4HP17L42P-**A | ED1P48C+TDR+TXV | 92G1DF090CE16 | 40500 | 42000 | 15.2 | 12.5 | 8.1 | 2.12 | 65 | 51 | 210327682
AC PRO | 4HP17L42P-**A | ED1P48C+TDR+TXV | 80G1DF110CE20 | 41000 | 42000 | 15.6 | 13 | 8.1 | 2.14 | 65 | 50 | 210327680
AC PRO | 4HP17L42P-**A | ED1P48B+TDR+TXV | 80G1DF090BE16 | 40500 | 42000 | 15.4 | 13 | 8.1 | 2.12 | 65 | 50 | 210327678
ROYALTON | 4HP17L18P-**A | EA(C;U)1P24A+TDR+TXV | 80G2UH070AE12 | 18000 | 17200 | 16.4 | 13.5 | 8.1 | 2.12 | 63 | 48 | 210327378
ROYALTON | 4HP17L18P-**A | EA(C;U)1P24A+TDR+TXV | 80G2UH070AE12L | 18000 | 17200 | 16.4 | 13.5 | 8.1 | 2.12 | 63 | 48 | 210327379
AC PRO | 4HP17L48P-**A | EA(C;U)1P60C+TDR+TXV | 96G2UH090CE16 | 48000 | 46000 | 15.4 | 12.5 | 8.1 | 2.34 | 68 | 55 | 210327576
AC PRO | 4HP17L48P-**A | EA(C;U)1P60C+TDR+TXV | 80G2UH110CV20 | 48000 | 47000 | 15.4 | 12.5 | 8.3 | 2.32 | 67 | 54 | 210327577
AC PRO | 4HP17L48P-**A | EA(C;U)1P60C+TDR+TXV | 96G2UH090CV12 | 48000 | 46000 | 15.2 | 12.5 | 8.1 | 2.36 | 68 | 55 | 210327578
AC PRO | 4HP17L30P-**A | ED1P30/36B+TDR+TXV | 80G1DF070BE12 | 27800 | 29000 | 15.4 | 12.5 | 8.5 | 2.22 | 63 | 49 | 210327921
AC PRO | 4HP17L48P-**A | EA(C;U)1P60C+TDR+TXV | 80G2UH110CE16 | 48000 | 46500 | 15.6 | 13 | 8.3 | 2.36 | 68 | 54 | 210327575
AC PRO | 4HP17L48P-**A | EA(C;U)1P60C+TDR+TXV | 96G1UH090CE16 | 48000 | 46000 | 15.4 | 12.5 | 8.1 | 2.36 | 68 | 55 | 210327574
AC PRO | 4HP17L48P-**A | EA(C;U)1P60C+TDR+TXV | 92G1UH090CE16 | 48000 | 46500 | 15.2 | 12.5 | 8.1 | 2.34 | 68 | 54 | 210327572
AC PRO | 4HP17L48P-**A | EA(C;U)1P60C+TDR+TXV | 92G1UH110CE16 | 48000 | 46500 | 15.4 | 12.5 | 8.1 | 2.36 | 68 | 54 | 210327573
ROYALTON | 4HP17L18P-**A | EAC4X24B+TDR | 80G2UH090BV16 | 18000 | 17800 | 16 | 13.5 | 8.1 | 2.06 | 63 | 48 | 210327509
AC PRO | 4HP17L30P-**A | ED1P30/36B+TDR+TXV | 96G2DF045BE12 | 27800 | 29000 | 15.2 | 12.5 | 8.5 | 2.2 | 64 | 50 | 210327920
ROYALTON | 4HP17L18P-**A | EAC4X24A+TDR | 80G2UH070AV12 | 18000 | 17800 | 16 | 13.5 | 8.1 | 2.06 | 63 | 48 | 210327494
LENNOX | EL17XP1-018-230A** | CR33-30/36B+TDR+TXV | ML196DF045XE36B* | 18000 | 17800 | 16.4 | 13.5 | 8.3 | 2.16 | 62 | 46 | 210289008
LENNOX | EL17XP1-018-230A** | CR33-30/36B+TDR+TXV | ML193DF070XE36B* | 18000 | 18000 | 16.8 | 14 | 8.5 | 2.18 | 62 | 47 | 210289007
LENNOX | EL17XP1-018-230A** | CR33-30/36B+TDR+TXV | ML180DF070E36B* | 18000 | 17800 | 16 | 13.5 | 8.1 | 2.12 | 62 | 46 | 210289004
LENNOX | EL17XP1-018-230A** | CR33-30/36B+TDR+TXV | EL296DF070XE48B* | 18000 | 18000 | 16 | 13.5 | 8.1 | 2.14 | 62 | 47 | 210289002
LENNOX | EL17XP1-018-230A** | CR33-30/36B+TDR+TXV | EL280DF090E48B* | 18000 | 18000 | 15.6 | 13 | 8.1 | 2.1 | 63 | 48 | 210288999
LENNOX | EL17XP1-018-230A** | CR33-30/36B+TDR+TXV | EL296DF045XE36B* | 18000 | 18000 | 16.2 | 13.5 | 8.1 | 2.14 | 62 | 47 | 210289000
LENNOX | EL17XP1-018-230A** | CR33-30/36B+TDR+TXV | EL296DF045XV36B* | 18000 | 18000 | 16.4 | 13.5 | 8.5 | 2.16 | 63 | 48 | 210289001
LENNOX | EL17XP1-018-230A** | CR33-24A+TDR+TXV | SL280DF070V36A* | 18000 | 18000 | 16 | 13 | 8.1 | 1.96 | 63 | 48 | 210288983
LENNOX | EL17XP1-018-230A** | CHX35-30B-**-*+TDR | SL280UH090V36B* | 18000 | 17600 | 16.05 | 12.95 | 8.1 | 2 | 61 | 45 | 210288975
LENNOX | EL17XP1-018-230A** | CHX35-30B-**-*+TDR | SL280UH080NV48B* | 18000 | 17600 | 16.8 | 14 | 8.1 | 2 | 61 | 45 | 210288974
LENNOX | EL17XP1-018-230A** | CHX35-24B-**-*+TDR | ML193UH070XE36B* | 18000 | 17800 | 16.4 | 13.5 | 8.1 | 2.1 | 62 | 46 | 210288934
LENNOX | EL17XP1-018-230A** | CHX35-24B-**-*+TDR | EL296UH070XE36B* | 18000 | 17600 | 16 | 13.5 | 8.1 | 2.06 | 63 | 47 | 210288925
LENNOX | EL17XP1-018-230A** | CHX35-30B-**-*+TDR | ML180UH070V48B* | 18000 | 17800 | 16.8 | 14 | 8.1 | 1.98 | 61 | 45 | 210288962
LENNOX | EL17XP1-018-230A** | CHX35-24B-**-*+TDR | SL297UH060NV36B* | 18000 | 18000 | 16.4 | 13.5 | 8.1 | 2.08 | 62 | 47 | 210288945
LENNOX | EL17XP1-018-230A** | CHX35-24B-**-*+TDR | SLP99UH070XV36B* | 18000 | 18000 | 16.4 | 13.5 | 8.1 | 2.1 | 62 | 47 | 210288946
LENNOX | EL17XP1-018-230A** | CHX35-24B-**-*+TDR | SL297UH040NV36B* | 18000 | 18000 | 16.4 | 13.5 | 8.1 | 2.08 | 62 | 47 | 210288944
LENNOX | EL17XP1-018-230A** | CHX35-24B-**-*+TDR | SL280UH090V48B* | 18000 | 18000 | 16 | 13.5 | 8.1 | 2.08 | 63 | 48 | 210288943
CONCORD | 4HP17L30P-**A | EA(C;U)1P30A+TDR+TXV | 80G2UH045AE12 | 29200 | 27800 | 15.8 | 13 | 8.1 | 2.24 | 65 | 51 | 210326287
ROYALTON | 4HP17L48P-**A | EA(C;U)1P48C+TDR+TXV | 96G1UH110CE20 | 46500 | 45000 | 15.2 | 12.5 | 8.1 | 2.18 | 67 | 54 | 210326767
ROYALTON | 4HP17L48P-**A | EA(C;U)1P48C+TDR+TXV | 92G1UH110CE20 | 46500 | 44500 | 15.4 | 12.5 | 8.1 | 2.18 | 68 | 55 | 210326766
ROYALTON | 4HP17L48P-**A | EA(C;U)1P48C+TDR+TXV | 80G1UH090CE20 | 46500 | 44500 | 15.4 | 12.5 | 8.1 | 2.22 | 68 | 55 | 210326765
ROYALTON | 4HP17L48P-**A | EA(C;U)1P48C+TDR+TXV | 80G2UH110CE20L | 46500 | 44500 | 15.6 | 12.5 | 8.1 | 2.2 | 67 | 54 | 210326764
ROYALTON | 4HP17L48P-**A | EA(C;U)1P48C+TDR+TXV | 80G2UH110CE20 | 46500 | 44500 | 15.6 | 12.5 | 8.1 | 2.2 | 67 | 54 | 210326763
CONCORD | 4HP17L30P-**A | EAC4X30B+TDR | 80G2UH090BE12 | 29200 | 27800 | 15.8 | 13 | 8.1 | 2.24 | 65 | 51 | 210326391
CONCORD | 4HP17L30P-**A | ED1P30/36B+TDR+TXV | 92G1DF045BE12 | 27600 | 28800 | 15.4 | 12.5 | 8.5 | 2.2 | 64 | 49 | 210326361
CONCORD | 4HP17L30P-**A | ED1P30/36B+TDR+TXV | 92G1DF070BE12 | 27600 | 28800 | 15.4 | 12.5 | 8.5 | 2.22 | 64 | 49 | 210326362
CONCORD | 4HP17L30P-**A | ED1P30/36B+TDR+TXV | 80G2DF090BE16 | 28000 | 29000 | 15.4 | 12.5 | 8.5 | 2.24 | 64 | 50 | 210326360
CONCORD | 4HP17L18P-**A | EAC4X24B+TDR | 92G1UH070BE12 | 18000 | 17200 | 16.2 | 13.5 | 8.1 | 2.1 | 63 | 48 | 210326722
CONCORD | 4HP17L30P-**A | ED1P30/36B+TDR+TXV | 96G1DF070BE16 | 27800 | 29000 | 15.2 | 12.5 | 8.5 | 2.2 | 63 | 49 | 210326359
CONCORD | 4HP17L30P-**A | ED1P30/36B+TDR+TXV | 80G1DF090BE16 | 28200 | 29000 | 15.6 | 12.5 | 8.5 | 2.24 | 64 | 50 | 210326358
GE | NS17H18SA4-**A | NCHC24BT4+TDR | NF95X040S3B-* | 18000 | 17800 | 16 | 13.5 | 8.1 | 2.06 | 62 | 46 | 210261941
GE | NS17H18SA4-**A | NCHC24AT4+TDR | NF80U070V3A-* | 18000 | 18000 | 16 | 13.5 | 8.1 | 2.04 | 63 | 48 | 210261939
GE | NS17H18SA4-**A | NCHC24AT4+TDR | NF80X060V3A-* | 18000 | 18000 | 16.8 | 14 | 8.1 | 2.06 | 61 | 46 | 210261938
GE | NS17H18SA4-**A | NCHC24AT4+TDR | NF80U070T3A-* | 18000 | 17800 | 16.4 | 13.5 | 8.1 | 2.06 | 62 | 46 | 210261934
GE | NS17H30SA4-**A | NCUC36AT4+TDR | NF80L070S3A-* | 29400 | 27600 | 16 | 13 | 8.1 | 2.28 | 66 | 52 | 210262332
GE | NS17H30SA4-**A | NCUC36AT4+TDR | NF80X060V3A-* | 30000 | 28000 | 16.2 | 13 | 8.1 | 2.3 | 66 | 52 | 210262333
GE | NS17H30SA4-**A | NCUC36AT4+TDR | NF80U070S3A-* | 29400 | 27600 | 16 | 13 | 8.1 | 2.28 | 66 | 52 | 210262331
GE | NS17H30SA4-**A | NCUC36AT4+TDR | NF80U070T3A-* | 29600 | 27800 | 16 | 13 | 8.1 | 2.26 | 65 | 51 | 210262329
GE | NS17H30SA4-**A | NCUC36AT4+TDR | NF80U045S3A-* | 29400 | 27600 | 16 | 13 | 8.1 | 2.28 | 66 | 52 | 210262330
GE | NS17H30SA4-**A | NCUC36AT4+TDR | NF80U045T3A-* | 29600 | 27800 | 16 | 13 | 8.1 | 2.28 | 65 | 51 | 210262328
ALLIED | 4HP17L36P-**A | ED1P50/60C+TDR+TXV | 80G1DF110CE20 | 36000 | 32200 | 16.6 | 13.5 | 8.1 | 2.26 | 68 | 56 | 210328596
ALLIED | 4HP17L30P-**A | EAC4X30B+TDR | 80G2UH090BE12 | 29200 | 27800 | 15.8 | 13 | 8.1 | 2.24 | 65 | 51 | 210328725
ALLIED | 4HP17L42P-**A | ED1P48C+TDR+TXV | 92G1DF090CE16 | 40500 | 42000 | 15.2 | 12.5 | 8.1 | 2.12 | 65 | 51 | 210328460
ALLIED | 4HP17L42P-**A | ED1P48C+TDR+TXV | 96G2DF090CE16 | 40500 | 42000 | 15.2 | 12.5 | 8.1 | 2.12 | 65 | 51 | 210328459
LENNOX | EL17XP1-018-230A** | CHX35-24B-**-*+TDR | EL196UH045XE36B* | 18000 | 17800 | 16 | 13.5 | 8.1 | 2.06 | 62 | 46 | 210288918
LENNOX | EL17XP1-018-230A** | CHX35-24B-**-*+TDR | EL196UH070XE36B* | 18000 | 17800 | 16 | 13.5 | 8.1 | 2.06 | 62 | 46 | 210288919
LENNOX | EL17XP1-018-230A** | CHX35-24B-**-*+TDR | EL196UH030XE36B* | 18000 | 18000 | 15.6 | 13 | 8.1 | 2.06 | 62 | 47 | 210288917
LENNOX | EL17XP1-018-230A** | CHX35-24B-**-*+TDR | EL280UH090E36B* | 18000 | 18000 | 16.4 | 13.5 | 8.1 | 2.08 | 61 | 46 | 210288920
LENNOX | EL17XP1-018-230A** | CHX35-24B-**-*+TDR | EL296UH045XE36B* | 18000 | 17800 | 16.4 | 13.5 | 8.1 | 2.08 | 62 | 46 | 210288923
LENNOX | EL17XP1-018-230A** | CHX35-24B-**-*+TDR | EL296UH070XV36B* | 18000 | 18000 | 16.4 | 13.5 | 8.1 | 2.1 | 62 | 47 | 210288926
LENNOX | EL17XP1-018-230A** | CHX35-24B-**-*+TDR | EL296UH045XV36B* | 18000 | 18000 | 16.4 | 13.5 | 8.1 | 2.06 | 62 | 47 | 210288924
LENNOX | EL17XP1-018-230A** | CHX35-24B-**-*+TDR | ML180UH070V48B* | 18000 | 18000 | 16.4 | 14 | 8.1 | 2.1 | 63 | 48 | 210288929
LENNOX | EL17XP1-018-230A** | CHX35-24B-**-*+TDR | ML180UH070V36B* | 18000 | 17600 | 16.4 | 13.5 | 8.1 | 2.12 | 61 | 45 | 210288928
LENNOX | EL17XP1-018-230A** | CHX35-24B-**-*+TDR | ML180UH070E36B* | 18000 | 17800 | 16.4 | 13.5 | 8.1 | 2.1 | 62 | 46 | 210288927
LENNOX | EL17XP1-018-230A** | CHX35-24A-**-*+TDR | EL280UH045E36A* | 18000 | 18000 | 16 | 13.5 | 8.1 | 2.02 | 61 | 46 | 210288902
LENNOX | EL17XP1-018-230A** | CHX35-24B-**-*+TDR | ML193UH045XE36B* | 18000 | 18000 | 16.4 | 13.5 | 8.1 | 2.08 | 61 | 46 | 210288933
LENNOX | EL17XP1-018-230A** | CHX35-24B-**-*+TDR | ML180UH090V48B* | 18000 | 18000 | 16 | 13.5 | 8.1 | 2.06 | 63 | 48 | 210288931
LENNOX | EL17XP1-018-230A** | CHX35-24B-**-*+TDR | ML193UH030XE36B* | 18000 | 18000 | 16 | 13.5 | 8.1 | 2.08 | 62 | 47 | 210288932
LENNOX | EL17XP1-018-230A** | CHX35-24B-**-*+TDR | ML196UH070XE36B* | 18000 | 17800 | 16 | 13.5 | 8.1 | 2.06 | 62 | 46 | 210288937
LENNOX | EL17XP1-018-230A** | CHX35-24B-**-*+TDR | ML196UH045XE36B* | 18000 | 17800 | 16 | 13.5 | 8.1 | 2.06 | 62 | 46 | 210288936
LENNOX | EL17XP1-018-230A** | CHX35-24B-**-*+TDR | ML196UH030XE36B* | 18000 | 18000 | 15.6 | 13 | 8.1 | 2.06 | 62 | 47 | 210288935
LENNOX | EL17XP1-018-230A** | CHX35-24B-**-*+TDR | ML296UH070XV36B* | 18000 | 18000 | 15.8 | 13 | 8.1 | 2.06 | 63 | 48 | 210288940
LENNOX | EL17XP1-018-230A** | CHX35-24B-**-*+TDR | ML296UH045XV36B* | 18000 | 18000 | 16 | 13.5 | 8.1 | 2.06 | 62 | 47 | 210288939
LENNOX | EL17XP1-018-230A** | CHX35-24B-**-*+TDR | SL280UH080NV48B* | 18000 | 18000 | 16.8 | 14 | 8.1 | 2.1 | 62 | 47 | 210288941
LENNOX | EL17XP1-018-230A** | CHX35-24B-**-*+TDR | SL280UH090V36B* | 18000 | 18000 | 16.8 | 14 | 8.1 | 2.08 | 62 | 47 | 210288942
AC PRO | 4HP17L48P-**A | EAC4X48C+TDR | 92G1UH110CE16 | 46500 | 45000 | 15.2 | 12.5 | 8.1 | 2.18 | 68 | 54 | 210327611
ROYALTON | 4HP17L18P-**A | ED1P30/36B+TDR+TXV | 92G1DF045BE12 | 18000 | 18000 | 16.8 | 14 | 8.5 | 2.18 | 62 | 47 | 210327481
ROYALTON | 4HP17L18P-**A | ED1P30/36B+TDR+TXV | 92G1DF070BE12 | 18000 | 18000 | 16.8 | 14 | 8.5 | 2.18 | 62 | 47 | 210327482
ROYALTON | 4HP17L18P-**A | ED1P30/36B+TDR+TXV | 80G1DF090BE16 | 18000 | 18000 | 15.6 | 13 | 8.1 | 2.08 | 63 | 48 | 210327483
ROYALTON | 4HP17L18P-**A | ED1P30/36B+TDR+TXV | 96G2DF070BE16 | 18000 | 18000 | 16 | 13.5 | 8.1 | 2.14 | 62 | 47 | 210327480
AC PRO | 4HP17L48P-**A | EAC4X49C+TDR | 80G1UH110CE20 | 48000 | 45500 | 15.2 | 12.5 | 8.1 | 2.26 | 69 | 56 | 210327621
AC PRO | 4HP17L48P-**A | EAC4X49C+TDR | 96G1UH090CE16 | 47500 | 45000 | 15.2 | 12.5 | 8.1 | 2.24 | 69 | 56 | 210327623
AC PRO | 4HP17L48P-**A | EAC4X49C+TDR | 80G2UH110CE16 | 48000 | 45000 | 15.4 | 12.5 | 8.1 | 2.26 | 69 | 56 | 210327624
AC PRO | 4HP17L48P-**A | EAC4X49C+TDR | 80G2UH110CV20 | 48000 | 45500 | 15.2 | 12.5 | 8.1 | 2.26 | 69 | 56 | 210327626
AC PRO | 4HP17L48P-**A | EAC4X49C+TDR | 96G2UH090CV12 | 47500 | 45000 | 15.2 | 12.5 | 8.1 | 2.22 | 68 | 56 | 210327627
AC PRO | 4HP17L48P-**A | EAC4X49C+TDR | 96G2UH090CE16 | 47500 | 45000 | 15.2 | 12.5 | 8.1 | 2.24 | 69 | 56 | 210327625
AC PRO | 4HP17L48P-**A | BCE5V48M*4X |  | 47000 | 45500 | 15.2 | 12.5 | 8.3 | 2.28 | 67 | 53 | 210327537
AC PRO | 4HP17L48P-**A | EA(C;U)1P60C+TDR+TXV | 80G1UH090CE20 | 48000 | 46000 | 15.6 | 13 | 8.1 | 2.38 | 68 | 55 | 210327564
AC PRO | 4HP17L48P-**A | EA(C;U)1P60C+TDR+TXV | 96G1UH110CE20 | 48000 | 46500 | 15.4 | 12.5 | 8.1 | 2.34 | 68 | 54 | 210327565
AC PRO | 4HP17L48P-**A | EA(C;U)1P60C+TDR+TXV | 95G1UH100CE20X | 48000 | 46000 | 15.2 | 12.5 | 8.1 | 2.38 | 68 | 55 | 210327566
AC PRO | 4HP17L48P-**A | BCE7E48M*4X |  | 48000 | 45000 | 15.4 | 12.5 | 8.5 | 2.34 | 68 | 54 | 210327538
AC PRO | 4HP17L48P-**A | EA(C;U)1P60C+TDR+TXV | 80G2UH110CE20L | 48000 | 46500 | 15.6 | 13 | 8.3 | 2.38 | 68 | 54 | 210327568
AC PRO | 4HP17L48P-**A | EA(C;U)1P60C+TDR+TXV | 96G2UH110CE20 | 48000 | 46000 | 15.4 | 12.5 | 8.1 | 2.38 | 68 | 55 | 210327569
AC PRO | 4HP17L48P-**A | EA(C;U)1P60C+TDR+TXV | 80G1UH110CE20 | 48000 | 47000 | 15.4 | 12.5 | 8.3 | 2.34 | 67 | 54 | 210327570
AC PRO | 4HP17L48P-**A | EA(C;U)1P60C+TDR+TXV | 92G1UH110CE20 | 48000 | 47000 | 15.4 | 12.5 | 8.3 | 2.32 | 67 | 54 | 210327571
ROYALTON | 4HP17L18P-**A | ED1P30/36B+TDR+TXV | 80G2DF090BE16 | 18000 | 18000 | 15.6 | 13 | 8.1 | 2.1 | 63 | 48 | 210327484
ROYALTON | 4HP17L18P-**A | EAC4X24A+TDR | 80G2UH070AE12 | 18000 | 17200 | 16.4 | 13.5 | 8.1 | 2.12 | 63 | 48 | 210327491
AC PRO | 4HP17L48P-**A | EAC4X60C+TDR | 92G1UH110CE16 | 48000 | 46500 | 15.4 | 12.5 | 8.1 | 2.36 | 68 | 54 | 210327637
AC PRO | 4HP17L48P-**A | EAC4X60C+TDR | 80G2UH110CE16 | 48000 | 46500 | 15.6 | 13 | 8.3 | 2.36 | 68 | 54 | 210327639
AC PRO | 4HP17L48P-**A | EAC4X60C+TDR | 96G2UH090CE16 | 48000 | 46000 | 15.4 | 12.5 | 8.1 | 2.34 | 68 | 55 | 210327640
AC PRO | 4HP17L48P-**A | EAC4X60C+TDR | 96G2UH090CV12 | 48000 | 46000 | 15.2 | 12.5 | 8.1 | 2.36 | 68 | 55 | 210327642
ROYALTON | 4HP17L18P-**A | EA(C;U)1P24B+TDR+TXV | 80G2UH090BV16 | 18000 | 17800 | 16 | 13.5 | 8.1 | 2.06 | 63 | 48 | 210327396
ROYALTON | 4HP17L18P-**A | EAC4X24A+TDR | 80G2UH070AE12L | 18000 | 17200 | 16.4 | 13.5 | 8.1 | 2.12 | 63 | 48 | 210327492
ROYALTON | 4HP17L18P-**A | EAC4X24A+TDR | 80G2UH045AE12 | 18000 | 17400 | 16 | 13.5 | 8.1 | 2.06 | 63 | 48 | 210327493
DUCANE | 4HP17L36P-**A | BCE7E36M*4X |  | 34800 | 34800 | 16 | 13 | 8.5 | 2.28 | 67 | 53 | 210324919
DUCANE | 4HP17L36P-**A | BCE5V36M*4X |  | 36000 | 34000 | 15.8 | 13 | 8.1 | 2.2 | 65 | 51 | 210324918
BLUERIDGE | BHP17L48P-**A | BC1P60C+TDR+TXV | BG921UH090CE16 | 48000 | 46500 | 15.2 | 12.5 | 8.1 | 2.34 | 68 | 54 | 210325172
BLUERIDGE | BHP17L48P-**A | BC1P60C+TDR+TXV | BG921UH110CE20 | 48000 | 47000 | 15.4 | 12.5 | 8.3 | 2.32 | 67 | 54 | 210325170
BLUERIDGE | BHP17L48P-**A | BC1P60C+TDR+TXV | BG801UH110CE20 | 48000 | 47000 | 15.4 | 12.5 | 8.3 | 2.34 | 67 | 54 | 210325168
BLUERIDGE | BHP17L48P-**A | BC1P60C+TDR+TXV | BG961UH110CE20 | 48000 | 46500 | 15.4 | 12.5 | 8.1 | 2.34 | 68 | 54 | 210325167
LENNOX | ML17XP1-048-230A** | C35-48C+TDR+TXV | EL196UH110XE60C* | 46500 | 45000 | 15.2 | 12.5 | 8.1 | 2.18 | 67 | 54 | 210050895
LENNOX | ML17XP1-048-230A** | C35-48B+TDR+TXV | ML180UH090E48B* | 46500 | 45000 | 15.2 | 12.5 | 8.1 | 2.18 | 67 | 54 | 210050881
LENNOX | ML17XP1-048-230A** | C35-60C+TDR+TXV | ML180UH110E60C* | 48000 | 47000 | 15.4 | 12.5 | 8.3 | 2.34 | 67 | 54 | 210051013
LENNOX | ML17XP1-048-230A** | C35-60C+TDR+TXV | ML180UH090E60C* | 48000 | 46000 | 15.6 | 13 | 8.1 | 2.38 | 68 | 55 | 210051012
LENNOX | ML17XP1-048-230A** | C35-60C+TDR+TXV | EL296UH110XV48C* | 48000 | 47000 | 15.2 | 12.5 | 8.1 | 2.34 | 68 | 54 | 210051010
LENNOX | ML17XP1-048-230A** | C35-60C+TDR+TXV | EL296UH110XE60C* | 48000 | 46000 | 15.4 | 12.5 | 8.1 | 2.38 | 68 | 55 | 210051009
LENNOX | ML17XP1-048-230A** | C35-60C+TDR+TXV | EL296UH090XV36C* | 48000 | 46000 | 15.2 | 12.5 | 8.1 | 2.36 | 68 | 55 | 210051006
LENNOX | ML17XP1-048-230A** | C35-60C+TDR+TXV | EL296UH090XE48C* | 48000 | 46000 | 15.4 | 12.5 | 8.1 | 2.34 | 68 | 55 | 210051005
LENNOX | ML17XP1-048-230A** | C35-60C+TDR+TXV | EL280UH110XE60C* | 48000 | 46500 | 15.6 | 13 | 8.3 | 2.38 | 68 | 54 | 210051004
LENNOX | ML17XP1-048-230A** | C35-60C+TDR+TXV | EL280UH110E60C* | 48000 | 46500 | 15.6 | 13 | 8.3 | 2.38 | 68 | 54 | 210051003
LENNOX | ML17XP1-048-230A** | C35-60C+TDR+TXV | EL280UH110E48C* | 48000 | 46500 | 15.6 | 13 | 8.3 | 2.36 | 68 | 54 | 210051002
LENNOX | ML17XP1-048-230A** | C35-60C+TDR+TXV | EL196UH110XE60C* | 48000 | 46500 | 15.4 | 12.5 | 8.1 | 2.34 | 68 | 54 | 210051001
LENNOX | ML17XP1-048-230A** | C35-60C+TDR+TXV | EL196UH090XE48C* | 48000 | 46000 | 15.4 | 12.5 | 8.1 | 2.36 | 68 | 55 | 210051000
LENNOX | ML17XP1-048-230A** | CX35-49C+TDR | SLP99UH090XV36C* | 47500 | 45000 | 15.2 | 12.5 | 8.1 | 2.22 | 68 | 56 | 210051314
LENNOX | ML17XP1-048-230A** | CX35-49C+TDR | SL280UH110V60C* | 48000 | 45500 | 15.2 | 12.5 | 8.1 | 2.26 | 69 | 56 | 210051310
LENNOX | ML17XP1-048-230A** | CX35-49C+TDR | SL280UH110XV60C* | 48000 | 45500 | 15.2 | 12.5 | 8.1 | 2.26 | 69 | 56 | 210051311
LENNOX | ML17XP1-048-230A** | CX35-49C+TDR | SL280UH100NV60C* | 48000 | 45500 | 15.4 | 12.5 | 8.1 | 2.26 | 69 | 56 | 210051309
LENNOX | ML17XP1-048-230A** | CX35-49C+TDR | SL280UH090V60C* | 48000 | 45500 | 15.2 | 12.5 | 8.1 | 2.26 | 69 | 56 | 210051307
LENNOX | ML17XP1-048-230A** | CX35-49C+TDR | SL280UH090XV60C* | 48000 | 45500 | 15.2 | 12.5 | 8.1 | 2.26 | 69 | 56 | 210051308
LENNOX | ML17XP1-048-230A** | CX35-49C+TDR | ML296UH110XV60C* | 48000 | 45500 | 15.2 | 12.5 | 8.1 | 2.24 | 69 | 56 | 210051305
LENNOX | ML17XP1-048-230A** | CX35-49C+TDR | ML196UH110XE60C* | 48000 | 45000 | 15.2 | 12.5 | 8.1 | 2.26 | 69 | 56 | 210051303
LENNOX | ML17XP1-048-230A** | CX35-49C+TDR | ML193UH110XE60C* | 47500 | 45000 | 15.4 | 12.5 | 8.1 | 2.24 | 68 | 56 | 210051300
LENNOX | ML17XP1-048-230A** | CX35-49C+TDR | SL280UH080NV60C* | 48000 | 45500 | 15.6 | 13 | 8.1 | 2.28 | 69 | 56 | 210051306
LENNOX | ML17XP1-048-230A** | CX35-49C+TDR | ML196UH090XE60C* | 47500 | 45000 | 15.2 | 12.5 | 8.1 | 2.22 | 68 | 56 | 210051302
LENNOX | ML17XP1-048-230A** | CX35-49C+TDR | ML196UH090XE48C* | 47500 | 45000 | 15.2 | 12.5 | 8.1 | 2.24 | 69 | 56 | 210051301
LENNOX | ML17XP1-048-230A** | CX35-49C+TDR | ML180UH110V60C* | 48000 | 45500 | 15.4 | 12.5 | 8.1 | 2.26 | 69 | 56 | 210051297
LENNOX | ML17XP1-048-230A** | CX35-49C+TDR | ML180UH110E60C* | 48000 | 45500 | 15.2 | 12.5 | 8.1 | 2.26 | 69 | 56 | 210051296
LENNOX | ML17XP1-048-230A** | CX35-49C+TDR | ML193UH110XE48C* | 48000 | 45000 | 15.2 | 12.5 | 8.1 | 2.22 | 69 | 56 | 210051299
LENNOX | ML17XP1-048-230A** | CX35-49C+TDR | EL296UH110XE60C* | 47500 | 45000 | 15.2 | 12.5 | 8.1 | 2.24 | 69 | 56 | 210051292
AIREASE | 4SHP17LE130P-**A | ED1P30/36A+TDR+TXV | A97DSMV090C16 | 28000 | 29200 | 15.2 | 12.5 | 8.5 | 2.2 | 64 | 49 | 210330062
AIREASE | 4SHP17LE130P-**A | ED1P30/36A+TDR+TXV | A96DF1E090C16 | 28000 | 29000 | 15.6 | 12.5 | 8.5 | 2.22 | 63 | 49 | 210330061
AIREASE | 4SHP17LE130P-**A | ED1P30/36A+TDR+TXV | A80DF1E070B12 | 27800 | 29000 | 15.4 | 12.5 | 8.5 | 2.22 | 63 | 49 | 210330056
AIREASE | 4SHP17LE130P-**A | ED1P30/36A+TDR+TXV | A93DF1E090C16 | 28000 | 29000 | 15.6 | 12.5 | 8.5 | 2.22 | 63 | 49 | 210330060
AIREASE | 4SHP17LE130P-**A | ED1P30/36A+TDR+TXV | A96DF2E090C16 | 27600 | 28600 | 15.4 | 12.5 | 8.5 | 2.24 | 64 | 50 | 210330059
AIREASE | 4SHP17LE130P-**A | ED1P30/36A+TDR+TXV | A96DS2V045B12 | 28000 | 29200 | 15.2 | 12.5 | 8.5 | 2.2 | 64 | 49 | 210330058
AIREASE | 4SHP17LE148P-**A | ED1P50/60C+TDR+TXV | A96DF1E110C20 | 47000 | 45000 | 15.4 | 12.5 | 8.1 | 2.2 | 67 | 54 | 210329782
AIREASE | 4SHP17LE136P-**A | EA(C;U)1P50/60C+TDR+TXV | A80US2V100C20X | 36000 | 33400 | 16.2 | 13 | 8.1 | 2.14 | 66 | 52 | 210329868
AIREASE | 4SHP17LE148P-**A | ED1P50/60C+TDR+TXV | A80DF1E110C20 | 47500 | 45000 | 15.8 | 13 | 8.1 | 2.22 | 67 | 53 | 210329781
AIREASE | 4SHP17LE130P-**A | EA(C;U)1P30A+TDR+TXV | A80UH2E090B12 | 29200 | 27800 | 15.8 | 13 | 8.1 | 2.24 | 65 | 51 | 210329977
AIREASE | 4SHP17LE118P-**A | EA(C;U)1P24A+TDR+TXV | A96US2V070B12 | 18000 | 17400 | 16.4 | 13.5 | 8.1 | 2.08 | 63 | 48 | 210330206
AIREASE | 4SHP17LE118P-**A | EA(C;U)1P24A+TDR+TXV | A96US2V045B12 | 18000 | 17400 | 16 | 13.5 | 8.1 | 2.06 | 63 | 48 | 210330205
AIREASE | 4SHP17LE118P-**A | EA(C;U)1P24A+TDR+TXV | A93UH1E030B12 | 18000 | 17400 | 16 | 13.5 | 8.1 | 2.08 | 63 | 48 | 210330203
AIREASE | 4SHP17LE118P-**A | EA(C;U)1P24A+TDR+TXV | A93UH1E070B12 | 18000 | 17200 | 16.2 | 13.5 | 8.1 | 2.1 | 63 | 48 | 210330199
AIREASE | 4SHP17LE118P-**A | EA(C;U)1P24A+TDR+TXV | A80US2V070A12L | 18000 | 17800 | 16 | 13.5 | 8.1 | 2.06 | 63 | 48 | 210330194
AIREASE | 4SHP17LE118P-**A | EA(C;U)1P24A+TDR+TXV | A80US2V070A12 | 18000 | 17800 | 16 | 13.5 | 8.1 | 2.06 | 63 | 48 | 210330192
AIREASE | 4SHP17LE118P-**A | EA(C;U)1P24A+TDR+TXV | A80US2V060A12X | 18000 | 17400 | 16.6 | 14 | 8.1 | 2.1 | 62 | 47 | 210330193
AIREASE | 4SHP17LE118P-**A | EA(C;U)1P24A+TDR+TXV | A80UH2E045A12 | 18000 | 17400 | 16 | 13.5 | 8.1 | 2.06 | 63 | 48 | 210330191
AIREASE | 4SHP17LE136P-**A | ED1P50/60C+TDR+TXV | A96DS2V110C20 | 36000 | 32600 | 15.8 | 13 | 8.1 | 2.18 | 68 | 55 | 210329939
AIREASE | 4SHP17LE136P-**A | ED1P50/60C+TDR+TXV | A96DS2V090C20 | 36000 | 32600 | 15.8 | 13 | 8.1 | 2.18 | 68 | 55 | 210329938
AIREASE | 4SHP17LE136P-**A | ED1P50/60C+TDR+TXV | A80DS2V110C20 | 36000 | 32200 | 16.4 | 13.5 | 8.1 | 2.24 | 68 | 56 | 210329942
LENNOX | EL17XP1-048-230A** | CHX35-48C-**-*+TDR | SL280UH080NV60C* | 47500 | 45500 | 15.2 | 12.5 | 8.1 | 2.2 | 68 | 55 | 210295620
ALLIED | 4HP17L30P-**A | EA(C;U)1P36A+TDR+TXV | 80G2UH070AE12 | 29600 | 27800 | 16 | 13 | 8.1 | 2.26 | 65 | 51 | 210328642
ALLIED | 4HP17L30P-**A | EA(C;U)1P36A+TDR+TXV | 80G2UH070AE12L | 29600 | 27800 | 16 | 13 | 8.1 | 2.26 | 65 | 51 | 210328643
ALLIED | 4HP17L30P-**A | EA(C;U)1P36A+TDR+TXV | 80G1UH070AE12 | 29400 | 27600 | 16 | 13 | 8.1 | 2.28 | 66 | 52 | 210328645
ALLIED | 4HP17L30P-**A | EA(C;U)1P36A+TDR+TXV | 80G1UH070AE12L | 29400 | 27600 | 16 | 13 | 8.1 | 2.28 | 66 | 52 | 210328646
LENNOX | EL17XP1-048-230A** | CHX35-51/61C-**-*+TDR | EL280UH110E48C* | 47500 | 45000 | 15.4 | 12.5 | 8.3 | 2.3 | 69 | 57 | 210295635
LENNOX | EL17XP1-048-230A** | CHX35-51/61C-**-*+TDR | EL280UH110E60C* | 47500 | 45000 | 15.4 | 12.5 | 8.3 | 2.28 | 69 | 56 | 210295636
LENNOX | ML17XP1-036-230A** | CX35-50/60C+TDR | SL280UH100NV60C* | 36000 | 33400 | 16.2 | 13 | 8.1 | 2.14 | 66 | 52 | 210049403
DUCANE | 4HP17L18P-**A | EA(C;U)1P24B+TDR+TXV | 92G1UH070BE12 | 18000 | 17200 | 16.2 | 13.5 | 8.1 | 2.1 | 63 | 48 | 210325681
BLUERIDGE | BHP17L30P-**A | BC1P36A+TDR+TXV | BG802UH090BE16 | 29400 | 27600 | 16.2 | 13 | 8.1 | 2.28 | 65 | 51 | 210325401
BLUERIDGE | BHP17L30P-**A | BC1P36A+TDR+TXV | BG801UH090BE16 | 29200 | 27600 | 16.2 | 13 | 8.1 | 2.26 | 65 | 51 | 210325399
BLUERIDGE | BHP17L30P-**A | BC1P36A+TDR+TXV | BG802UH070AV12 | 30000 | 28200 | 15.8 | 13 | 8.1 | 2.26 | 65 | 51 | 210325397
BLUERIDGE | BHP17L30P-**A | BC1P36A+TDR+TXV | BG801UH070AE12 | 29400 | 27600 | 16 | 13 | 8.1 | 2.28 | 66 | 52 | 210325395
BLUERIDGE | BHP17L30P-**A | BC1P30A+TDR+TXV | BG802UH090BE12 | 29200 | 27800 | 15.8 | 13 | 8.1 | 2.24 | 65 | 51 | 210325382
BLUERIDGE | BHP17L48P-**A | BC1P49C+TDR+TXV | BG802UH110CV20 | 48000 | 45500 | 15.2 | 12.5 | 8.1 | 2.26 | 69 | 56 | 210325157
DUCANE | 4HP17L30P-**A | EA(C;U)1P36B+TDR+TXV | 96G2UH045BV12 | 29800 | 28000 | 15.6 | 13 | 8.1 | 2.26 | 66 | 52 | 210325152
BLUERIDGE | BHP17L48P-**A | BC1P49C+TDR+TXV | BG961UH090CE16 | 47500 | 45000 | 15.2 | 12.5 | 8.1 | 2.24 | 69 | 56 | 210325153
BLUERIDGE | BHP17L48P-**A | BC1P49C+TDR+TXV | BG921UH110CE16 | 48000 | 45000 | 15.2 | 12.5 | 8.1 | 2.22 | 69 | 56 | 210325151
DUCANE | 4HP17L30P-**A | EA(C;U)1P36B+TDR+TXV | 80G2UH090BV16 | 30000 | 28200 | 16 | 13 | 8.1 | 2.28 | 65 | 51 | 210325150
LENNOX | ML17XP1-048-230A** | C35-49C+TDR+TXV | ML196UH090XE48C* | 47500 | 45000 | 15.2 | 12.5 | 8.1 | 2.24 | 69 | 56 | 210050949
LENNOX | ML17XP1-048-230A** | C35-49C+TDR+TXV | ML193UH110XE60C* | 47500 | 45000 | 15.4 | 12.5 | 8.1 | 2.24 | 68 | 56 | 210050948
LENNOX | ML17XP1-048-230A** | C35-49C+TDR+TXV | ML196UH090XE60C* | 47500 | 45000 | 15.2 | 12.5 | 8.1 | 2.22 | 68 | 56 | 210050950
LENNOX | ML17XP1-048-230A** | C35-49C+TDR+TXV | ML193UH110XE48C* | 48000 | 45000 | 15.2 | 12.5 | 8.1 | 2.22 | 69 | 56 | 210050947
LENNOX | ML17XP1-048-230A** | C35-60C+TDR+TXV | ML196UH110XE60C* | 48000 | 46500 | 15.4 | 12.5 | 8.1 | 2.34 | 68 | 54 | 210051020
LENNOX | ML17XP1-048-230A** | C35-49C+TDR+TXV | ML180UH110V60C* | 48000 | 45500 | 15.4 | 12.5 | 8.1 | 2.26 | 69 | 56 | 210050945
LENNOX | ML17XP1-048-230A** | C35-49C+TDR+TXV | ML180UH110E60C* | 48000 | 45500 | 15.2 | 12.5 | 8.1 | 2.26 | 69 | 56 | 210050944
LENNOX | ML17XP1-048-230A** | C35-49C+TDR+TXV | EL296UH110XE60C* | 47500 | 45000 | 15.2 | 12.5 | 8.1 | 2.24 | 69 | 56 | 210050940
LENNOX | ML17XP1-048-230A** | C35-49C+TDR+TXV | ML180UH090E60C* | 48000 | 45000 | 15.6 | 13 | 8.1 | 2.26 | 68 | 56 | 210050943
LENNOX | ML17XP1-048-230A** | C35-49C+TDR+TXV | EL296UH090XV36C* | 47500 | 45000 | 15.2 | 12.5 | 8.1 | 2.22 | 68 | 56 | 210050937
LENNOX | ML17XP1-048-230A** | C35-49C+TDR+TXV | EL296UH090XE48C* | 47500 | 45000 | 15.2 | 12.5 | 8.1 | 2.24 | 69 | 56 | 210050936
LENNOX | ML17XP1-048-230A** | C35-49C+TDR+TXV | EL280UH110XE60C* | 48000 | 45000 | 15.4 | 12.5 | 8.1 | 2.26 | 69 | 56 | 210050935
LENNOX | ML17XP1-048-230A** | C35-49C+TDR+TXV | EL280UH110E60C* | 48000 | 45000 | 15.4 | 12.5 | 8.1 | 2.26 | 69 | 56 | 210050934
LENNOX | ML17XP1-048-230A** | C35-49C+TDR+TXV | EL196UH110XE60C* | 48000 | 45000 | 15.2 | 12.5 | 8.1 | 2.26 | 69 | 56 | 210050932
LENNOX | ML17XP1-048-230A** | C35-60C+TDR+TXV | ML196UH090XE48C* | 48000 | 46000 | 15.4 | 12.5 | 8.1 | 2.36 | 68 | 55 | 210051018
LENNOX | ML17XP1-048-230A** | C35-49C+TDR+TXV | EL280UH110E48C* | 48000 | 45000 | 15.4 | 12.5 | 8.1 | 2.26 | 69 | 56 | 210050933
LENNOX | ML17XP1-048-230A** | C35-49C+TDR+TXV | EL196UH090XE48C* | 47500 | 45000 | 15.2 | 12.5 | 8.1 | 2.24 | 69 | 56 | 210050931
LENNOX | ML17XP1-048-230A** | C35-60C+TDR+TXV | ML193UH110XE60C* | 48000 | 47000 | 15.4 | 12.5 | 8.3 | 2.32 | 67 | 54 | 210051017
LENNOX | ML17XP1-048-230A** | C35-48C+TDR+TXV | SL280UH080NV60C* | 47500 | 45000 | 15.4 | 12.5 | 8.1 | 2.24 | 68 | 54 | 210050917
LENNOX | ML17XP1-048-230A** | C35-48C+TDR+TXV | SL280UH100NV60C* | 47500 | 45000 | 15.4 | 12.5 | 8.1 | 2.2 | 68 | 54 | 210050920
LENNOX | ML17XP1-048-230A** | C35-60C+TDR+TXV | ML193UH090XE48C* | 48000 | 46500 | 15.2 | 12.5 | 8.1 | 2.34 | 68 | 54 | 210051015
LENNOX | ML17XP1-048-230A** | C35-60C+TDR+TXV | ML193UH110XE48C* | 48000 | 46500 | 15.4 | 12.5 | 8.1 | 2.36 | 68 | 54 | 210051016
LENNOX | ML17XP1-048-230A** | C35-48C+TDR+TXV | ML196UH110XE60C* | 46500 | 45000 | 15.2 | 12.5 | 8.1 | 2.18 | 67 | 54 | 210050914
LENNOX | ML17XP1-048-230A** | C35-48C+TDR+TXV | ML196UH090XE60C* | 46500 | 44500 | 15.2 | 12.5 | 8.1 | 2.2 | 68 | 55 | 210050913
LENNOX | ML17XP1-048-230A** | C35-48C+TDR+TXV | ML193UH110XE60C* | 46500 | 44500 | 15.4 | 12.5 | 8.1 | 2.18 | 68 | 55 | 210050911
LENNOX | ML17XP1-048-230A** | C35-48C+TDR+TXV | ML193UH110XE48C* | 46500 | 45000 | 15.2 | 12.5 | 8.1 | 2.18 | 68 | 54 | 210050910
LENNOX | ML17XP1-048-230A** | C35-48C+TDR+TXV | ML180UH110V60C* | 47500 | 45000 | 15.4 | 12.5 | 8.1 | 2.22 | 68 | 54 | 210050908
LENNOX | ML17XP1-048-230A** | C35-60C+TDR+TXV | ML180UH110V60C* | 48000 | 47000 | 15.6 | 13 | 8.3 | 2.36 | 67 | 54 | 210051014
LENNOX | ML17XP1-048-230A** | C35-48C+TDR+TXV | EL296UH110XE60C* | 46500 | 45000 | 15.2 | 12.5 | 8.1 | 2.18 | 67 | 54 | 210050903
LENNOX | ML17XP1-048-230A** | C35-48C+TDR+TXV | ML180UH090E60C* | 46500 | 44500 | 15.4 | 12.5 | 8.1 | 2.22 | 68 | 55 | 210050906
LENNOX | ML17XP1-048-230A** | C35-48C+TDR+TXV | EL280UH110XE60C* | 46500 | 44500 | 15.6 | 12.5 | 8.1 | 2.2 | 67 | 54 | 210050898
LENNOX | ML17XP1-048-230A** | C35-48C+TDR+TXV | EL280UH110E48C* | 47000 | 45000 | 15.2 | 12.5 | 8.1 | 2.2 | 68 | 54 | 210050896
LENNOX | ML17XP1-048-230A** | C35-48C+TDR+TXV | EL280UH110E60C* | 46500 | 44500 | 15.6 | 12.5 | 8.1 | 2.2 | 67 | 54 | 210050897
AIREASE | 4SHP17LE130P-**A | EA(C;U)1P36A+TDR+TXV | A80UH1E045A12 | 29400 | 27600 | 16 | 13 | 8.1 | 2.28 | 66 | 52 | 210329992
AIREASE | 4SHP17LE130P-**A | EA(C;U)1P36A+TDR+TXV | A80UH1E070A12 | 29400 | 27600 | 16 | 13 | 8.1 | 2.28 | 66 | 52 | 210329993
AIREASE | 4SHP17LE148P-**A | ED1P50/60C+TDR+TXV | A96DF1E090C16 | 47000 | 45000 | 15.2 | 12.5 | 8.1 | 2.2 | 67 | 54 | 210329785
AIREASE | 4SHP17LE148P-**A | ED1P50/60C+TDR+TXV | A80DS2V110C20 | 48000 | 45500 | 15.2 | 12.5 | 8.1 | 2.2 | 67 | 54 | 210329786
AIREASE | 4SHP17LE124P-**A | BCE7S24M*4X |  | 23400 | 21800 | 16.2 | 13 | 8.1 | 2.16 | 63 | 49 | 210330068
AIREASE | 4SHP17LE148P-**A | ED1P50/60C+TDR+TXV | A93DF1E090C16 | 47000 | 45000 | 15.2 | 12.5 | 8.1 | 2.18 | 67 | 54 | 210329784
AIREASE | 4SHP17LE148P-**A | ED1P50/60C+TDR+TXV | A96DF2E110C20 | 47000 | 45000 | 15.2 | 12.5 | 8.1 | 2.2 | 67 | 54 | 210329783
AIREASE | 4SHP17LE130P-**A | ED1P30/36A+TDR+TXV | A80DS2V110C20 | 29000 | 29800 | 15.2 | 12.5 | 8.5 | 2.18 | 64 | 49 | 210330066
AIREASE | 4SHP17LE124P-**A | BCE7E24M*4X |  | 23200 | 21600 | 16.2 | 13.5 | 8.1 | 2.12 | 63 | 48 | 210330067
AIREASE | 4SHP17LE130P-**A | ED1P30/36A+TDR+TXV | A96DF2E110C20 | 28200 | 29200 | 15.2 | 12.5 | 8.5 | 2.22 | 64 | 50 | 210330065
AIREASE | 4SHP17LE130P-**A | ED1P30/36A+TDR+TXV | A96DF1E110C20 | 28400 | 29400 | 15.4 | 12.5 | 8.5 | 2.2 | 63 | 48 | 210330064
AIREASE | 4SHP17LE130P-**A | ED1P30/36A+TDR+TXV | A80DF1E110C20 | 28200 | 29000 | 15.6 | 12.5 | 8.5 | 2.24 | 63 | 49 | 210330063
AIREASE | 4SHP17LE118P-**A | EA(C;U)1P24A+TDR+TXV | A97US2V040B12X | 18000 | 17400 | 16.4 | 13.5 | 8.1 | 2.06 | 63 | 48 | 210330207
AIREASE | 4SHP17LE118P-**A | EA(C;U)1P24A+TDR+TXV | A80US2V090B16 | 18000 | 17800 | 16 | 13.5 | 8.1 | 2.06 | 63 | 48 | 210330212
AIREASE | 4SHP17LE118P-**A | EA(C;U)1P24A+TDR+TXV | A80US2V090B12 | 18000 | 17600 | 16.4 | 13.5 | 8.1 | 2.1 | 64 | 49 | 210330211
AIREASE | 4SHP17LE118P-**A | EA(C;U)1P24A+TDR+TXV | A80US2V080B16X | 18000 | 17600 | 16.4 | 13.5 | 8.1 | 2.12 | 64 | 49 | 210330210
AIREASE | 4SHP17LE118P-**A | EA(C;U)1P24A+TDR+TXV | A97USMV070B12 | 18000 | 17400 | 16.4 | 13.5 | 8.1 | 2.08 | 63 | 48 | 210330209
AIREASE | 4SHP17LE118P-**A | EA(C;U)1P24A+TDR+TXV | A97US2V060B12X | 18000 | 17400 | 16.4 | 13.5 | 8.1 | 2.06 | 63 | 48 | 210330208
LENNOX | ML17XP1-036-230A** | CR33-50/60+TDR+TXV | SLP99DF090XV60C* | 36000 | 32600 | 15.8 | 13 | 8.1 | 2.18 | 68 | 55 | 210049239
LENNOX | ML17XP1-036-230A** | CR33-50/60+TDR+TXV | SL280DF090V60C* | 36000 | 32400 | 16.4 | 13 | 8.1 | 2.22 | 68 | 55 | 210049228
LENNOX | ML17XP1-036-230A** | CR33-50/60+TDR+TXV | SL280DF110V60C* | 36000 | 32200 | 16.4 | 13.5 | 8.1 | 2.24 | 68 | 56 | 210049229
LENNOX | ML17XP1-036-230A** | CR33-50/60+TDR+TXV | SL280DF080NV60C* | 36000 | 32400 | 16.2 | 13 | 8.1 | 2.22 | 69 | 56 | 210049224
LENNOX | ML17XP1-036-230A** | CR33-50/60+TDR+TXV | ML296DF090XV60C* | 36000 | 32400 | 16 | 13 | 8.1 | 2.2 | 69 | 56 | 210049221
LENNOX | ML17XP1-036-230A** | CR33-50/60+TDR+TXV | EL296DF110XV60C* | 36000 | 32600 | 15.8 | 13 | 8.1 | 2.18 | 68 | 55 | 210049205
LENNOX | ML17XP1-036-230A** | CR33-50/60+TDR+TXV | ML180DF110E60C* | 36000 | 32200 | 16.6 | 13.5 | 8.1 | 2.26 | 68 | 56 | 210049209
LENNOX | ML17XP1-030-230A** | CR33-30/36C+TDR+TXV | SLP99DF090XV48C* | 28000 | 29200 | 15.2 | 12.5 | 8.5 | 2.2 | 64 | 49 | 210047150
LENNOX | ML17XP1-036-230A** | CR33-50/60+TDR+TXV | EL296DF090XV60C* | 36000 | 32600 | 15.8 | 13 | 8.1 | 2.18 | 68 | 55 | 210049200
LENNOX | ML17XP1-030-230A** | CR33-30/36C+TDR+TXV | SLP99DF090XV36C* | 28200 | 29000 | 15.4 | 12.5 | 8.5 | 2.22 | 64 | 50 | 210047148
ARMSTRONG AIR | 4SHP17LE148P-**A | EA(C;U)1P48B+TDR+TXV | A96UH1E110C20 | 46500 | 45000 | 15.2 | 12.5 | 8.1 | 2.18 | 67 | 54 | 210329100
ARMSTRONG AIR | 4SHP17LE148P-**A | EA(C;U)1P48B+TDR+TXV | A93UH1E110C20 | 46500 | 44500 | 15.4 | 12.5 | 8.1 | 2.18 | 68 | 55 | 210329099
ARMSTRONG AIR | 4SHP17LE148P-**A | EA(C;U)1P48B+TDR+TXV | A80UH1E090C20 | 46500 | 44500 | 15.4 | 12.5 | 8.1 | 2.22 | 68 | 55 | 210329098
ARMSTRONG AIR | 4SHP17LE148P-**A | EA(C;U)1P48B+TDR+TXV | A80UH2E110C20 | 46500 | 44500 | 15.6 | 12.5 | 8.1 | 2.2 | 67 | 54 | 210329097
ARMSTRONG AIR | 4SHP17LE148P-**A | EA(C;U)1P48B+TDR+TXV | A80UH1E090B16 | 46500 | 45000 | 15.2 | 12.5 | 8.1 | 2.18 | 67 | 54 | 210329096
ARMSTRONG AIR | 4SHP17LE148P-**A | BCE7S48M*4X |  | 47500 | 45000 | 15.2 | 12.5 | 8.5 | 2.28 | 68 | 54 | 210329095
ARMSTRONG AIR | 4SHP17LE142P-**A | BCE5V42M*4X |  | 41000 | 39000 | 15.4 | 13 | 8.1 | 2.14 | 66 | 52 | 210329183
ALLIED | 4HP17L48P-**A | EA(C;U)1P50/60C+TDR+TXV | 80G2UH110CE20L | 46500 | 45000 | 15.2 | 12.5 | 8.1 | 2.18 | 67 | 54 | 210328359
ALLIED | 4HP17L48P-**A | EA(C;U)1P50/60C+TDR+TXV | 80G2UH110CE20 | 46500 | 45000 | 15.2 | 12.5 | 8.1 | 2.18 | 67 | 54 | 210328358
ALLIED | 4HP17L48P-**A | EA(C;U)1P60C+TDR+TXV | 96G2UH090CV12 | 48000 | 46000 | 15.2 | 12.5 | 8.1 | 2.36 | 68 | 55 | 210328356
ALLIED | 4HP17L30P-**A | EAC4X36B+TDR | 96G2UH045BV12 | 29800 | 28000 | 15.6 | 13 | 8.1 | 2.26 | 66 | 52 | 210328760
ALLIED | 4HP17L48P-**A | EA(C;U)1P60C+TDR+TXV | 80G2UH110CV20 | 48000 | 47000 | 15.4 | 12.5 | 8.3 | 2.32 | 67 | 54 | 210328355
ALLIED | 4HP17L48P-**A | EA(C;U)1P60C+TDR+TXV | 96G2UH090CE16 | 48000 | 46000 | 15.4 | 12.5 | 8.1 | 2.34 | 68 | 55 | 210328354
ALLIED | 4HP17L30P-**A | EAC4X36B+TDR | 96G2UH070BV12 | 30000 | 28000 | 16 | 13 | 8.1 | 2.28 | 66 | 52 | 210328761
ALLIED | 4HP17L30P-**A | EAC4X36B+TDR | 80G2UH090BV16 | 30000 | 28200 | 16 | 13 | 8.1 | 2.28 | 65 | 51 | 210328759
ALLIED | 4HP17L30P-**A | EAC4X36B+TDR | 92G1UH030BE12 | 29600 | 28000 | 15.8 | 13 | 8.1 | 2.26 | 65 | 51 | 210328757
ALLIED | 4HP17L30P-**A | EAC4X36B+TDR | 80G1UH070BE12 | 29600 | 27800 | 16 | 13 | 8.1 | 2.26 | 65 | 51 | 210328756
ALLIED | 4HP17L30P-**A | EAC4X36B+TDR | 96G2UH045BE12 | 29400 | 27800 | 15.8 | 13 | 8.1 | 2.24 | 65 | 51 | 210328754
ALLIED | 4HP17L30P-**A | EA(C;U)1P36B+TDR+TXV | 92G1UH045BE12 | 29400 | 27800 | 15.8 | 13 | 8.1 | 2.26 | 65 | 51 | 210328655
ALLIED | 4HP17L30P-**A | EA(C;U)1P36B+TDR+TXV | 92G1UH070BE12 | 29400 | 27600 | 16 | 13 | 8.1 | 2.28 | 66 | 52 | 210328656
ALLIED | 4HP17L30P-**A | EA(C;U)1P36B+TDR+TXV | 80G1UH080BE16X | 30000 | 28400 | 15.6 | 12.5 | 8.1 | 2.24 | 65 | 51 | 210328654
ALLIED | 4HP17L30P-**A | EA(C;U)1P36B+TDR+TXV | 80G2UH090BE16L | 29400 | 27600 | 16.2 | 13 | 8.1 | 2.28 | 65 | 51 | 210328653
ALLIED | 4HP17L30P-**A | EA(C;U)1P36B+TDR+TXV | 80G2UH090BE16 | 29400 | 27600 | 16.2 | 13 | 8.1 | 2.28 | 65 | 51 | 210328652
ALLIED | 4HP17L30P-**A | EA(C;U)1P36B+TDR+TXV | 80G1UH090BE16 | 29200 | 27600 | 16.2 | 13 | 8.1 | 2.26 | 65 | 51 | 210328651
ALLIED | 4HP17L30P-**A | EA(C;U)1P36A+TDR+TXV | 80G2UH070AV12 | 30000 | 28200 | 15.8 | 13 | 8.1 | 2.26 | 65 | 51 | 210328650
ALLIED | 4HP17L30P-**A | ED1P30/36B+TDR+TXV | 92G1DF070BE12 | 27600 | 28800 | 15.4 | 12.5 | 8.5 | 2.22 | 64 | 49 | 210328696
ALLIED | 4HP17L30P-**A | ED1P30/36B+TDR+TXV | 92G1DF045BE12 | 27600 | 28800 | 15.4 | 12.5 | 8.5 | 2.2 | 64 | 49 | 210328695
ALLIED | 4HP17L30P-**A | ED1P30/36B+TDR+TXV | 80G2DF090BE16 | 28000 | 29000 | 15.4 | 12.5 | 8.5 | 2.24 | 64 | 50 | 210328694
ALLIED | 4HP17L30P-**A | ED1P30/36B+TDR+TXV | 96G1DF070BE16 | 27800 | 29000 | 15.2 | 12.5 | 8.5 | 2.2 | 63 | 49 | 210328693
ALLIED | 4HP17L30P-**A | ED1P30/36B+TDR+TXV | 80G1DF090BE16 | 28200 | 29000 | 15.6 | 12.5 | 8.5 | 2.24 | 64 | 50 | 210328692
ALLIED | 4HP17L30P-**A | EA(C;U)1P36A+TDR+TXV | 80G2UH045AE12 | 29600 | 27800 | 16 | 13 | 8.1 | 2.28 | 65 | 51 | 210328649
LENNOX | ML17XP1-048-230A** | CBA25UHV-048-230-** |  | 47000 | 45500 | 15.2 | 12.5 | 8.3 | 2.28 | 67 | 53 | 210051035
LENNOX | ML17XP1-048-230A** | C35-60C+TDR+TXV | SL297UH080NV48C* | 48000 | 47000 | 15.2 | 12.5 | 8.3 | 2.34 | 68 | 54 | 210051029
LENNOX | ML17XP1-048-230A** | C35-60C+TDR+TXV | SLP99UH090XV36C* | 48000 | 46000 | 15.2 | 12.5 | 8.1 | 2.36 | 68 | 55 | 210051031
LENNOX | ML17XP1-048-230A** | C35-60C+TDR+TXV | SL280UH110V60C* | 48000 | 47000 | 15.4 | 12.5 | 8.3 | 2.32 | 67 | 54 | 210051027
LENNOX | ML17XP1-048-230A** | C35-60C+TDR+TXV | SL297UH080NV60C* | 48000 | 47000 | 15.2 | 12.5 | 8.1 | 2.34 | 68 | 54 | 210051030
LENNOX | ML17XP1-048-230A** | C35-60C+TDR+TXV | SL280UH100NV60C* | 48000 | 47000 | 15.6 | 13 | 8.3 | 2.38 | 67 | 54 | 210051026
LENNOX | ML17XP1-048-230A** | C35-60C+TDR+TXV | SL280UH110XV60C* | 48000 | 47000 | 15.4 | 12.5 | 8.3 | 2.32 | 67 | 54 | 210051028
LENNOX | ML17XP1-048-230A** | C35-60C+TDR+TXV | SL280UH090XV60C* | 48000 | 47000 | 15.4 | 12.5 | 8.3 | 2.34 | 68 | 54 | 210051025
LENNOX | ML17XP1-048-230A** | C35-60C+TDR+TXV | SL280UH090V60C* | 48000 | 47000 | 15.4 | 12.5 | 8.3 | 2.34 | 68 | 54 | 210051024
LENNOX | ML17XP1-048-230A** | C35-50/60C+TDR+TXV | SL280UH080NV60C* | 47000 | 45000 | 15.2 | 12.5 | 8.1 | 2.2 | 68 | 54 | 210050986
LENNOX | ML17XP1-048-230A** | C35-60C+TDR+TXV | SL280UH080NV60C* | 48000 | 46500 | 15.8 | 13 | 8.3 | 2.38 | 68 | 54 | 210051023
LENNOX | ML17XP1-048-230A** | C35-60C+TDR+TXV | ML296UH110XV60C* | 48000 | 47000 | 15.4 | 12.5 | 8.3 | 2.36 | 68 | 54 | 210051022
LENNOX | ML17XP1-048-230A** | C35-50/60C+TDR+TXV | EL280UH110E60C* | 46500 | 45000 | 15.2 | 12.5 | 8.1 | 2.18 | 67 | 54 | 210050969
LENNOX | ML17XP1-048-230A** | C35-50/60C+TDR+TXV | EL280UH110XE60C* | 46500 | 45000 | 15.2 | 12.5 | 8.1 | 2.18 | 67 | 54 | 210050970
LENNOX | ML17XP1-048-230A** | C35-49C+TDR+TXV | SLP99UH090XV36C* | 47500 | 45000 | 15.2 | 12.5 | 8.1 | 2.22 | 68 | 56 | 210050962
LENNOX | ML17XP1-048-230A** | C35-49C+TDR+TXV | SL280UH100NV60C* | 48000 | 45500 | 15.4 | 12.5 | 8.1 | 2.26 | 69 | 56 | 210050957
LENNOX | ML17XP1-048-230A** | C35-49C+TDR+TXV | SL280UH090XV60C* | 48000 | 45500 | 15.2 | 12.5 | 8.1 | 2.26 | 69 | 56 | 210050956
LENNOX | ML17XP1-048-230A** | C35-49C+TDR+TXV | SL280UH090V60C* | 48000 | 45500 | 15.2 | 12.5 | 8.1 | 2.26 | 69 | 56 | 210050955
LENNOX | ML17XP1-048-230A** | C35-49C+TDR+TXV | SL280UH110XV60C* | 48000 | 45500 | 15.2 | 12.5 | 8.1 | 2.26 | 69 | 56 | 210050959
LENNOX | ML17XP1-048-230A** | C35-49C+TDR+TXV | SL280UH110V60C* | 48000 | 45500 | 15.2 | 12.5 | 8.1 | 2.26 | 69 | 56 | 210050958
LENNOX | ML17XP1-048-230A** | C35-49C+TDR+TXV | SL280UH080NV60C* | 48000 | 45500 | 15.6 | 13 | 8.1 | 2.28 | 69 | 56 | 210050954
LENNOX | ML17XP1-048-230A** | C35-49C+TDR+TXV | ML296UH110XV60C* | 48000 | 45500 | 15.2 | 12.5 | 8.1 | 2.24 | 69 | 56 | 210050953
LENNOX | ML17XP1-048-230A** | C35-49C+TDR+TXV | ML196UH110XE60C* | 48000 | 45000 | 15.2 | 12.5 | 8.1 | 2.26 | 69 | 56 | 210050951
AIREASE | 4SHP17LE130P-**A | EA(C;U)1P36A+TDR+TXV | A96UH1E045B12 | 29400 | 27800 | 15.6 | 12.5 | 8.1 | 2.26 | 66 | 53 | 210330005
AIREASE | 4SHP17LE130P-**A | EA(C;U)1P36A+TDR+TXV | A96UH1E070B12 | 29400 | 27800 | 15.6 | 13 | 8.1 | 2.26 | 65 | 51 | 210330006
AIREASE | 4SHP17LE130P-**A | EA(C;U)1P36A+TDR+TXV | A93UH1E070B12 | 29400 | 27600 | 16 | 13 | 8.1 | 2.28 | 66 | 52 | 210330004
AIREASE | 4SHP17LE130P-**A | EA(C;U)1P36A+TDR+TXV | A93UH1E045B12 | 29400 | 27800 | 15.8 | 13 | 8.1 | 2.26 | 65 | 51 | 210330003
AIREASE | 4SHP17LE130P-**A | EA(C;U)1P36A+TDR+TXV | A80US2V070A12L | 30000 | 28200 | 15.8 | 13 | 8.1 | 2.26 | 65 | 51 | 210329999
AIREASE | 4SHP17LE130P-**A | EA(C;U)1P36A+TDR+TXV | A80UH1E080B16X | 30000 | 28400 | 15.6 | 12.5 | 8.1 | 2.24 | 65 | 51 | 210330002
AIREASE | 4SHP17LE130P-**A | EA(C;U)1P36A+TDR+TXV | A80UH2E090B16 | 29400 | 27600 | 16.2 | 13 | 8.1 | 2.28 | 65 | 51 | 210330001
AIREASE | 4SHP17LE130P-**A | EA(C;U)1P36A+TDR+TXV | A80UH1E090B16 | 29200 | 27600 | 16.2 | 13 | 8.1 | 2.26 | 65 | 51 | 210330000
COMFORT-AIRE | HRG1548S1R-**A | EAH1P51C+TDR+TXV | GUH96C110C5M | 47500 | 45000 | 15.4 | 12.5 | 8.3 | 2.28 | 69 | 56 | 210330342
COMFORT-AIRE | HRG1548S1R-**A | EAH1P51C+TDR+TXV | GUH80C090C5M | 47000 | 44500 | 15.6 | 12.5 | 8.3 | 2.3 | 69 | 57 | 210330341
AIREASE | 4SHP17LE136P-**A | ED1P50/60C+TDR+TXV | A80DF1E110C20 | 36000 | 32200 | 16.6 | 13.5 | 8.1 | 2.26 | 68 | 56 | 210329933
AIREASE | 4SHP17LE130P-**A | EA(C;U)1P30A+TDR+TXV | A80US2V060A12X | 29400 | 27800 | 16 | 13 | 8.1 | 2.24 | 65 | 51 | 210329967
AIREASE | 4SHP17LE142P-**A | BCE5V42M*4X |  | 41000 | 39000 | 15.4 | 13 | 8.1 | 2.14 | 66 | 52 | 210329793
AIREASE | 4SHP17LE142P-**A | BCE7S42M*4X |  | 41500 | 40000 | 15.6 | 13 | 8.3 | 2.2 | 66 | 52 | 210329792
AIREASE | 4SHP17LE142P-**A | BCE7E42M*4X |  | 41000 | 40000 | 15.6 | 13 | 8.3 | 2.18 | 65 | 55 | 210329791
AIREASE | 4SHP17LE130P-**A | EA(C;U)1P30A+TDR+TXV | A80UH2E045A12 | 29200 | 27800 | 15.8 | 13 | 8.1 | 2.24 | 65 | 51 | 210329966
AIREASE | 4SHP17LE130P-**A | BCE7S30M*4X |  | 30000 | 28200 | 16 | 13 | 8.5 | 2.38 | 67 | 53 | 210329960
AIREASE | 4SHP17LE130P-**A | EA(C;U)1P36A+TDR+TXV | A80US2V070A12 | 30000 | 28200 | 15.8 | 13 | 8.1 | 2.26 | 65 | 51 | 210329998
AIREASE | 4SHP17LE130P-**A | EA(C;U)1P36A+TDR+TXV | A80UH2E045A12 | 29600 | 27800 | 16 | 13 | 8.1 | 2.28 | 65 | 51 | 210329996
AIREASE | 4SHP17LE130P-**A | EA(C;U)1P36A+TDR+TXV | A80US2V060A12X | 30000 | 28000 | 16.2 | 13 | 8.1 | 2.3 | 66 | 52 | 210329997
LENNOX | EL17XP1-048-230A** | CR33-50/60+TDR+TXV | SL280DF110V60C* | 48000 | 45500 | 15.2 | 12.5 | 8.1 | 2.2 | 67 | 54 | 210295689
LENNOX | EL17XP1-048-230A** | CR33-50/60+TDR+TXV | SL280DF090V60C* | 48000 | 45500 | 15.2 | 12.5 | 8.1 | 2.22 | 67 | 54 | 210295688
LENNOX | EL17XP1-048-230A** | CHX35-51/61C-**-*+TDR | SL280UH110V60C* | 48000 | 45500 | 15.2 | 12.5 | 8.3 | 2.28 | 69 | 56 | 210295657
LENNOX | EL17XP1-048-230A** | CR33-50/60+TDR+TXV | SL280DF080NV60C* | 47000 | 45000 | 15.2 | 12.5 | 8.1 | 2.22 | 68 | 54 | 210295687
LENNOX | EL17XP1-048-230A** | CR33-50/60+TDR+TXV | ML196DF110XE60C* | 47000 | 45000 | 15.4 | 12.5 | 8.1 | 2.2 | 67 | 54 | 210295685
LENNOX | EL17XP1-048-230A** | CR33-50/60+TDR+TXV | EL296DF110XE60C* | 47000 | 45000 | 15.2 | 12.5 | 8.1 | 2.2 | 67 | 54 | 210295680
LENNOX | EL17XP1-048-230A** | CR33-50/60+TDR+TXV | ML193DF090XE48C* | 47000 | 45000 | 15.2 | 12.5 | 8.1 | 2.18 | 67 | 54 | 210295683
LENNOX | EL17XP1-048-230A** | CR33-50/60+TDR+TXV | ML196DF090XE48C* | 47000 | 45000 | 15.2 | 12.5 | 8.1 | 2.2 | 67 | 54 | 210295684
LENNOX | EL17XP1-048-230A** | CR33-50/60+TDR+TXV | ML180DF110E60C* | 47500 | 45000 | 15.8 | 13 | 8.1 | 2.22 | 67 | 53 | 210295682
LENNOX | EL17XP1-048-230A** | CHX35-60D-**-*+TDR | ML196UH135XE60D* | 48000 | 45500 | 15.2 | 12.5 | 8.1 | 2.2 | 67 | 54 | 210295668
LENNOX | EL17XP1-048-230A** | CHX35-60D-**-*+TDR | SLP99UH135XV60D* | 48000 | 46000 | 15.2 | 12.5 | 8.1 | 2.2 | 67 | 53 | 210295670
LENNOX | EL17XP1-048-230A** | CHX35-60D-**-*+TDR | SL280UH135V60D* | 48000 | 46000 | 15.2 | 12.5 | 8.1 | 2.2 | 67 | 53 | 210295669
LENNOX | EL17XP1-048-230A** | CHX35-51/61C-**-*+TDR | SL280UH090V60C* | 48000 | 45500 | 15.2 | 12.5 | 8.3 | 2.32 | 69 | 57 | 210295654
LENNOX | EL17XP1-048-230A** | CHX35-51/61C-**-*+TDR | ML193UH110XE48C* | 47500 | 45000 | 15.4 | 12.5 | 8.3 | 2.32 | 69 | 57 | 210295647
LENNOX | EL17XP1-048-230A** | CHX35-60D-**-*+TDR | EL296UH135XE60D* | 48000 | 45500 | 15.2 | 12.5 | 8.1 | 2.2 | 67 | 53 | 210295665
LENNOX | EL17XP1-048-230A** | CHX35-60D-**-*+TDR | EL296UH135XV60D* | 48000 | 46000 | 15.2 | 12.5 | 8.1 | 2.18 | 67 | 53 | 210295666
LENNOX | EL17XP1-048-230A** | CHX35-51/61C-**-*+TDR | SL280UH100NV60C* | 48000 | 45500 | 15.4 | 12.5 | 8.3 | 2.3 | 69 | 56 | 210295656
LENNOX | EL17XP1-048-230A** | CHX35-51/61C-**-*+TDR | EL196UH110XE60C* | 47500 | 45000 | 15.4 | 12.5 | 8.3 | 2.28 | 69 | 56 | 210295634
LENNOX | EL17XP1-048-230A** | CHX35-51/61C-**-*+TDR | EL280UH110XE60C* | 47500 | 45000 | 15.4 | 12.5 | 8.3 | 2.28 | 69 | 56 | 210295637
LENNOX | EL17XP1-048-230A** | CHX35-51/61C-**-*+TDR | EL296UH090XV36C* | 47000 | 45000 | 15.2 | 12.5 | 8.1 | 2.28 | 69 | 56 | 210295638
LENNOX | EL17XP1-048-230A** | CHX35-51/61C-**-*+TDR | ML180UH110E60C* | 48000 | 45500 | 15.2 | 12.5 | 8.3 | 2.3 | 69 | 56 | 210295644
LENNOX | EL17XP1-048-230A** | CHX35-51/61C-**-*+TDR | SL280UH110XV60C* | 48000 | 45500 | 15.2 | 12.5 | 8.3 | 2.28 | 69 | 56 | 210295658
LENNOX | EL17XP1-048-230A** | CHX35-51/61C-**-*+TDR | SLP99UH090XV36C* | 47000 | 45000 | 15.2 | 12.5 | 8.1 | 2.28 | 69 | 56 | 210295661
LENNOX | EL17XP1-048-230A** | CHX35-51/61C-**-*+TDR | SL280UH090XV60C* | 48000 | 45500 | 15.2 | 12.5 | 8.3 | 2.32 | 69 | 57 | 210295655
LENNOX | EL17XP1-048-230A** | CHX35-51/61C-**-*+TDR | SL280UH080NV60C* | 48000 | 45500 | 15.6 | 12.5 | 8.3 | 2.32 | 69 | 56 | 210295653
LENNOX | EL17XP1-048-230A** | CHX35-51/61C-**-*+TDR | ML196UH110XE60C* | 47500 | 45000 | 15.4 | 12.5 | 8.3 | 2.28 | 69 | 56 | 210295650
LENNOX | EL17XP1-048-230A** | CHX35-51/61C-**-*+TDR | ML180UH110V60C* | 48000 | 45500 | 15.4 | 12.5 | 8.3 | 2.3 | 69 | 56 | 210295645
LENNOX | EL17XP1-048-230A** | CHX35-51/61C-**-*+TDR | ML180UH090E60C* | 47000 | 44500 | 15.6 | 12.5 | 8.3 | 2.3 | 69 | 57 | 210295643
LENNOX | EL17XP1-048-230A** | CHX35-51/61C-**-*+TDR | EL296UH110XE60C* | 47000 | 45000 | 15.2 | 12.5 | 8.1 | 2.28 | 69 | 56 | 210295641
LENNOX | EL17XP1-048-230A** | CHX35-51/61C-**-*+TDR | ML193UH110XE60C* | 47500 | 45500 | 15.2 | 12.5 | 8.3 | 2.28 | 69 | 56 | 210295648
LENNOX | EL17XP1-048-230A** | CHX35-51/61C-**-*+TDR | ML296UH110XV60C* | 48000 | 45500 | 15.2 | 12.5 | 8.3 | 2.32 | 69 | 57 | 210295652
LENNOX | EL17XP1-048-230A** | CHX35-51/61C-**-*+TDR | ML193UH090XE48C* | 47000 | 45000 | 15.2 | 12.5 | 8.3 | 2.3 | 69 | 57 | 210295646
BLUERIDGE | BHP17L42P-**A | BE5V42MA4X |  | 41000 | 39000 | 15.4 | 13 | 8.1 | 2.14 | 66 | 52 | 210325241
DUCANE | 4HP17L30P-**A | EA(C;U)1P36B+TDR+TXV | 96G1UH045BE12 | 29400 | 27800 | 15.6 | 12.5 | 8.1 | 2.26 | 66 | 53 | 210325129
DUCANE | 4HP17L30P-**A | EA(C;U)1P36B+TDR+TXV | 92G1UH070BE12 | 29400 | 27600 | 16 | 13 | 8.1 | 2.28 | 66 | 52 | 210325127
BLUERIDGE | BHP17L48P-**A | BC1P48B+TDR+TXV | BG921UH110CE16 | 46500 | 45000 | 15.2 | 12.5 | 8.1 | 2.18 | 68 | 54 | 210325130
DUCANE | 4HP17L30P-**A | EA(C;U)1P36B+TDR+TXV | 96G1UH070BE12 | 29400 | 27800 | 15.6 | 13 | 8.1 | 2.26 | 65 | 51 | 210325131
DUCANE | 4HP17L48P-**A | EAC4X60C+TDR | 96G2UH110CE20 | 48000 | 46000 | 15.4 | 12.5 | 8.1 | 2.38 | 68 | 55 | 210324862
DUCANE | 4HP17L48P-**A | EAC4X60C+TDR | 92G1UH110CE20 | 48000 | 47000 | 15.4 | 12.5 | 8.3 | 2.32 | 67 | 54 | 210324864
DUCANE | 4HP17L48P-**A | EAC4X60C+TDR | 92G1UH090CE16 | 48000 | 46500 | 15.2 | 12.5 | 8.1 | 2.34 | 68 | 54 | 210324865
DUCANE | 4HP17L48P-**A | EAC4X60C+TDR | 92G1UH110CE16 | 48000 | 46500 | 15.4 | 12.5 | 8.1 | 2.36 | 68 | 54 | 210324866
DUCANE | 4HP17L48P-**A | EAC4X60C+TDR | 96G1UH090CE16 | 48000 | 46000 | 15.4 | 12.5 | 8.1 | 2.36 | 68 | 55 | 210324867
DUCANE | 4HP17L48P-**A | EAC4X60C+TDR | 80G2UH110CE16 | 48000 | 46500 | 15.6 | 13 | 8.3 | 2.36 | 68 | 54 | 210324868
DUCANE | 4HP17L48P-**A | EAC4X60C+TDR | 96G2UH090CE16 | 48000 | 46000 | 15.4 | 12.5 | 8.1 | 2.34 | 68 | 55 | 210324869
DUCANE | 4HP17L30P-**A | EA(C;U)1P30B+TDR+TXV | 80G2UH090BE12 | 29200 | 27800 | 15.8 | 13 | 8.1 | 2.24 | 65 | 51 | 210325084
DUCANE | 4HP17L30P-**A | ED1P30/36B+TDR+TXV | 80G1DF090BE16 | 28200 | 29000 | 15.6 | 12.5 | 8.5 | 2.24 | 64 | 50 | 210325201
DUCANE | 4HP17L30P-**A | ED1P30/36B+TDR+TXV | 96G1DF070BE16 | 27800 | 29000 | 15.2 | 12.5 | 8.5 | 2.2 | 63 | 49 | 210325203
GE | NS17H30SA4-**A | NCUU36BP4+TDR+TXV | NF80U090T4B-* | 29400 | 27600 | 16.2 | 13 | 8.1 | 2.28 | 65 | 51 | 210262263
GE | NS17H30SA4-**A | NCUU36BP4+TDR+TXV | NF95X060S3B-* | 29600 | 28000 | 15.8 | 13 | 8.1 | 2.26 | 65 | 51 | 210262262
GE | NS17H30SA4-**A | NCUU36BP4+TDR+TXV | NF96U045V3B-* | 29800 | 28000 | 15.6 | 13 | 8.1 | 2.26 | 66 | 52 | 210262264
GE | NS17H30SA4-**A | NCUU36BP4+TDR+TXV | NF80U070S3B-* | 29600 | 27800 | 16 | 13 | 8.1 | 2.26 | 65 | 51 | 210262265
GE | NS17H30SA4-**A | NCUU36BP4+TDR+TXV | NF80U090S4B-* | 29200 | 27600 | 16.2 | 13 | 8.1 | 2.26 | 65 | 51 | 210262266
GE | NS17H30SA4-**A | NCUU36BP4+TDR+TXV | NF96U045S3B-* | 29400 | 27800 | 15.6 | 12.5 | 8.1 | 2.26 | 66 | 53 | 210262267
GE | NS17H30SA4-**A | NCUU36BP4+TDR+TXV | NF80X080V4B-* | 30000 | 28000 | 16.2 | 13 | 8.1 | 2.3 | 66 | 52 | 210262269
GE | NS17H30SA4-**A | NCUU36BP4+TDR+TXV | NF96U070S3B-* | 29400 | 27800 | 15.6 | 13 | 8.1 | 2.26 | 65 | 51 | 210262268
GE | NS17H18SA4-**A | NCUC24AT4+TDR | NF80X060V3A-* | 18000 | 17400 | 16.6 | 14 | 8.1 | 2.1 | 62 | 47 | 210261977
GE | NS17H18SA4-**A | NCUC24AT4+TDR | NF80U070V3A-* | 18000 | 17800 | 16 | 13.5 | 8.1 | 2.06 | 63 | 48 | 210261978
GE | NS17H30SA4-**A | NCUC30AT4+TDR | NF80U045T3A-* | 29200 | 27800 | 15.8 | 13 | 8.1 | 2.24 | 65 | 51 | 210262304
GE | NS17H30SA4-**A | NCUC30AT4+TDR | NF80X060V3A-* | 29400 | 27800 | 16 | 13 | 8.1 | 2.24 | 65 | 51 | 210262309
GE | NS17H36SA4-**A | NCUC50/60CT4+TDR | NF80X100V5C-* | 36000 | 33400 | 16.2 | 13 | 8.1 | 2.14 | 66 | 52 | 210262440
GE | NS17H48SA4-**A | NCUC49CT4+TDR | NF80U090S5C-* | 48000 | 45000 | 15.6 | 13 | 8.1 | 2.26 | 68 | 56 | 210262603
GE | NS17H48SA4-**A | NCUC49CT4+TDR | NF80U110S5C-* | 48000 | 45500 | 15.2 | 12.5 | 8.1 | 2.26 | 69 | 56 | 210262604
GE | NS17H48SA4-**A | NCUC49CT4+TDR | NF96U090S4C-* | 47500 | 45000 | 15.2 | 12.5 | 8.1 | 2.24 | 69 | 56 | 210262605
GE | NS17H48SA4-**A | NCUC49CT4+TDR | NF80U110V5C-* | 48000 | 45500 | 15.2 | 12.5 | 8.1 | 2.26 | 69 | 56 | 210262608
GE | NS17H48SA4-**A | NCUC49CT4+TDR | NF80X100V5C-* | 48000 | 45500 | 15.4 | 12.5 | 8.1 | 2.26 | 69 | 56 | 210262607
GE | NS17H48SA4-**A | NCUU60CP4+TDR+TXV | NF97X080V5C-* | 48000 | 47000 | 15.2 | 12.5 | 8.1 | 2.34 | 68 | 54 | 210262523
GE | NS17H48SA4-**A | NCUU60CP4+TDR+TXV | NF97U090M3C-* | 48000 | 46000 | 15.2 | 12.5 | 8.1 | 2.36 | 68 | 55 | 210262524
CONCORD | 4HP17L30P-**A | EAC4X36B+TDR | 92G1UH045BE12 | 29400 | 27800 | 15.8 | 13 | 8.1 | 2.26 | 65 | 51 | 210326413
CONCORD | 4HP17L30P-**A | EAC4X36B+TDR | 92G1UH070BE12 | 29400 | 27600 | 16 | 13 | 8.1 | 2.28 | 66 | 52 | 210326414
CONCORD | 4HP17L30P-**A | EAC4X36B+TDR | 96G1UH045BE12 | 29400 | 27800 | 15.6 | 12.5 | 8.1 | 2.26 | 66 | 53 | 210326415
CONCORD | 4HP17L30P-**A | EAC4X36B+TDR | 96G1UH070BE12 | 29400 | 27800 | 15.6 | 13 | 8.1 | 2.26 | 65 | 51 | 210326416
CONCORD | 4HP17L30P-**A | EAC4X30A+TDR | 80G2UH045AE12 | 29200 | 27800 | 15.8 | 13 | 8.1 | 2.24 | 65 | 51 | 210326379
CONCORD | 4HP17L30P-**A | EAC4X36B+TDR | 95G1UH060BE12X | 29600 | 28000 | 15.8 | 13 | 8.1 | 2.26 | 65 | 51 | 210326418
CONCORD | 4HP17L18P-**A | EA(C;U)1P24A+TDR+TXV | 80G2UH070AE12 | 18000 | 17200 | 16.4 | 13.5 | 8.1 | 2.12 | 63 | 48 | 210326600
CONCORD | 4HP17L18P-**A | EA(C;U)1P24A+TDR+TXV | 80G2UH070AE12L | 18000 | 17200 | 16.4 | 13.5 | 8.1 | 2.12 | 63 | 48 | 210326601
CONCORD | 4HP17L18P-**A | EA(C;U)1P24A+TDR+TXV | 80G2UH045AE12 | 18000 | 17400 | 16 | 13.5 | 8.1 | 2.06 | 63 | 48 | 210326602
CONCORD | 4HP17L18P-**A | EAC4X24B+TDR | 80G2UH090BE12 | 18000 | 17400 | 16.4 | 14 | 8.1 | 2.12 | 62 | 47 | 210326724
CONCORD | 4HP17L18P-**A | EAC4X24B+TDR | 92G1UH030BE12 | 18000 | 17400 | 16 | 13.5 | 8.1 | 2.08 | 63 | 48 | 210326726
CONCORD | 4HP17L18P-**A | EAC4X24B+TDR | 96G2UH045BV12 | 18000 | 17400 | 16 | 13.5 | 8.1 | 2.06 | 63 | 48 | 210326728
CONCORD | 4HP17L18P-**A | EAC4X24B+TDR | 96G2UH070BV12 | 18000 | 17400 | 16.4 | 13.5 | 8.1 | 2.08 | 63 | 48 | 210326729
ROYALTON | 4HP17L30P-**A | BCE5V30M*4X |  | 29000 | 27400 | 15.4 | 12.5 | 8.1 | 2.16 | 65 | 51 | 210327055
CONCORD | 4HP17L30P-**A | EAC4X36A+TDR | 80G2UH070AE12L | 29600 | 27800 | 16 | 13 | 8.1 | 2.26 | 65 | 51 | 210326401
CONCORD | 4HP17L30P-**A | EAC4X36A+TDR | 80G1UH045AE12 | 29400 | 27600 | 16 | 13 | 8.1 | 2.28 | 66 | 52 | 210326402
CONCORD | 4HP17L30P-**A | EAC4X36A+TDR | 80G1UH070AE12 | 29400 | 27600 | 16 | 13 | 8.1 | 2.28 | 66 | 52 | 210326403
CONCORD | 4HP17L30P-**A | EAC4X36A+TDR | 80G1UH070AE12L | 29400 | 27600 | 16 | 13 | 8.1 | 2.28 | 66 | 52 | 210326404
CONCORD | 4HP17L30P-**A | EAC4X30B+TDR | 80G2UH090BV16 | 29200 | 28000 | 15.6 | 13 | 8.1 | 2.18 | 66 | 52 | 210326399
CONCORD | 4HP17L30P-**A | EAC4X36A+TDR | 80G2UH070AE12 | 29600 | 27800 | 16 | 13 | 8.1 | 2.26 | 65 | 51 | 210326400
CONCORD | 4HP17L30P-**A | EAC4X36A+TDR | 80G2UH045AE12 | 29600 | 27800 | 16 | 13 | 8.1 | 2.28 | 65 | 51 | 210326407
CONCORD | 4HP17L30P-**A | EAC4X36A+TDR | 80G2UH070AV12 | 30000 | 28200 | 15.8 | 13 | 8.1 | 2.26 | 65 | 51 | 210326408
CONCORD | 4HP17L30P-**A | EAC4X36B+TDR | 80G1UH090BE16 | 29200 | 27600 | 16.2 | 13 | 8.1 | 2.26 | 65 | 51 | 210326409
CONCORD | 4HP17L30P-**A | EAC4X36B+TDR | 80G2UH090BE16 | 29400 | 27600 | 16.2 | 13 | 8.1 | 2.28 | 65 | 51 | 210326410
CONCORD | 4HP17L18P-**A | EAC4X24B+TDR | 80G2UH090BV16 | 18000 | 17800 | 16 | 13.5 | 8.1 | 2.06 | 63 | 48 | 210326731
LENNOX | EL17XP1-018-230A** | CR33-30/36B+TDR+TXV | ML180DF090E48B* | 18000 | 18000 | 15.6 | 13 | 8.1 | 2.08 | 63 | 48 | 210289005
LENNOX | EL17XP1-018-230A** | CR33-30/36B+TDR+TXV | ML193DF045XE36B* | 18000 | 18000 | 16.8 | 14 | 8.5 | 2.18 | 62 | 47 | 210289006
LENNOX | EL17XP1-018-230A** | CR33-30/36B+TDR+TXV | ML196DF070XE48B* | 18000 | 18000 | 16.4 | 13.5 | 8.3 | 2.16 | 62 | 47 | 210289009
LENNOX | EL17XP1-018-230A** | CR33-30/36B+TDR+TXV | ML296DF045XV36B* | 18000 | 18000 | 16 | 13.5 | 8.3 | 2.08 | 63 | 48 | 210289010
LENNOX | EL17XP1-018-230A** | CR33-30/36B+TDR+TXV | SL280DF060NV36B* | 18000 | 18000 | 16.4 | 13.5 | 8.5 | 2.12 | 63 | 48 | 210289012
LENNOX | EL17XP1-018-230A** | CR33-30/36B+TDR+TXV | ML296DF070XV48B* | 18000 | 18000 | 15.6 | 13 | 8.3 | 2.06 | 66 | 52 | 210289011
LENNOX | EL17XP1-018-230A** | CR33-30/36B+TDR+TXV | SLP99DF070XV36B* | 18000 | 18000 | 16.4 | 13.5 | 8.5 | 2.12 | 63 | 48 | 210289014
LENNOX | EL17XP1-018-230A** | CR33-30/36B+TDR+TXV | SL280DF090V48B* | 18000 | 18000 | 16 | 13.5 | 8.5 | 2.1 | 64 | 50 | 210289013
LENNOX | EL17XP1-018-230A** | CX35-24A+TDR | EL280UH070E36A* | 18000 | 17200 | 16.4 | 13.5 | 8.1 | 2.12 | 63 | 48 | 210289018
LENNOX | EL17XP1-018-230A** | CX35-24A+TDR | EL280UH070XE36A* | 18000 | 17200 | 16.4 | 13.5 | 8.1 | 2.12 | 63 | 48 | 210289019
LENNOX | EL17XP1-018-230A** | CX35-24A+TDR | ML180UH030V36A* | 18000 | 17000 | 16.4 | 13.5 | 8.1 | 2.1 | 62 | 47 | 210289020
LENNOX | EL17XP1-018-230A** | CX35-24A+TDR | EL280UH045E36A* | 18000 | 17400 | 16 | 13.5 | 8.1 | 2.06 | 63 | 48 | 210289017
LENNOX | EL17XP1-018-230A** | CX35-24A+TDR | SL280UH070V36A* | 18000 | 17800 | 16 | 13.5 | 8.1 | 2.06 | 63 | 48 | 210289027
LENNOX | EL17XP1-018-230A** | CX35-24A+TDR | SL280UH060NV36A* | 18000 | 17400 | 16.6 | 14 | 8.1 | 2.1 | 62 | 47 | 210289026
LENNOX | EL17XP1-018-230A** | CR33-30/36B+TDR+TXV | EL296DF070XV48B* | 18000 | 18000 | 15.6 | 13 | 8.3 | 2.04 | 64 | 50 | 210289003
LENNOX | EL17XP1-018-230A** | CX35-24A+TDR | SL280UH070XV36A* | 18000 | 17800 | 16 | 13.5 | 8.1 | 2.06 | 63 | 48 | 210289028
LENNOX | EL17XP1-018-230A** | CHX35-30B-**-*+TDR | SL297UH060NV36B* | 18000 | 17400 | 16.8 | 14 | 8.1 | 2.02 | 61 | 45 | 210288978
LENNOX | EL17XP1-018-230A** | CX35-24B+TDR | EL296UH045XV36B* | 18000 | 17400 | 16 | 13.5 | 8.1 | 2.06 | 63 | 48 | 210289039
LENNOX | EL17XP1-018-230A** | CX35-24B+TDR | EL296UH070XV36B* | 18000 | 17400 | 16.4 | 13.5 | 8.1 | 2.08 | 63 | 48 | 210289041
LENNOX | EL17XP1-018-230A** | CX35-24B+TDR | ML180UH070V36B* | 18000 | 17000 | 16.4 | 14 | 8.1 | 2.08 | 62 | 47 | 210289043
LENNOX | EL17XP1-018-230A** | CX35-24B+TDR | ML180UH070V48B* | 18000 | 17800 | 16.4 | 13.5 | 8.1 | 2.08 | 63 | 48 | 210289044
LENNOX | EL17XP1-018-230A** | CX35-24B+TDR | ML180UH090V48B* | 18000 | 18000 | 15.6 | 13 | 8.1 | 2.04 | 63 | 48 | 210289046
LENNOX | EL17XP1-018-230A** | CX35-24B+TDR | ML193UH030XE36B* | 18000 | 17400 | 16 | 13.5 | 8.1 | 2.08 | 63 | 48 | 210289047
LENNOX | EL17XP1-018-230A** | CX35-24B+TDR | ML193UH070XE36B* | 18000 | 17200 | 16.2 | 13.5 | 8.1 | 2.1 | 63 | 48 | 210289049
LENNOX | EL17XP1-018-230A** | CX35-24B+TDR | ML296UH045XV36B* | 18000 | 17600 | 15.6 | 13 | 8.1 | 2.06 | 63 | 47 | 210289054
LENNOX | EL17XP1-018-230A** | CX35-24B+TDR | ML296UH070XV36B* | 18000 | 17600 | 15.6 | 13 | 8.1 | 2.02 | 64 | 49 | 210289055
LENNOX | EL17XP1-018-230A** | CX35-24B+TDR | SL280UH080NV48B* | 18000 | 17600 | 16.4 | 13.5 | 8.1 | 2.12 | 64 | 49 | 210289056
LENNOX | EL17XP1-018-230A** | CX35-24B+TDR | EL280UH090E36B* | 18000 | 17400 | 16.4 | 14 | 8.1 | 2.12 | 62 | 47 | 210289035
LENNOX | EL17XP1-018-230A** | CX35-24B+TDR | SL280UH090V36B* | 18000 | 17600 | 16.4 | 13.5 | 8.1 | 2.1 | 64 | 49 | 210289057
LENNOX | EL17XP1-018-230A** | CX35-24B+TDR | SL297UH040NV36B* | 18000 | 17400 | 16.4 | 13.5 | 8.1 | 2.06 | 63 | 48 | 210289059
LENNOX | EL17XP1-018-230A** | CX35-24B+TDR | SL280UH090V48B* | 18000 | 17800 | 16 | 13.5 | 8.1 | 2.06 | 63 | 48 | 210289058
LENNOX | EL17XP1-018-230A** | CX35-24B+TDR | SL297UH060NV36B* | 18000 | 17400 | 16.4 | 13.5 | 8.1 | 2.06 | 63 | 48 | 210289060
LENNOX | EL17XP1-018-230A** | CX35-24B+TDR | SLP99UH070XV36B* | 18000 | 17400 | 16.4 | 13.5 | 8.1 | 2.08 | 63 | 48 | 210289061
AC PRO | 4HP17L48P-**A | EA(C;U)1P48B+TDR+TXV | 80G1UH090BE16 | 46500 | 45000 | 15.2 | 12.5 | 8.1 | 2.18 | 67 | 54 | 210327540
AC PRO | 4HP17L48P-**A | EA(C;U)1P48C+TDR+TXV | 80G2UH110CE20 | 46500 | 44500 | 15.6 | 12.5 | 8.1 | 2.2 | 67 | 54 | 210327541
AC PRO | 4HP17L48P-**A | EA(C;U)1P48C+TDR+TXV | 80G2UH110CE20L | 46500 | 44500 | 15.6 | 12.5 | 8.1 | 2.2 | 67 | 54 | 210327542
AC PRO | 4HP17L48P-**A | EA(C;U)1P48C+TDR+TXV | 92G1UH110CE20 | 46500 | 44500 | 15.4 | 12.5 | 8.1 | 2.18 | 68 | 55 | 210327544
AC PRO | 4HP17L48P-**A | EA(C;U)1P48C+TDR+TXV | 80G1UH090CE20 | 46500 | 44500 | 15.4 | 12.5 | 8.1 | 2.22 | 68 | 55 | 210327543
AC PRO | 4HP17L48P-**A | EA(C;U)1P48C+TDR+TXV | 96G1UH110CE20 | 46500 | 45000 | 15.2 | 12.5 | 8.1 | 2.18 | 67 | 54 | 210327545
AC PRO | 4HP17L48P-**A | EA(C;U)1P48C+TDR+TXV | 92G1UH110CE16 | 46500 | 45000 | 15.2 | 12.5 | 8.1 | 2.18 | 68 | 54 | 210327547
AC PRO | 4HP17L48P-**A | EA(C;U)1P48C+TDR+TXV | 96G2UH110CE20 | 46500 | 45000 | 15.2 | 12.5 | 8.1 | 2.18 | 67 | 54 | 210327546
AC PRO | 4HP17L48P-**A | EAC4X60C+TDR | 80G1UH090CE20 | 48000 | 46000 | 15.6 | 13 | 8.1 | 2.38 | 68 | 55 | 210327628
AC PRO | 4HP17L48P-**A | EAC4X60C+TDR | 96G1UH110CE20 | 48000 | 46500 | 15.4 | 12.5 | 8.1 | 2.34 | 68 | 54 | 210327629
AC PRO | 4HP17L48P-**A | EAC4X60C+TDR | 95G1UH100CE20X | 48000 | 46000 | 15.2 | 12.5 | 8.1 | 2.38 | 68 | 55 | 210327630
AC PRO | 4HP17L48P-**A | EAC4X60C+TDR | 80G2UH110CE20L | 48000 | 46500 | 15.6 | 13 | 8.3 | 2.38 | 68 | 54 | 210327632
AC PRO | 4HP17L48P-**A | EAC4X60C+TDR | 96G2UH110CE20 | 48000 | 46000 | 15.4 | 12.5 | 8.1 | 2.38 | 68 | 55 | 210327633
AC PRO | 4HP17L48P-**A | EAC4X60C+TDR | 80G1UH110CE20 | 48000 | 47000 | 15.4 | 12.5 | 8.3 | 2.34 | 67 | 54 | 210327634
AC PRO | 4HP17L48P-**A | EAC4X60C+TDR | 92G1UH110CE20 | 48000 | 47000 | 15.4 | 12.5 | 8.3 | 2.32 | 67 | 54 | 210327635
AC PRO | 4HP17L30P-**A | ED1P30/36C+TDR+TXV | 96G2DF090CE16 | 27600 | 28600 | 15.4 | 12.5 | 8.5 | 2.24 | 64 | 50 | 210327922
ROYALTON | 4HP17L18P-**A | EAC4X24B+TDR | 92G1UH070BE12 | 18000 | 17200 | 16.2 | 13.5 | 8.1 | 2.1 | 63 | 48 | 210327500
ROYALTON | 4HP17L18P-**A | BCE5V18M*4X |  | 18000 | 17800 | 16 | 13.5 | 8.1 | 2.08 | 62 | 46 | 210327370
ROYALTON | 4HP17L18P-**A | EAC4X24B+TDR | 80G2UH090BE12 | 18000 | 17400 | 16.4 | 14 | 8.1 | 2.12 | 62 | 47 | 210327502
ROYALTON | 4HP17L18P-**A | EAC4X24B+TDR | 92G1UH030BE12 | 18000 | 17400 | 16 | 13.5 | 8.1 | 2.08 | 63 | 48 | 210327504
AC PRO | 4HP17L48P-**A | EA(C;U)1P48C+TDR+TXV | 80G2UH110CE16 | 47000 | 45000 | 15.2 | 12.5 | 8.1 | 2.2 | 68 | 54 | 210327548
ROYALTON | 4HP17L18P-**A | EAC4X24B+TDR | 96G2UH070BV12 | 18000 | 17400 | 16.4 | 13.5 | 8.1 | 2.08 | 63 | 48 | 210327507
ROYALTON | 4HP17L18P-**A | EAC4X24B+TDR | 96G2UH045BV12 | 18000 | 17400 | 16 | 13.5 | 8.1 | 2.06 | 63 | 48 | 210327506
AC PRO | 4HP17L48P-**A | EA(C;U)1P49C+TDR+TXV | 80G1UH090CE20 | 48000 | 45000 | 15.6 | 13 | 8.1 | 2.26 | 68 | 56 | 210327551
AC PRO | 4HP17L48P-**A | EA(C;U)1P49C+TDR+TXV | 92G1UH110CE20 | 47500 | 45000 | 15.4 | 12.5 | 8.1 | 2.24 | 68 | 56 | 210327552
AC PRO | 4HP17L48P-**A | EA(C;U)1P49C+TDR+TXV | 96G1UH110CE20 | 48000 | 45000 | 15.2 | 12.5 | 8.1 | 2.26 | 69 | 56 | 210327553
AC PRO | 4HP17L48P-**A | EA(C;U)1P49C+TDR+TXV | 80G2UH110CE20 | 48000 | 45000 | 15.4 | 12.5 | 8.1 | 2.26 | 69 | 56 | 210327554
LENNOX | ML17XP1-024-230A** | CBA38MV-018/024-230*+TDR |  | 23400 | 21800 | 16.2 | 13 | 8.1 | 2.16 | 63 | 49 | 210040012
LENNOX | ML17XP1-024-230A** | CBA27UHE-024-230*+TDR |  | 23200 | 21600 | 16.2 | 13.5 | 8.1 | 2.12 | 63 | 48 | 210040010
LENNOX | EL17XP1-030-230A** | CX35-36B+TDR | ML193UH070XE36B* | 29400 | 27600 | 16 | 13 | 8.1 | 2.28 | 66 | 52 | 210291926
LENNOX | EL17XP1-030-230A** | CX35-36B+TDR | ML193UH045XE36B* | 29400 | 27800 | 15.8 | 13 | 8.1 | 2.26 | 65 | 51 | 210291925
LENNOX | EL17XP1-030-230A** | CX35-36B+TDR | ML193UH030XE36B* | 29600 | 28000 | 15.8 | 13 | 8.1 | 2.26 | 65 | 51 | 210291924
LENNOX | EL17XP1-030-230A** | CX35-36B+TDR | ML196UH045XE36B* | 29400 | 27800 | 15.6 | 12.5 | 8.1 | 2.26 | 66 | 53 | 210291928
LENNOX | EL17XP1-030-230A** | CX35-36B+TDR | ML196UH070XE36B* | 29400 | 27800 | 15.6 | 13 | 8.1 | 2.26 | 65 | 51 | 210291929
LENNOX | EL17XP1-030-230A** | CX35-36B+TDR | SL280UH080NV48B* | 30000 | 28000 | 16.2 | 13 | 8.1 | 2.3 | 66 | 52 | 210291934
LENNOX | EL17XP1-030-230A** | CX35-36B+TDR | ML296UH070XV36B* | 29800 | 28200 | 15.4 | 12.5 | 8.1 | 2.24 | 66 | 52 | 210291933
LENNOX | EL17XP1-030-230A** | CX35-36B+TDR | SL280UH090V48B* | 30000 | 28200 | 16 | 13 | 8.1 | 2.28 | 65 | 51 | 210291936
LENNOX | EL17XP1-030-230A** | CX35-36B+TDR | SL280UH090V36B* | 30000 | 28000 | 16.2 | 13 | 8.1 | 2.3 | 66 | 52 | 210291935
LENNOX | EL17XP1-030-230A** | CX35-36B+TDR | SL297UH060NV36B* | 29800 | 28200 | 15.8 | 13 | 8.1 | 2.26 | 65 | 51 | 210291938
LENNOX | EL17XP1-030-230A** | CX35-36B+TDR | SLP99UH070XV36B* | 30000 | 28000 | 16 | 13 | 8.1 | 2.28 | 66 | 52 | 210291939
LENNOX | EL17XP1-030-230A** | CX35-36B+TDR | SL297UH040NV36B* | 30000 | 28200 | 16 | 13 | 8.1 | 2.28 | 65 | 51 | 210291937
LENNOX | EL17XP1-030-230A** | CX35-36B+TDR | ML296UH045XV36B* | 29800 | 28200 | 15.6 | 12.5 | 8.1 | 2.22 | 65 | 51 | 210291932
ALLIED | 4HP17L48P-**A | EAC4X49C+TDR | 80G2UH110CE16 | 48000 | 45000 | 15.4 | 12.5 | 8.1 | 2.26 | 69 | 56 | 210328402
ALLIED | 4HP17L48P-**A | EAC4X49C+TDR | 96G2UH090CE16 | 47500 | 45000 | 15.2 | 12.5 | 8.1 | 2.24 | 69 | 56 | 210328403
ALLIED | 4HP17L48P-**A | EAC4X60C+TDR | 80G1UH090CE20 | 48000 | 46000 | 15.6 | 13 | 8.1 | 2.38 | 68 | 55 | 210328406
ALLIED | 4HP17L48P-**A | EAC4X60C+TDR | 96G1UH110CE20 | 48000 | 46500 | 15.4 | 12.5 | 8.1 | 2.34 | 68 | 54 | 210328407
ALLIED | 4HP17L48P-**A | EAC4X60C+TDR | 95G1UH100CE20X | 48000 | 46000 | 15.2 | 12.5 | 8.1 | 2.38 | 68 | 55 | 210328408
ALLIED | 4HP17L48P-**A | EAC4X60C+TDR | 80G2UH110CE20 | 48000 | 46500 | 15.6 | 13 | 8.3 | 2.38 | 68 | 54 | 210328409
ALLIED | 4HP17L48P-**A | EAC4X49C+TDR | 96G2UH090CV12 | 47500 | 45000 | 15.2 | 12.5 | 8.1 | 2.22 | 68 | 56 | 210328405
LENNOX | EL17XP1-036-230A** | CHX35-48B-**-*+TDR | ML180UH070V48B* | 36000 | 33600 | 16.2 | 13 | 8.1 | 2.26 | 66 | 52 | 210293533
LENNOX | EL17XP1-036-230A** | CH35-51C+TDR+TXV | SLP99UH110XV60C* | 36000 | 33600 | 16.2 | 13 | 8.1 | 2.18 | 66 | 52 | 210293518
LENNOX | EL17XP1-036-230A** | CH35-51C+TDR+TXV | SLP99UH090XV60C* | 36000 | 33800 | 16 | 13 | 8.1 | 2.16 | 66 | 53 | 210293517
AC PRO | 4HP17L30P-**A | EA(C;U)1P36B+TDR+TXV | 80G1UH080BE16X | 30000 | 28400 | 15.6 | 12.5 | 8.1 | 2.24 | 65 | 51 | 210327876
AC PRO | 4HP17L30P-**A | EA(C;U)1P36B+TDR+TXV | 80G2UH090BE16L | 29400 | 27600 | 16.2 | 13 | 8.1 | 2.28 | 65 | 51 | 210327875
AC PRO | 4HP17L30P-**A | EA(C;U)1P36B+TDR+TXV | 80G2UH090BE16 | 29400 | 27600 | 16.2 | 13 | 8.1 | 2.28 | 65 | 51 | 210327874
AC PRO | 4HP17L30P-**A | EA(C;U)1P36B+TDR+TXV | 80G1UH090BE16 | 29200 | 27600 | 16.2 | 13 | 8.1 | 2.26 | 65 | 51 | 210327873
AC PRO | 4HP17L30P-**A | EA(C;U)1P36A+TDR+TXV | 80G2UH070AV12 | 30000 | 28200 | 15.8 | 13 | 8.1 | 2.26 | 65 | 51 | 210327872
AC PRO | 4HP17L30P-**A | EA(C;U)1P36A+TDR+TXV | 80G2UH045AE12 | 29600 | 27800 | 16 | 13 | 8.1 | 2.28 | 65 | 51 | 210327871
AC PRO | 4HP17L30P-**A | EAC4X36B+TDR | 96G1UH070BE12 | 29400 | 27800 | 15.6 | 13 | 8.1 | 2.26 | 65 | 51 | 210327972
AC PRO | 4HP17L30P-**A | EAC4X36B+TDR | 96G1UH045BE12 | 29400 | 27800 | 15.6 | 12.5 | 8.1 | 2.26 | 66 | 53 | 210327971
AC PRO | 4HP17L30P-**A | EAC4X36B+TDR | 92G1UH045BE12 | 29400 | 27800 | 15.8 | 13 | 8.1 | 2.26 | 65 | 51 | 210327969
AC PRO | 4HP17L30P-**A | EAC4X36B+TDR | 80G1UH080BE16X | 30000 | 28400 | 15.6 | 12.5 | 8.1 | 2.24 | 65 | 51 | 210327968
AC PRO | 4HP17L30P-**A | EAC4X36B+TDR | 80G2UH090BE16L | 29400 | 27600 | 16.2 | 13 | 8.1 | 2.28 | 65 | 51 | 210327967
AC PRO | 4HP17L30P-**A | EAC4X36B+TDR | 80G2UH090BE16 | 29400 | 27600 | 16.2 | 13 | 8.1 | 2.28 | 65 | 51 | 210327966
AC PRO | 4HP17L30P-**A | EAC4X36B+TDR | 80G1UH090BE16 | 29200 | 27600 | 16.2 | 13 | 8.1 | 2.26 | 65 | 51 | 210327965
AC PRO | 4HP17L30P-**A | EAC4X36B+TDR | 92G1UH030BE12 | 29600 | 28000 | 15.8 | 13 | 8.1 | 2.26 | 65 | 51 | 210327979
AC PRO | 4HP17L30P-**A | EAC4X36B+TDR | 96G2UH045BE12 | 29400 | 27800 | 15.8 | 13 | 8.1 | 2.24 | 65 | 51 | 210327976
AC PRO | 4HP17L30P-**A | EAC4X36B+TDR | 80G2UH090BE12 | 29800 | 27800 | 16.2 | 13 | 8.1 | 2.3 | 65 | 51 | 210327975
AC PRO | 4HP17L30P-**A | EAC4X36B+TDR | 95G1UH060BE12X | 29600 | 28000 | 15.8 | 13 | 8.1 | 2.26 | 65 | 51 | 210327974
ALLIED | 4HP17L30P-**A | EA(C;U)1P30B+TDR+TXV | 80G2UH090BV16 | 29200 | 28000 | 15.6 | 13 | 8.1 | 2.18 | 66 | 52 | 210328641
AC PRO | 4HP17L18P-**A | EA(C;U)1P24B+TDR+TXV | 80G2UH090BV16 | 18000 | 17800 | 16 | 13.5 | 8.1 | 2.06 | 63 | 48 | 210328174
AC PRO | 4HP17L18P-**A | EA(C;U)1P24A+TDR+TXV | 80G2UH070AV12 | 18000 | 17800 | 16 | 13.5 | 8.1 | 2.06 | 63 | 48 | 210328159
AC PRO | 4HP17L18P-**A | EA(C;U)1P24A+TDR+TXV | 80G2UH045AE12 | 18000 | 17400 | 16 | 13.5 | 8.1 | 2.06 | 63 | 48 | 210328158
AC PRO | 4HP17L18P-**A | BCE5V18M*4X |  | 18000 | 17800 | 16 | 13.5 | 8.1 | 2.08 | 62 | 46 | 210328148
LENNOX | EL17XP1-024-230A** | CH35-30A+TDR+TXV | SL280UH060NV36A* | 23800 | 21600 | 16.8 | 14 | 8.1 | 2.14 | 63 | 48 | 210291196
LENNOX | EL17XP1-024-230A** | CH35-30A+TDR+TXV | SL280UH070XV36A* | 23800 | 21800 | 16.4 | 13.5 | 8.1 | 2.12 | 63 | 49 | 210291201
LENNOX | EL17XP1-024-230A** | CH35-30A+TDR+TXV | ML180UH045V36A* | 23600 | 21600 | 16.6 | 13.5 | 8.1 | 2.12 | 63 | 48 | 210291185
LENNOX | EL17XP1-024-230A** | CH35-30A+TDR+TXV | ML180UH070V36A* | 23600 | 21600 | 16.6 | 13.5 | 8.1 | 2.12 | 63 | 48 | 210291191
LENNOX | EL17XP1-024-230A** | CH35-30A+TDR+TXV | ML180UH030V36A* | 23600 | 21600 | 16.6 | 13.5 | 8.1 | 2.12 | 63 | 48 | 210291181
LENNOX | EL17XP1-024-230A** | CH35-30A+TDR+TXV | EL180UH040NE36A* | 23800 | 22000 | 16 | 13 | 8.1 | 2.1 | 63 | 48 | 210291166
LENNOX | EL17XP1-024-230A** | CH35-30A+TDR+TXV | EL280UH070XE36A* | 24000 | 22000 | 16 | 13 | 8.1 | 2.12 | 64 | 49 | 210291178
LENNOX | EL17XP1-024-230A** | CH35-30A+TDR+TXV | EL280UH070E36A* | 24000 | 22000 | 16 | 13 | 8.1 | 2.12 | 64 | 49 | 210291175
LENNOX | EL17XP1-024-230A** | CH35-30A+TDR+TXV | EL180UH060NE36A* | 23800 | 22000 | 16 | 13 | 8.1 | 2.1 | 63 | 48 | 210291169
LENNOX | EL17XP1-024-230A** | CH35-30A+TDR+TXV | EL280UH045E36A* | 23600 | 21400 | 16.6 | 13.5 | 8.1 | 2.12 | 64 | 49 | 210291172
LENNOX | EL17XP1-024-230A** | CBA38MV-018/024-230*+TDR |  | 23400 | 21800 | 16.2 | 13 | 8.1 | 2.16 | 63 | 49 | 210291123
LENNOX | EL17XP1-024-230A** | CBA27UHE-024-230*+TDR |  | 23200 | 21600 | 16.2 | 13.5 | 8.1 | 2.12 | 63 | 48 | 210291119
ROYALTON | 4HP17L42P-**A | ED1P48C+TDR+TXV | 92G1DF090CE16 | 40500 | 42000 | 15.2 | 12.5 | 8.1 | 2.12 | 65 | 51 | 210326904
ROYALTON | 4HP17L30P-**A | EA(C;U)1P36B+TDR+TXV | 96G1UH045BE12 | 29400 | 27800 | 15.6 | 12.5 | 8.1 | 2.26 | 66 | 53 | 210327101
ROYALTON | 4HP17L30P-**A | EA(C;U)1P36B+TDR+TXV | 92G1UH070BE12 | 29400 | 27600 | 16 | 13 | 8.1 | 2.28 | 66 | 52 | 210327100
ROYALTON | 4HP17L30P-**A | EA(C;U)1P36B+TDR+TXV | 92G1UH045BE12 | 29400 | 27800 | 15.8 | 13 | 8.1 | 2.26 | 65 | 51 | 210327099
ROYALTON | 4HP17L30P-**A | EA(C;U)1P36B+TDR+TXV | 80G1UH080BE16X | 30000 | 28400 | 15.6 | 12.5 | 8.1 | 2.24 | 65 | 51 | 210327098
ROYALTON | 4HP17L30P-**A | EA(C;U)1P36B+TDR+TXV | 80G2UH090BE16L | 29400 | 27600 | 16.2 | 13 | 8.1 | 2.28 | 65 | 51 | 210327097
ROYALTON | 4HP17L42P-**A | ED1P48C+TDR+TXV | 96G2DF090CE16 | 40500 | 42000 | 15.2 | 12.5 | 8.1 | 2.12 | 65 | 51 | 210326903
ROYALTON | 4HP17L42P-**A | ED1P48C+TDR+TXV | 80G1DF110CE20 | 41000 | 42000 | 15.6 | 13 | 8.1 | 2.14 | 65 | 50 | 210326902
ROYALTON | 4HP17L42P-**A | ED1P48B+TDR+TXV | 80G2DF090BE16 | 41000 | 42000 | 15.4 | 13 | 8.1 | 2.12 | 65 | 50 | 210326901
ROYALTON | 4HP17L42P-**A | ED1P48B+TDR+TXV | 80G1DF090BE16 | 40500 | 42000 | 15.4 | 13 | 8.1 | 2.12 | 65 | 50 | 210326900
ROYALTON | 4HP17L48P-**A | EA(C;U)1P49C+TDR+TXV | 96G1UH110CE20 | 48000 | 45000 | 15.2 | 12.5 | 8.1 | 2.26 | 69 | 56 | 210326775
ROYALTON | 4HP17L48P-**A | EA(C;U)1P49C+TDR+TXV | 92G1UH110CE20 | 47500 | 45000 | 15.4 | 12.5 | 8.1 | 2.24 | 68 | 56 | 210326774
ROYALTON | 4HP17L48P-**A | EA(C;U)1P49C+TDR+TXV | 80G1UH090CE20 | 48000 | 45000 | 15.6 | 13 | 8.1 | 2.26 | 68 | 56 | 210326773
ROYALTON | 4HP17L48P-**A | EA(C;U)1P48C+TDR+TXV | 80G2UH110CE16 | 47000 | 45000 | 15.2 | 12.5 | 8.1 | 2.2 | 68 | 54 | 210326770
ROYALTON | 4HP17L48P-**A | EA(C;U)1P48C+TDR+TXV | 96G2UH110CE20 | 46500 | 45000 | 15.2 | 12.5 | 8.1 | 2.18 | 67 | 54 | 210326768
ROYALTON | 4HP17L48P-**A | EA(C;U)1P49C+TDR+TXV | 96G2UH090CE16 | 47500 | 45000 | 15.2 | 12.5 | 8.1 | 2.24 | 69 | 56 | 210326783
ROYALTON | 4HP17L30P-**A | EA(C;U)1P36A+TDR+TXV | 80G2UH070AE12L | 29600 | 27800 | 16 | 13 | 8.1 | 2.26 | 65 | 51 | 210327087
ROYALTON | 4HP17L30P-**A | EA(C;U)1P36A+TDR+TXV | 80G2UH070AE12 | 29600 | 27800 | 16 | 13 | 8.1 | 2.26 | 65 | 51 | 210327086
ROYALTON | 4HP17L30P-**A | EA(C;U)1P30B+TDR+TXV | 80G2UH090BV16 | 29200 | 28000 | 15.6 | 13 | 8.1 | 2.18 | 66 | 52 | 210327085
ROYALTON | 4HP17L24P-**A | BCE7E24M*4X |  | 23200 | 21600 | 16.2 | 13.5 | 8.1 | 2.12 | 63 | 48 | 210327206
ROYALTON | 4HP17L30P-**A | EAC4X36B+TDR | 96G2UH070BV12 | 30000 | 28000 | 16 | 13 | 8.1 | 2.28 | 66 | 52 | 210327205
ROYALTON | 4HP17L30P-**A | EAC4X36B+TDR | 96G2UH045BV12 | 29800 | 28000 | 15.6 | 13 | 8.1 | 2.26 | 66 | 52 | 210327204
ROYALTON | 4HP17L30P-**A | EAC4X36B+TDR | 80G2UH090BV16 | 30000 | 28200 | 16 | 13 | 8.1 | 2.28 | 65 | 51 | 210327203
ROYALTON | 4HP17L30P-**A | EAC4X36B+TDR | 92G1UH030BE12 | 29600 | 28000 | 15.8 | 13 | 8.1 | 2.26 | 65 | 51 | 210327201
ROYALTON | 4HP17L30P-**A | ED1P30/36C+TDR+TXV | 96G2DF110CE20 | 28200 | 29200 | 15.2 | 12.5 | 8.5 | 2.22 | 64 | 50 | 210327149
ROYALTON | 4HP17L30P-**A | ED1P30/36C+TDR+TXV | 92G1DF090CE16 | 28000 | 29000 | 15.6 | 12.5 | 8.5 | 2.22 | 63 | 49 | 210327145
ROYALTON | 4HP17L30P-**A | ED1P30/36C+TDR+TXV | 96G1DF110CE20 | 28400 | 29400 | 15.4 | 12.5 | 8.5 | 2.2 | 63 | 48 | 210327148
ROYALTON | 4HP17L30P-**A | ED1P30/36C+TDR+TXV | 80G1DF110CE20 | 28200 | 29000 | 15.6 | 12.5 | 8.5 | 2.24 | 63 | 49 | 210327147
ROYALTON | 4HP17L30P-**A | ED1P30/36C+TDR+TXV | 96G1DF090CE16 | 28000 | 29000 | 15.6 | 12.5 | 8.5 | 2.22 | 63 | 49 | 210327146
GE | NS17H48SA4-**A | NCHC51CT4+TDR | NF96U090V3C-* | 47000 | 45000 | 15.2 | 12.5 | 8.1 | 2.28 | 69 | 56 | 210262553
GE | NS17H48SA4-**A | NCHC51CT4+TDR | NF80U110T5C-* | 47500 | 45000 | 15.4 | 12.5 | 8.3 | 2.28 | 69 | 56 | 210262552
GE | NS17H36SA4-**A | NCHC51CT4+TDR | NF97U110M5C-* | 36000 | 33600 | 16.2 | 13 | 8.1 | 2.18 | 66 | 52 | 210262405
GE | NS17H36SA4-**A | NCHC51CT4+TDR | NF97U090M5C-* | 36000 | 33800 | 16 | 13 | 8.1 | 2.16 | 66 | 53 | 210262404
GE | NS17H48SA4-**A | NCUU48CP4+TDR+TXV | NF80U090S5C-* | 46500 | 44500 | 15.4 | 12.5 | 8.1 | 2.22 | 68 | 55 | 210262480
GE | NS17H48SA4-**A | NCUU48CP4+TDR+TXV | NF80U110T5C-* | 46500 | 44500 | 15.6 | 12.5 | 8.1 | 2.2 | 67 | 54 | 210262476
GE | NS17H48SA4-**A | NCUU60CP4+TDR+TXV | NF80X100V5C-* | 48000 | 47000 | 15.6 | 13 | 8.3 | 2.38 | 67 | 54 | 210262520
GE | NS17H48SA4-**A | NCUU60CP4+TDR+TXV | NF96U110S5C-* | 48000 | 46500 | 15.4 | 12.5 | 8.1 | 2.34 | 68 | 54 | 210262519
GE | NS17H48SA4-**A | NCUU60CP4+TDR+TXV | NF80U110S5C-* | 48000 | 47000 | 15.4 | 12.5 | 8.3 | 2.34 | 67 | 54 | 210262517
GE | NS17H48SA4-**A | NCUU48BP4+TDR+TXV | NF80U090S4B-* | 46500 | 45000 | 15.2 | 12.5 | 8.1 | 2.18 | 67 | 54 | 210262468
GE | NS17H48SA4-**A | NCUC49CT4+TDR | NF96U090V3C-* | 47500 | 45000 | 15.2 | 12.5 | 8.1 | 2.22 | 68 | 56 | 210262600
GE | NS17H48SA4-**A | NCUC49CT4+TDR | NF80U110T5C-* | 48000 | 45000 | 15.4 | 12.5 | 8.1 | 2.26 | 69 | 56 | 210262599
GE | NS17H48SA4-**A | NCUC48CT4+TDR | NF80U090S5C-* | 46500 | 44500 | 15.4 | 12.5 | 8.1 | 2.22 | 68 | 55 | 210262585
ALLIED | 4HP17L18P-**A | BCE7E18M*4X |  | 18000 | 17800 | 15.6 | 12.5 | 8.5 | 2.16 | 62 | 46 | 210328928
ARMSTRONG AIR | 4SHP17LE136P-**A | EA(C;U)1P50/60C+TDR+TXV | A80US2V100C20X | 36000 | 33400 | 16.2 | 13 | 8.1 | 2.14 | 66 | 52 | 210329258
ARMSTRONG AIR | 4SHP17LE148P-**A | EA(C;U)1P49C+TDR+TXV | A80UH2E110C16 | 48000 | 45000 | 15.4 | 12.5 | 8.1 | 2.26 | 69 | 56 | 210329117
ARMSTRONG AIR | 4SHP17LE148P-**A | EA(C;U)1P49C+TDR+TXV | A96UH1E090C16 | 47500 | 45000 | 15.2 | 12.5 | 8.1 | 2.24 | 69 | 56 | 210329116
ARMSTRONG AIR | 4SHP17LE148P-**A | EA(C;U)1P49C+TDR+TXV | A93UH1E110C16 | 48000 | 45000 | 15.2 | 12.5 | 8.1 | 2.22 | 69 | 56 | 210329115
ARMSTRONG AIR | 4SHP17LE148P-**A | EA(C;U)1P49C+TDR+TXV | A80UH1E110C20 | 48000 | 45500 | 15.2 | 12.5 | 8.1 | 2.26 | 69 | 56 | 210329114
ARMSTRONG AIR | 4SHP17LE148P-**A | EA(C;U)1P49C+TDR+TXV | A96UH2E110C20 | 47500 | 45000 | 15.2 | 12.5 | 8.1 | 2.24 | 69 | 56 | 210329113
ARMSTRONG AIR | 4SHP17LE148P-**A | EA(C;U)1P49C+TDR+TXV | A80UH2E110C20 | 48000 | 45000 | 15.4 | 12.5 | 8.1 | 2.26 | 69 | 56 | 210329112
ARMSTRONG AIR | 4SHP17LE148P-**A | EA(C;U)1P49C+TDR+TXV | A96UH1E110C20 | 48000 | 45000 | 15.2 | 12.5 | 8.1 | 2.26 | 69 | 56 | 210329111
ARMSTRONG AIR | 4SHP17LE148P-**A | EA(C;U)1P48B+TDR+TXV | A96UH2E110C20 | 46500 | 45000 | 15.2 | 12.5 | 8.1 | 2.18 | 67 | 54 | 210329101
ARMSTRONG AIR | 4SHP17LE142P-**A | ED1P48B+TDR+TXV | A93DF1E090C16 | 40500 | 42000 | 15.2 | 12.5 | 8.1 | 2.12 | 65 | 51 | 210329206
ARMSTRONG AIR | 4SHP17LE142P-**A | ED1P48B+TDR+TXV | A96DF2E090C16 | 40500 | 42000 | 15.2 | 12.5 | 8.1 | 2.12 | 65 | 51 | 210329205
ARMSTRONG AIR | 4SHP17LE142P-**A | ED1P48B+TDR+TXV | A80DF1E110C20 | 41000 | 42000 | 15.6 | 13 | 8.1 | 2.14 | 65 | 50 | 210329204
ARMSTRONG AIR | 4SHP17LE142P-**A | ED1P48B+TDR+TXV | A80DF1E090B16 | 40500 | 42000 | 15.4 | 13 | 8.1 | 2.12 | 65 | 50 | 210329203
LENNOX | EL17XP1-036-230A** | CBA27UHE-036-230*+TDR |  | 34800 | 34800 | 16 | 13 | 8.5 | 2.28 | 67 | 53 | 210293446
LENNOX | EL17XP1-036-230A** | CBA38MV-036-230*+TDR |  | 35400 | 35200 | 15.8 | 12.5 | 8.5 | 2.32 | 66 | 53 | 210293447
LENNOX | EL17XP1-036-230A** | CBA25UHV-036-230-** |  | 36000 | 34000 | 15.8 | 13 | 8.1 | 2.2 | 65 | 51 | 210293445
LENNOX | EL17XP1-036-230A** | C35-50/60C+TDR+TXV | SL280UH100NV60C* | 36000 | 33400 | 16.2 | 13 | 8.1 | 2.14 | 66 | 52 | 210293436
LENNOX | ML17XP1-024-230A** | CH35-30A+TDR+TXV | SL280UH070XV36A* | 23800 | 21800 | 16.4 | 13.5 | 8.1 | 2.12 | 63 | 49 | 210040072
LENNOX | ML17XP1-024-230A** | CH35-30A+TDR+TXV | SL280UH070V36A* | 23800 | 21800 | 16.4 | 13.5 | 8.1 | 2.12 | 63 | 49 | 210040071
LENNOX | ML17XP1-024-230A** | CH35-30A+TDR+TXV | SL280UH060NV36A* | 23800 | 21600 | 16.8 | 14 | 8.1 | 2.14 | 63 | 48 | 210040069
LENNOX | ML17XP1-024-230A** | CH35-30A+TDR+TXV | ML180UH070V36A* | 23600 | 21600 | 16.6 | 13.5 | 8.1 | 2.12 | 63 | 48 | 210040064
LENNOX | ML17XP1-024-230A** | CH35-30A+TDR+TXV | ML180UH045V36A* | 23600 | 21600 | 16.6 | 13.5 | 8.1 | 2.12 | 63 | 48 | 210040060
LENNOX | ML17XP1-024-230A** | CH35-30A+TDR+TXV | ML180UH030V36A* | 23600 | 21600 | 16.6 | 13.5 | 8.1 | 2.12 | 63 | 48 | 210040055
LENNOX | ML17XP1-024-230A** | CH35-30A+TDR+TXV | EL280UH070E36A* | 24000 | 22000 | 16 | 13 | 8.1 | 2.12 | 64 | 49 | 210040051
LENNOX | ML17XP1-024-230A** | CH35-30A+TDR+TXV | EL280UH045E36A* | 23600 | 21400 | 16.6 | 13.5 | 8.1 | 2.12 | 64 | 49 | 210040049
LENNOX | ML17XP1-024-230A** | CH35-30A+TDR+TXV | EL280UH070XE36A* | 24000 | 22000 | 16 | 13 | 8.1 | 2.12 | 64 | 49 | 210040054
LENNOX | ML17XP1-024-230A** | CH35-30A+TDR+TXV | EL180UH060NE36A* | 23800 | 22000 | 16 | 13 | 8.1 | 2.1 | 63 | 48 | 210040047
LENNOX | ML17XP1-024-230A** | CH35-30A+TDR+TXV | EL180UH040NE36A* | 23800 | 22000 | 16 | 13 | 8.1 | 2.1 | 63 | 48 | 210040044
AC PRO | 4HP17L30P-**A | EAC4X30B+TDR | 80G2UH090BE12 | 29200 | 27800 | 15.8 | 13 | 8.1 | 2.24 | 65 | 51 | 210327947
AC PRO | 4HP17L30P-**A | EA(C;U)1P36A+TDR+TXV | 80G1UH070AE12L | 29400 | 27600 | 16 | 13 | 8.1 | 2.28 | 66 | 52 | 210327868
AC PRO | 4HP17L30P-**A | EA(C;U)1P36A+TDR+TXV | 80G1UH070AE12 | 29400 | 27600 | 16 | 13 | 8.1 | 2.28 | 66 | 52 | 210327867
AC PRO | 4HP17L30P-**A | EA(C;U)1P36A+TDR+TXV | 80G1UH045AE12 | 29400 | 27600 | 16 | 13 | 8.1 | 2.28 | 66 | 52 | 210327866
AC PRO | 4HP17L30P-**A | EA(C;U)1P36A+TDR+TXV | 80G2UH070AE12L | 29600 | 27800 | 16 | 13 | 8.1 | 2.26 | 65 | 51 | 210327865
AC PRO | 4HP17L30P-**A | EA(C;U)1P36A+TDR+TXV | 80G2UH070AE12 | 29600 | 27800 | 16 | 13 | 8.1 | 2.26 | 65 | 51 | 210327864
AC PRO | 4HP17L30P-**A | EA(C;U)1P30B+TDR+TXV | 80G2UH090BV16 | 29200 | 28000 | 15.6 | 13 | 8.1 | 2.18 | 66 | 52 | 210327863
AC PRO | 4HP17L30P-**A | BCE5V30M*4X |  | 29000 | 27400 | 15.4 | 12.5 | 8.1 | 2.16 | 65 | 51 | 210327833
AC PRO | 4HP17L30P-**A | BCE7E30M*4X |  | 29600 | 28200 | 15.8 | 13 | 8.5 | 2.36 | 66 | 52 | 210327834
AC PRO | 4HP17L48P-**A | EAC4X49C+TDR | 92G1UH110CE20 | 47500 | 45000 | 15.4 | 12.5 | 8.1 | 2.24 | 68 | 56 | 210327616
AC PRO | 4HP17L30P-**A | ED1P30/36C+TDR+TXV | 92G1DF090CE16 | 28000 | 29000 | 15.6 | 12.5 | 8.5 | 2.22 | 63 | 49 | 210327923
AC PRO | 4HP17L48P-**A | EAC4X49C+TDR | 80G2UH110CE20L | 48000 | 45000 | 15.4 | 12.5 | 8.1 | 2.26 | 69 | 56 | 210327619
AC PRO | 4HP17L48P-**A | EAC4X49C+TDR | 80G2UH110CE20 | 48000 | 45000 | 15.4 | 12.5 | 8.1 | 2.26 | 69 | 56 | 210327618
AC PRO | 4HP17L48P-**A | EAC4X49C+TDR | 96G1UH110CE20 | 48000 | 45000 | 15.2 | 12.5 | 8.1 | 2.26 | 69 | 56 | 210327617
AC PRO | 4HP17L48P-**A | EAC4X49C+TDR | 80G1UH090CE20 | 48000 | 45000 | 15.6 | 13 | 8.1 | 2.26 | 68 | 56 | 210327615
AC PRO | 4HP17L48P-**A | EAC4X48C+TDR | 80G2UH110CE16 | 47000 | 45000 | 15.2 | 12.5 | 8.1 | 2.2 | 68 | 54 | 210327612
AC PRO | 4HP17L36P-**A | BCE7E36M*4X |  | 34800 | 34800 | 16 | 13 | 8.5 | 2.28 | 67 | 53 | 210327690
AC PRO | 4HP17L36P-**A | BCE5V36M*4X |  | 36000 | 34000 | 15.8 | 13 | 8.1 | 2.2 | 65 | 51 | 210327689
LENNOX | EL17XP1-018-230A** | CX35-30B+TDR | SL280UH090V36B* | 18000 | 17600 | 16.8 | 14 | 8.1 | 2.02 | 61 | 45 | 210290636
LENNOX | EL17XP1-018-230A** | CX35-30B+TDR | SL280UH080NV48B* | 18000 | 17600 | 16.8 | 14 | 8.1 | 1.98 | 60 | 44 | 210290633
LENNOX | EL17XP1-018-230A** | CX35-30B+TDR | ML180UH070V48B* | 18000 | 17600 | 16.8 | 13.5 | 8.1 | 2 | 61 | 45 | 210290607
LENNOX | EL17XP1-018-230A** | CX35-24A+TDR | ML180UH045V36A* | 18000 | 17000 | 16.4 | 13.5 | 8.1 | 2.1 | 62 | 47 | 210289022
CONCORD | 4HP17L18P-**A | EA(C;U)1P24B+TDR+TXV | 80G2UH090BE12 | 18000 | 17400 | 16.4 | 14 | 8.1 | 2.12 | 62 | 47 | 210326611
CONCORD | 4HP17L18P-**A | EA(C;U)1P24B+TDR+TXV | 96G2UH045BV12 | 18000 | 17400 | 16 | 13.5 | 8.1 | 2.06 | 63 | 48 | 210326615
CONCORD | 4HP17L18P-**A | EA(C;U)1P24B+TDR+TXV | 92G1UH030BE12 | 18000 | 17400 | 16 | 13.5 | 8.1 | 2.08 | 63 | 48 | 210326613
CONCORD | 4HP17L18P-**A | ED1P30/36B+TDR+TXV | 92G1DF045BE12 | 18000 | 18000 | 16.8 | 14 | 8.5 | 2.18 | 62 | 47 | 210326703
CONCORD | 4HP17L18P-**A | ED1P30/36B+TDR+TXV | 80G2DF090BE16 | 18000 | 18000 | 15.6 | 13 | 8.1 | 2.1 | 63 | 48 | 210326706
CONCORD | 4HP17L18P-**A | ED1P30/36B+TDR+TXV | 80G1DF090BE16 | 18000 | 18000 | 15.6 | 13 | 8.1 | 2.08 | 63 | 48 | 210326705
CONCORD | 4HP17L18P-**A | ED1P30/36B+TDR+TXV | 96G2DF070BE16 | 18000 | 18000 | 16 | 13.5 | 8.1 | 2.14 | 62 | 47 | 210326702
CONCORD | 4HP17L18P-**A | ED1P30/36B+TDR+TXV | 96G2DF045BE12 | 18000 | 18000 | 16.2 | 13.5 | 8.1 | 2.14 | 62 | 47 | 210326701
ROYALTON | 4HP17L48P-**A | EA(C;U)1P49C+TDR+TXV | 80G2UH110CE16 | 48000 | 45000 | 15.4 | 12.5 | 8.1 | 2.26 | 69 | 56 | 210326782
CONCORD | 4HP17L18P-**A | ED1P30/36B+TDR+TXV | 96G1DF070BE16 | 18000 | 18000 | 16.4 | 13.5 | 8.3 | 2.16 | 62 | 47 | 210326700
CONCORD | 4HP17L18P-**A | ED1P30/36B+TDR+TXV | 96G1DF045BE12 | 18000 | 17800 | 16.4 | 13.5 | 8.3 | 2.16 | 62 | 46 | 210326699
CONCORD | 4HP17L30P-**A | EA(C;U)1P36A+TDR+TXV | 80G1UH070AE12L | 29400 | 27600 | 16 | 13 | 8.1 | 2.28 | 66 | 52 | 210326312
CONCORD | 4HP17L30P-**A | EA(C;U)1P36A+TDR+TXV | 80G1UH070AE12 | 29400 | 27600 | 16 | 13 | 8.1 | 2.28 | 66 | 52 | 210326311
CONCORD | 4HP17L30P-**A | EA(C;U)1P36A+TDR+TXV | 80G1UH045AE12 | 29400 | 27600 | 16 | 13 | 8.1 | 2.28 | 66 | 52 | 210326310
CONCORD | 4HP17L30P-**A | EA(C;U)1P36A+TDR+TXV | 80G2UH070AE12L | 29600 | 27800 | 16 | 13 | 8.1 | 2.26 | 65 | 51 | 210326309
CONCORD | 4HP17L30P-**A | EA(C;U)1P36A+TDR+TXV | 80G2UH070AE12 | 29600 | 27800 | 16 | 13 | 8.1 | 2.26 | 65 | 51 | 210326308
ROYALTON | 4HP17L48P-**A | EA(C;U)1P49C+TDR+TXV | 96G1UH090CE16 | 47500 | 45000 | 15.2 | 12.5 | 8.1 | 2.24 | 69 | 56 | 210326781
ROYALTON | 4HP17L48P-**A | EA(C;U)1P49C+TDR+TXV | 92G1UH110CE16 | 48000 | 45000 | 15.2 | 12.5 | 8.1 | 2.22 | 69 | 56 | 210326780
CONCORD | 4HP17L30P-**A | EA(C;U)1P30B+TDR+TXV | 80G2UH090BV16 | 29200 | 28000 | 15.6 | 13 | 8.1 | 2.18 | 66 | 52 | 210326307
CONCORD | 4HP17L30P-**A | EA(C;U)1P30B+TDR+TXV | 80G2UH090BE12 | 29200 | 27800 | 15.8 | 13 | 8.1 | 2.24 | 65 | 51 | 210326299
ROYALTON | 4HP17L48P-**A | EA(C;U)1P49C+TDR+TXV | 80G2UH110CE20L | 48000 | 45000 | 15.4 | 12.5 | 8.1 | 2.26 | 69 | 56 | 210326777
GE | NS17H48SA4-**A | NCUC60CT4+TDR | NF96U110S5C-* | 48000 | 46500 | 15.4 | 12.5 | 8.1 | 2.34 | 68 | 54 | 210262641
GE | NS17H48SA4-**A | NCUC60CT4+TDR | NF96U090S4C-* | 48000 | 46000 | 15.4 | 12.5 | 8.1 | 2.36 | 68 | 55 | 210262640
GE | NS17H48SA4-**A | NCUC60CT4+TDR | NF80U090S5C-* | 48000 | 46000 | 15.6 | 13 | 8.1 | 2.38 | 68 | 55 | 210262638
GE | NS17H48SA4-**A | NCUC60CT4+TDR | NF80U110S5C-* | 48000 | 47000 | 15.4 | 12.5 | 8.3 | 2.34 | 67 | 54 | 210262639
GE | NS17H48SA4-**A | NCUC60CT4+TDR | NF96U090V3C-* | 48000 | 46000 | 15.2 | 12.5 | 8.1 | 2.36 | 68 | 55 | 210262635
GE | NS17H48SA4-**A | NCUC60CT4+TDR | NF80U110T5C-* | 48000 | 46500 | 15.6 | 13 | 8.3 | 2.38 | 68 | 54 | 210262634
GE | NS17H48SA4-**A | NCUC50/60CT4+TDR | NF80U110T5C-* | 46500 | 45000 | 15.2 | 12.5 | 8.1 | 2.18 | 67 | 54 | 210262617
GE | NS17H48SA4-**A | NCUC49CT4+TDR | NF97U090M3C-* | 47500 | 45000 | 15.2 | 12.5 | 8.1 | 2.22 | 68 | 56 | 210262611
GE | NS17H36SA4-**A | NCHC48BT4+TDR | NF80X080V4B-* | 36000 | 33400 | 16.2 | 13 | 8.1 | 2.26 | 66 | 52 | 210262382
GE | NS17H48SA4-**A | NCUU48CP4+TDR+TXV | NF80X100V5C-* | 47500 | 45000 | 15.4 | 12.5 | 8.1 | 2.2 | 68 | 54 | 210262484
GE | NS17H48SA4-**A | NCUU48CP4+TDR+TXV | NF96U110S5C-* | 46500 | 45000 | 15.2 | 12.5 | 8.1 | 2.18 | 67 | 54 | 210262483
GE | NS17H48SA4-**A | NCUU49CP4+TDR+TXV | NF80U110V5C-* | 48000 | 45500 | 15.2 | 12.5 | 8.1 | 2.26 | 69 | 56 | 210262503
GE | NS17H48SA4-**A | NCUU49CP4+TDR+TXV | NF80X100V5C-* | 48000 | 45500 | 15.4 | 12.5 | 8.1 | 2.26 | 69 | 56 | 210262502
GE | NS17H48SA4-**A | NCUU49CP4+TDR+TXV | NF96U110S5C-* | 48000 | 45000 | 15.2 | 12.5 | 8.1 | 2.26 | 69 | 56 | 210262501
GE | NS17H48SA4-**A | NCUU49CP4+TDR+TXV | NF96U090S4C-* | 47500 | 45000 | 15.2 | 12.5 | 8.1 | 2.24 | 69 | 56 | 210262500
GE | NS17H48SA4-**A | NCUU49CP4+TDR+TXV | NF80U110S5C-* | 48000 | 45500 | 15.2 | 12.5 | 8.1 | 2.26 | 69 | 56 | 210262499
GE | NS17H48SA4-**A | NCUC48CT4+TDR | NF80X100V5C-* | 47500 | 45000 | 15.4 | 12.5 | 8.1 | 2.2 | 68 | 54 | 210262589
GE | NS17H48SA4-**A | NCUC48CT4+TDR | NF96U110S5C-* | 46500 | 45000 | 15.2 | 12.5 | 8.1 | 2.18 | 67 | 54 | 210262588
GE | NS17H48SA4-**A | NCHC60DT4+TDR | NF97U135M5D-* | 48000 | 46000 | 15.2 | 12.5 | 8.1 | 2.2 | 67 | 53 | 210262569
GE | NS17H48SA4-**A | NCHC60DT4+TDR | NF96U135V5D-* | 48000 | 46000 | 15.2 | 12.5 | 8.1 | 2.18 | 67 | 53 | 210262567
GE | NS17H48SA4-**A | NCHC51CT4+TDR | NF97U090M3C-* | 47000 | 45000 | 15.2 | 12.5 | 8.1 | 2.28 | 69 | 56 | 210262563
GE | NS17H48SA4-**A | NCHC51CT4+TDR | NF80X100V5C-* | 48000 | 45500 | 15.4 | 12.5 | 8.3 | 2.3 | 69 | 56 | 210262559
GE | NS17H48SA4-**A | NCHC51CT4+TDR | NF80U110S5C-* | 48000 | 45500 | 15.2 | 12.5 | 8.3 | 2.3 | 69 | 56 | 210262557
GE | NS17H48SA4-**A | NCHC51CT4+TDR | NF80U110V5C-* | 48000 | 45500 | 15.2 | 12.5 | 8.3 | 2.28 | 69 | 56 | 210262560
GE | NS17H48SA4-**A | NCHC51CT4+TDR | NF80U090S5C-* | 47000 | 44500 | 15.6 | 12.5 | 8.3 | 2.3 | 69 | 57 | 210262556
DUCANE | 4HP17L30P-**A | EAC4X36B+TDR | 80G2UH090BV16 | 30000 | 28200 | 16 | 13 | 8.1 | 2.28 | 65 | 51 | 210325327
DUCANE | 4HP17L30P-**A | EAC4X36B+TDR | 92G1UH030BE12 | 29600 | 28000 | 15.8 | 13 | 8.1 | 2.26 | 65 | 51 | 210325323
DUCANE | 4HP17L30P-**A | EAC4X36A+TDR | 80G1UH070AE12 | 29400 | 27600 | 16 | 13 | 8.1 | 2.28 | 66 | 52 | 210325282
DUCANE | 4HP17L30P-**A | EAC4X36A+TDR | 80G1UH070AE12L | 29400 | 27600 | 16 | 13 | 8.1 | 2.28 | 66 | 52 | 210325284
DUCANE | 4HP17L24P-**A | BCE7E24M*4X |  | 23200 | 21600 | 16.2 | 13.5 | 8.1 | 2.12 | 63 | 48 | 210325333
DUCANE | 4HP17L30P-**A | EAC4X36B+TDR | 96G2UH070BV12 | 30000 | 28000 | 16 | 13 | 8.1 | 2.28 | 66 | 52 | 210325331
DUCANE | 4HP17L30P-**A | EAC4X36B+TDR | 80G1UH070BE12 | 29600 | 27800 | 16 | 13 | 8.1 | 2.26 | 65 | 51 | 210325320
DUCANE | 4HP17L30P-**A | EAC4X36B+TDR | 96G2UH045BE12 | 29400 | 27800 | 15.8 | 13 | 8.1 | 2.24 | 65 | 51 | 210325317
DUCANE | 4HP17L18P-**A | BCE5V18M*4X |  | 18000 | 17800 | 16 | 13.5 | 8.1 | 2.08 | 62 | 46 | 210325649
MRCOOL | MHP17048A-**A | MCVP49CNPA+TDR+TXV | MGM80SE090C5A | 48000 | 45000 | 15.6 | 13 | 8.1 | 2.26 | 68 | 56 | 210325970
BLUERIDGE | BHP17L18P-**A | BC1P24A+TDR+TXV | BG921UH070BE12 | 18000 | 17200 | 16.2 | 13.5 | 8.1 | 2.1 | 63 | 48 | 210325582
DUCANE | 4HP17L30P-**A | EAC4X36A+TDR | 80G1UH045AE12 | 29400 | 27600 | 16 | 13 | 8.1 | 2.28 | 66 | 52 | 210325280
DUCANE | 4HP17L30P-**A | EAC4X36A+TDR | 80G2UH070AE12L | 29600 | 27800 | 16 | 13 | 8.1 | 2.26 | 65 | 51 | 210325278
DUCANE | 4HP17L30P-**A | EAC4X36A+TDR | 80G2UH070AE12 | 29600 | 27800 | 16 | 13 | 8.1 | 2.26 | 65 | 51 | 210325276
DUCANE | 4HP17L30P-**A | EAC4X30B+TDR | 80G2UH090BV16 | 29200 | 28000 | 15.6 | 13 | 8.1 | 2.18 | 66 | 52 | 210325274
DUCANE | 4HP17L18P-**A | EA(C;U)1P24A+TDR+TXV | 80G2UH045AE12 | 18000 | 17400 | 16 | 13.5 | 8.1 | 2.06 | 63 | 48 | 210325669
DUCANE | 4HP17L18P-**A | EA(C;U)1P24A+TDR+TXV | 80G2UH070AV12 | 18000 | 17800 | 16 | 13.5 | 8.1 | 2.06 | 63 | 48 | 210325670
LENNOX | ML17XP1-048-230A** | CBA27UHE-048-230*+TDR |  | 48000 | 45000 | 15.4 | 12.5 | 8.5 | 2.34 | 68 | 54 | 210051036
LENNOX | ML17XP1-030-230A** | CBA27UHE-030-230*+TDR |  | 29600 | 28200 | 15.8 | 13 | 8.5 | 2.36 | 66 | 52 | 210046917
LENNOX | ML17XP1-030-230A** | CBA38MV-030-230*+TDR |  | 30000 | 28200 | 16 | 13 | 8.5 | 2.38 | 67 | 53 | 210046918
LENNOX | ML17XP1-030-230A** | CX35-30A+TDR | ML180UH030V36A* | 29400 | 28000 | 15.6 | 13 | 8.1 | 2.22 | 66 | 52 | 210047160
LENNOX | ML17XP1-030-230A** | CBA25UHV-030-230-** |  | 29000 | 27400 | 15.4 | 12.5 | 8.1 | 2.16 | 65 | 51 | 210046915
LENNOX | ML17XP1-030-230A** | C35-36B+TDR+TXV | SLP99UH070XV36B* | 30000 | 28000 | 16 | 13 | 8.1 | 2.28 | 66 | 52 | 210046913
LENNOX | ML17XP1-030-230A** | C35-36B+TDR+TXV | SL297UH060NV36B* | 29800 | 28200 | 15.8 | 13 | 8.1 | 2.26 | 65 | 51 | 210046911
LENNOX | ML17XP1-030-230A** | C35-36B+TDR+TXV | SL297UH040NV36B* | 30000 | 28200 | 16 | 13 | 8.1 | 2.28 | 65 | 51 | 210046910
LENNOX | ML17XP1-030-230A** | C35-36B+TDR+TXV | SL280UH090V48B* | 30000 | 28200 | 16 | 13 | 8.1 | 2.28 | 65 | 51 | 210046908
LENNOX | ML17XP1-030-230A** | C35-36B+TDR+TXV | SL280UH090V36B* | 30000 | 28000 | 16.2 | 13 | 8.1 | 2.3 | 66 | 52 | 210046906
LENNOX | ML17XP1-030-230A** | C35-36B+TDR+TXV | SL280UH080NV48B* | 30000 | 28000 | 16.2 | 13 | 8.1 | 2.3 | 66 | 52 | 210046905
LENNOX | ML17XP1-030-230A** | C35-36B+TDR+TXV | ML296UH070XV36B* | 29800 | 28200 | 15.4 | 12.5 | 8.1 | 2.24 | 66 | 52 | 210046903
LENNOX | ML17XP1-030-230A** | C35-36B+TDR+TXV | ML296UH045XV36B* | 29800 | 28200 | 15.6 | 12.5 | 8.1 | 2.22 | 65 | 51 | 210046902
LENNOX | ML17XP1-030-230A** | C35-36B+TDR+TXV | ML193UH070XE36B* | 29400 | 27600 | 16 | 13 | 8.1 | 2.28 | 66 | 52 | 210046892
LENNOX | ML17XP1-030-230A** | C35-36B+TDR+TXV | ML196UH045XE36B* | 29400 | 27800 | 15.6 | 12.5 | 8.1 | 2.26 | 66 | 53 | 210046896
LENNOX | ML17XP1-030-230A** | C35-36B+TDR+TXV | ML196UH070XE36B* | 29400 | 27800 | 15.6 | 13 | 8.1 | 2.26 | 65 | 51 | 210046898
ARMSTRONG AIR | 4SHP17LE148P-**A | EA(C;U)1P60C+TDR+TXV | A93UH1E090C16 | 48000 | 46500 | 15.2 | 12.5 | 8.1 | 2.34 | 68 | 54 | 210329132
ARMSTRONG AIR | 4SHP17LE148P-**A | EA(C;U)1P60C+TDR+TXV | A93UH1E110C16 | 48000 | 46500 | 15.4 | 12.5 | 8.1 | 2.36 | 68 | 54 | 210329133
ARMSTRONG AIR | 4SHP17LE148P-**A | EA(C;U)1P60C+TDR+TXV | A93UH1E110C20 | 48000 | 47000 | 15.4 | 12.5 | 8.3 | 2.32 | 67 | 54 | 210329131
ARMSTRONG AIR | 4SHP17LE148P-**A | EA(C;U)1P60C+TDR+TXV | A96UH2E110C20 | 48000 | 46000 | 15.4 | 12.5 | 8.1 | 2.38 | 68 | 55 | 210329129
ARMSTRONG AIR | 4SHP17LE148P-**A | EA(C;U)1P60C+TDR+TXV | A80UH2E110C20 | 48000 | 46500 | 15.6 | 13 | 8.3 | 2.38 | 68 | 54 | 210329128
ARMSTRONG AIR | 4SHP17LE148P-**A | EA(C;U)1P60C+TDR+TXV | A96UH1E110C20 | 48000 | 46500 | 15.4 | 12.5 | 8.1 | 2.34 | 68 | 54 | 210329127
ALLIED | 4HP17L18P-**A | ED1P30/36B+TDR+TXV | 96G1DF045BE12 | 18000 | 17800 | 16.4 | 13.5 | 8.3 | 2.16 | 62 | 46 | 210329033
ALLIED | 4HP17L18P-**A | ED1P30/36B+TDR+TXV | 92G1DF045BE12 | 18000 | 18000 | 16.8 | 14 | 8.5 | 2.18 | 62 | 47 | 210329037
ALLIED | 4HP17L18P-**A | ED1P30/36B+TDR+TXV | 96G2DF070BE16 | 18000 | 18000 | 16 | 13.5 | 8.1 | 2.14 | 62 | 47 | 210329036
ALLIED | 4HP17L18P-**A | ED1P30/36B+TDR+TXV | 96G2DF045BE12 | 18000 | 18000 | 16.2 | 13.5 | 8.1 | 2.14 | 62 | 47 | 210329035
ALLIED | 4HP17L18P-**A | ED1P30/36B+TDR+TXV | 96G1DF070BE16 | 18000 | 18000 | 16.4 | 13.5 | 8.3 | 2.16 | 62 | 47 | 210329034
ALLIED | 4HP17L18P-**A | ED1P30/36B+TDR+TXV | 80G1DF070BE12 | 18000 | 17800 | 16 | 13.5 | 8.1 | 2.12 | 62 | 46 | 210329032
ALLIED | 4HP17L18P-**A | EAC4X24B+TDR | 80G2UH090BV16 | 18000 | 17800 | 16 | 13.5 | 8.1 | 2.06 | 63 | 48 | 210329065
ALLIED | 4HP17L18P-**A | EAC4X24B+TDR | 96G2UH070BV12 | 18000 | 17400 | 16.4 | 13.5 | 8.1 | 2.08 | 63 | 48 | 210329063
ALLIED | 4HP17L18P-**A | EA(C;U)1P24B+TDR+TXV | 96G2UH045BV12 | 18000 | 17400 | 16 | 13.5 | 8.1 | 2.06 | 63 | 48 | 210328949
ALLIED | 4HP17L18P-**A | EA(C;U)1P24B+TDR+TXV | 92G1UH030BE12 | 18000 | 17400 | 16 | 13.5 | 8.1 | 2.08 | 63 | 48 | 210328947
ALLIED | 4HP17L18P-**A | EA(C;U)1P24B+TDR+TXV | 92G1UH070BE12 | 18000 | 17200 | 16.2 | 13.5 | 8.1 | 2.1 | 63 | 48 | 210328943
ALLIED | 4HP17L18P-**A | EA(C;U)1P24B+TDR+TXV | 80G2UH090BE12 | 18000 | 17400 | 16.4 | 14 | 8.1 | 2.12 | 62 | 47 | 210328945
ALLIED | 4HP17L18P-**A | ED1P30/36B+TDR+TXV | 96G2DF070BV16 | 18000 | 18000 | 15.6 | 13 | 8.3 | 2.04 | 64 | 50 | 210329041
ALLIED | 4HP17L18P-**A | ED1P30/36B+TDR+TXV | 80G2DF090BE16 | 18000 | 18000 | 15.6 | 13 | 8.1 | 2.1 | 63 | 48 | 210329040
ALLIED | 4HP17L18P-**A | ED1P30/36B+TDR+TXV | 80G1DF090BE16 | 18000 | 18000 | 15.6 | 13 | 8.1 | 2.08 | 63 | 48 | 210329039
LENNOX | EL17XP1-036-230A** | CHX35-51/61C-**-*+TDR | SL280UH090V60C* | 36000 | 33800 | 16 | 13 | 8.1 | 2.18 | 66 | 53 | 210293579
LENNOX | EL17XP1-036-230A** | CHX35-51/61C-**-*+TDR | ML296UH090XV48C* | 36000 | 33600 | 16.2 | 13 | 8.1 | 2.18 | 66 | 52 | 210293576
LENNOX | EL17XP1-036-230A** | CHX35-51/61C-**-*+TDR | SL280UH080NV60C* | 36000 | 33400 | 16.6 | 13.5 | 8.1 | 2.24 | 66 | 53 | 210293578
LENNOX | EL17XP1-036-230A** | CHX35-51/61C-**-*+TDR | ML180UH110V60C* | 36000 | 33400 | 16.6 | 13.5 | 8.1 | 2.22 | 66 | 53 | 210293567
LENNOX | EL17XP1-036-230A** | CHX35-51/61C-**-*+TDR | ML180UH110E60C* | 36000 | 33400 | 16.4 | 13 | 8.1 | 2.18 | 66 | 52 | 210293566
LENNOX | EL17XP1-036-230A** | CHX35-51/61C-**-*+TDR | EL296UH110XV60C* | 36000 | 33600 | 16.2 | 13 | 8.1 | 2.18 | 66 | 52 | 210293564
LENNOX | EL17XP1-036-230A** | CHX35-51/61C-**-*+TDR | EL296UH090XV60C* | 36000 | 33800 | 16 | 13 | 8.1 | 2.16 | 66 | 53 | 210293561
LENNOX | EL17XP1-036-230A** | CHX35-51/61C-**-*+TDR | EL280UH110XE60C* | 36000 | 33200 | 16.6 | 13.5 | 8.1 | 2.24 | 66 | 53 | 210293557
LENNOX | EL17XP1-036-230A** | CHX35-51/61C-**-*+TDR | EL280UH110E60C* | 36000 | 33200 | 16.6 | 13.5 | 8.1 | 2.24 | 66 | 53 | 210293556
LENNOX | EL17XP1-036-230A** | CHX35-48B-**-*+TDR | SL280UH080NV48B* | 36000 | 33400 | 16.2 | 13 | 8.1 | 2.26 | 66 | 52 | 210293544
LENNOX | EL17XP1-036-230A** | CHX35-48B-**-*+TDR | SL280UH090V36B* | 36000 | 33400 | 16.2 | 13 | 8.1 | 2.24 | 66 | 52 | 210293545
LENNOX | EL17XP1-030-230A** | CH35-36C+TDR+TXV | SL297UH080NV48C* | 29000 | 28400 | 15.6 | 12.5 | 8.3 | 2.2 | 65 | 51 | 210291721
LENNOX | EL17XP1-030-230A** | CH35-36C+TDR+TXV | SL280UH100NV60C* | 30000 | 29400 | 15.4 | 12.5 | 8.5 | 2.22 | 65 | 51 | 210291717
LENNOX | EL17XP1-030-230A** | CH35-36C+TDR+TXV | SL280UH080NV60C* | 30000 | 29000 | 15.6 | 13 | 8.5 | 2.24 | 66 | 52 | 210291713
LENNOX | EL17XP1-030-230A** | CH35-36C+TDR+TXV | ML296UH110XV60C* | 29600 | 28800 | 15.6 | 13 | 8.5 | 2.24 | 65 | 51 | 210291712
LENNOX | EL17XP1-030-230A** | CH35-36C+TDR+TXV | ML296UH090XV48C* | 28600 | 28200 | 15.4 | 12.5 | 8.3 | 2.24 | 66 | 52 | 210291711
LENNOX | EL17XP1-030-230A** | CBA38MV-030-230*+TDR |  | 30000 | 28200 | 16 | 13 | 8.5 | 2.38 | 67 | 53 | 210291661
LENNOX | EL17XP1-030-230A** | CBA27UHE-030-230*+TDR |  | 29600 | 28200 | 15.8 | 13 | 8.5 | 2.36 | 66 | 52 | 210291660
LENNOX | EL17XP1-030-230A** | CBA25UHV-030-230-** |  | 29000 | 27400 | 15.4 | 12.5 | 8.1 | 2.16 | 65 | 51 | 210291659
LENNOX | EL17XP1-030-230A** | C35-36B+TDR+TXV | SL297UH060NV36B* | 29800 | 28200 | 15.8 | 13 | 8.1 | 2.26 | 65 | 51 | 210291657
LENNOX | EL17XP1-030-230A** | C35-36B+TDR+TXV | SLP99UH070XV36B* | 30000 | 28000 | 16 | 13 | 8.1 | 2.28 | 66 | 52 | 210291658
LENNOX | EL17XP1-030-230A** | C35-36B+TDR+TXV | ML296UH070XV36B* | 29800 | 28200 | 15.4 | 12.5 | 8.1 | 2.24 | 66 | 52 | 210291651
LENNOX | EL17XP1-030-230A** | C35-36B+TDR+TXV | SL280UH090V48B* | 30000 | 28200 | 16 | 13 | 8.1 | 2.28 | 65 | 51 | 210291654
LENNOX | EL17XP1-030-230A** | C35-36B+TDR+TXV | SL297UH040NV36B* | 30000 | 28200 | 16 | 13 | 8.1 | 2.28 | 65 | 51 | 210291656
LENNOX | EL17XP1-030-230A** | C35-36B+TDR+TXV | SL280UH090V36B* | 30000 | 28000 | 16.2 | 13 | 8.1 | 2.3 | 66 | 52 | 210291653
LENNOX | EL17XP1-030-230A** | C35-36B+TDR+TXV | ML196UH045XE36B* | 29400 | 27800 | 15.6 | 12.5 | 8.1 | 2.26 | 66 | 53 | 210291647
LENNOX | EL17XP1-030-230A** | C35-36B+TDR+TXV | SL280UH080NV48B* | 30000 | 28000 | 16.2 | 13 | 8.1 | 2.3 | 66 | 52 | 210291652
LENNOX | EL17XP1-030-230A** | C35-36B+TDR+TXV | ML296UH045XV36B* | 29800 | 28200 | 15.6 | 12.5 | 8.1 | 2.22 | 65 | 51 | 210291650
LENNOX | EL17XP1-030-230A** | C35-36B+TDR+TXV | ML196UH070XE36B* | 29400 | 27800 | 15.6 | 13 | 8.1 | 2.26 | 65 | 51 | 210291648
LENNOX | EL17XP1-030-230A** | C35-36B+TDR+TXV | ML193UH030XE36B* | 29600 | 28000 | 15.8 | 13 | 8.1 | 2.26 | 65 | 51 | 210291643
ROYALTON | 4HP17L18P-**A | ED1P30/36B+TDR+TXV | 96G2DF045BE12 | 18000 | 18000 | 16.2 | 13.5 | 8.1 | 2.14 | 62 | 47 | 210327479
ROYALTON | 4HP17L18P-**A | ED1P30/36B+TDR+TXV | 96G1DF070BE16 | 18000 | 18000 | 16.4 | 13.5 | 8.3 | 2.16 | 62 | 47 | 210327478
ROYALTON | 4HP17L18P-**A | ED1P30/36B+TDR+TXV | 96G1DF045BE12 | 18000 | 17800 | 16.4 | 13.5 | 8.3 | 2.16 | 62 | 46 | 210327477
AC PRO | 4HP17L48P-**A | EAC4X48C+TDR | 96G2UH110CE20 | 46500 | 45000 | 15.2 | 12.5 | 8.1 | 2.18 | 67 | 54 | 210327610
AC PRO | 4HP17L30P-**A | ED1P30/36B+TDR+TXV | 96G1DF045BE12 | 27600 | 28800 | 15.4 | 12.5 | 8.5 | 2.2 | 64 | 49 | 210327919
AC PRO | 4HP17L48P-**A | EAC4X48C+TDR | 96G1UH110CE20 | 46500 | 45000 | 15.2 | 12.5 | 8.1 | 2.18 | 67 | 54 | 210327609
AC PRO | 4HP17L48P-**A | EAC4X48C+TDR | 92G1UH110CE20 | 46500 | 44500 | 15.4 | 12.5 | 8.1 | 2.18 | 68 | 55 | 210327608
AC PRO | 4HP17L48P-**A | EAC4X48B+TDR | 80G1UH090BE16 | 46500 | 45000 | 15.2 | 12.5 | 8.1 | 2.18 | 67 | 54 | 210327604
AC PRO | 4HP17L48P-**A | EAC4X48C+TDR | 80G2UH110CE20L | 46500 | 44500 | 15.6 | 12.5 | 8.1 | 2.2 | 67 | 54 | 210327606
AC PRO | 4HP17L30P-**A | ED1P30/36B+TDR+TXV | 92G1DF070BE12 | 27600 | 28800 | 15.4 | 12.5 | 8.5 | 2.22 | 64 | 49 | 210327918
AC PRO | 4HP17L48P-**A | EAC4X48C+TDR | 80G2UH110CE20 | 46500 | 44500 | 15.6 | 12.5 | 8.1 | 2.2 | 67 | 54 | 210327605
ROYALTON | 4HP17L18P-**A | EA(C;U)1P24B+TDR+TXV | 96G2UH070BV12 | 18000 | 17400 | 16.4 | 13.5 | 8.1 | 2.08 | 63 | 48 | 210327394
ROYALTON | 4HP17L18P-**A | EA(C;U)1P24B+TDR+TXV | 96G2UH045BV12 | 18000 | 17400 | 16 | 13.5 | 8.1 | 2.06 | 63 | 48 | 210327393
ROYALTON | 4HP17L18P-**A | EA(C;U)1P24B+TDR+TXV | 92G1UH030BE12 | 18000 | 17400 | 16 | 13.5 | 8.1 | 2.08 | 63 | 48 | 210327391
ROYALTON | 4HP17L18P-**A | EA(C;U)1P24B+TDR+TXV | 80G2UH090BE12 | 18000 | 17400 | 16.4 | 14 | 8.1 | 2.12 | 62 | 47 | 210327389
AC PRO | 4HP17L42P-**A | BCE5V42M*4X |  | 41000 | 39000 | 15.4 | 13 | 8.1 | 2.14 | 66 | 52 | 210327650
AC PRO | 4HP17L42P-**A | BCE7E42M*4X |  | 41000 | 40000 | 15.6 | 13 | 8.3 | 2.18 | 65 | 55 | 210327648
AC PRO | 4HP17L48P-**A | EAC4X50/60C+TDR | 80G2UH110CE20L | 46500 | 45000 | 15.2 | 12.5 | 8.1 | 2.18 | 67 | 54 | 210327645
AC PRO | 4HP17L48P-**A | EA(C;U)1P50/60C+TDR+TXV | 80G2UH110CE20L | 46500 | 45000 | 15.2 | 12.5 | 8.1 | 2.18 | 67 | 54 | 210327581
AC PRO | 4HP17L48P-**A | EA(C;U)1P49C+TDR+TXV | 80G2UH110CV20 | 48000 | 45500 | 15.2 | 12.5 | 8.1 | 2.26 | 69 | 56 | 210327562
AC PRO | 4HP17L48P-**A | EA(C;U)1P49C+TDR+TXV | 96G2UH090CE16 | 47500 | 45000 | 15.2 | 12.5 | 8.1 | 2.24 | 69 | 56 | 210327561
AC PRO | 4HP17L48P-**A | EA(C;U)1P49C+TDR+TXV | 80G2UH110CE16 | 48000 | 45000 | 15.4 | 12.5 | 8.1 | 2.26 | 69 | 56 | 210327560
AC PRO | 4HP17L48P-**A | EA(C;U)1P49C+TDR+TXV | 96G1UH090CE16 | 47500 | 45000 | 15.2 | 12.5 | 8.1 | 2.24 | 69 | 56 | 210327559
AC PRO | 4HP17L48P-**A | EA(C;U)1P49C+TDR+TXV | 92G1UH110CE16 | 48000 | 45000 | 15.2 | 12.5 | 8.1 | 2.22 | 69 | 56 | 210327558
LENNOX | EL17XP1-018-230A** | CH35-24B+TDR+TXV | SLP99UH070XV36B* | 18000 | 18000 | 16.4 | 13.5 | 8.1 | 2.1 | 62 | 47 | 210288866
LENNOX | EL17XP1-018-230A** | CH35-24B+TDR+TXV | SL297UH040NV36B* | 18000 | 18000 | 16.4 | 13.5 | 8.1 | 2.08 | 62 | 47 | 210288864
LENNOX | EL17XP1-018-230A** | CH35-24B+TDR+TXV | SL297UH060NV36B* | 18000 | 18000 | 16.4 | 13.5 | 8.1 | 2.08 | 62 | 47 | 210288865
LENNOX | EL17XP1-018-230A** | CH35-24B+TDR+TXV | SL280UH090V48B* | 18000 | 18000 | 16 | 13.5 | 8.1 | 2.08 | 63 | 48 | 210288863
LENNOX | EL17XP1-018-230A** | CH35-24B+TDR+TXV | SL280UH090V36B* | 18000 | 18000 | 16.8 | 14 | 8.1 | 2.08 | 62 | 47 | 210288862
LENNOX | EL17XP1-018-230A** | CH35-24B+TDR+TXV | SL280UH080NV48B* | 18000 | 18000 | 16.8 | 14 | 8.1 | 2.1 | 62 | 47 | 210288861
LENNOX | EL17XP1-018-230A** | CH35-24B+TDR+TXV | ML296UH070XV36B* | 18000 | 18000 | 15.8 | 13 | 8.1 | 2.06 | 63 | 48 | 210288860
LENNOX | EL17XP1-018-230A** | CH35-24B+TDR+TXV | ML296UH045XV36B* | 18000 | 18000 | 16 | 13.5 | 8.1 | 2.06 | 62 | 47 | 210288859
LENNOX | EL17XP1-018-230A** | CBA27UHE-018-230*+TDR |  | 18000 | 17800 | 15.6 | 12.5 | 8.5 | 2.16 | 62 | 46 | 210288818
LENNOX | EL17XP1-018-230A** | CH35-24B+TDR+TXV | ML180UH070V36B* | 18000 | 17600 | 16.4 | 13.5 | 8.1 | 2.12 | 61 | 45 | 210288848
LENNOX | EL17XP1-018-230A** | CH35-24B+TDR+TXV | ML196UH070XE36B* | 18000 | 17800 | 16 | 13.5 | 8.1 | 2.06 | 62 | 46 | 210288857
LENNOX | EL17XP1-018-230A** | CH35-24B+TDR+TXV | ML193UH045XE36B* | 18000 | 18000 | 16.4 | 13.5 | 8.1 | 2.08 | 61 | 46 | 210288853
LENNOX | EL17XP1-018-230A** | CH35-24B+TDR+TXV | ML196UH030XE36B* | 18000 | 18000 | 15.6 | 13 | 8.1 | 2.06 | 62 | 47 | 210288855
LENNOX | EL17XP1-018-230A** | CH35-24B+TDR+TXV | ML193UH030XE36B* | 18000 | 18000 | 16 | 13.5 | 8.1 | 2.08 | 62 | 47 | 210288852
LENNOX | EL17XP1-018-230A** | CH35-24B+TDR+TXV | ML180UH090V48B* | 18000 | 18000 | 16 | 13.5 | 8.1 | 2.06 | 63 | 48 | 210288851
LENNOX | EL17XP1-018-230A** | CH35-24B+TDR+TXV | ML180UH070V48B* | 18000 | 18000 | 16.4 | 14 | 8.1 | 2.1 | 63 | 48 | 210288849
LENNOX | EL17XP1-018-230A** | CH35-24B+TDR+TXV | EL296UH070XV36B* | 18000 | 18000 | 16.4 | 13.5 | 8.1 | 2.1 | 62 | 47 | 210288846
LENNOX | EL17XP1-018-230A** | CH35-24B+TDR+TXV | ML180UH070E36B* | 18000 | 17800 | 16.4 | 13.5 | 8.1 | 2.1 | 62 | 46 | 210288847
LENNOX | EL17XP1-018-230A** | CH35-24B+TDR+TXV | EL296UH070XE36B* | 18000 | 17600 | 16 | 13.5 | 8.1 | 2.06 | 63 | 47 | 210288845
LENNOX | EL17XP1-018-230A** | CH35-24B+TDR+TXV | EL296UH045XE36B* | 18000 | 17800 | 16.4 | 13.5 | 8.1 | 2.08 | 62 | 46 | 210288843
LENNOX | EL17XP1-018-230A** | CH35-24B+TDR+TXV | EL296UH045XV36B* | 18000 | 18000 | 16.4 | 13.5 | 8.1 | 2.06 | 62 | 47 | 210288844
LENNOX | EL17XP1-018-230A** | CH35-24B+TDR+TXV | EL280UH090E36B* | 18000 | 18000 | 16.4 | 13.5 | 8.1 | 2.08 | 61 | 46 | 210288840
LENNOX | EL17XP1-018-230A** | CH35-24B+TDR+TXV | EL196UH070XE36B* | 18000 | 17800 | 16 | 13.5 | 8.1 | 2.06 | 62 | 46 | 210288839
LENNOX | EL17XP1-018-230A** | CH35-24B+TDR+TXV | EL196UH030XE36B* | 18000 | 18000 | 15.6 | 13 | 8.1 | 2.06 | 62 | 47 | 210288837
LENNOX | EL17XP1-018-230A** | CH35-24B+TDR+TXV | EL196UH045XE36B* | 18000 | 17800 | 16 | 13.5 | 8.1 | 2.06 | 62 | 46 | 210288838
LENNOX | EL17XP1-018-230A** | CH35-24B+TDR+TXV | EL195UH060NE36B* | 18000 | 17800 | 16.4 | 13.5 | 8.1 | 2.06 | 62 | 46 | 210288836
LENNOX | EL17XP1-018-230A** | CH35-24B+TDR+TXV | EL195UH040NE36B* | 18000 | 17800 | 16 | 13.5 | 8.1 | 2.06 | 62 | 46 | 210288835
LENNOX | EL17XP1-018-230A** | CH35-24A+TDR+TXV | SL280UH070XV36A* | 18000 | 18000 | 16 | 13.5 | 8.1 | 2.04 | 63 | 48 | 210288833
LENNOX | EL17XP1-018-230A** | CH35-24A+TDR+TXV | SL280UH070V36A* | 18000 | 18000 | 16 | 13.5 | 8.1 | 2.04 | 63 | 48 | 210288832
LENNOX | EL17XP1-018-230A** | CH35-24A+TDR+TXV | SL280UH060NV36A* | 18000 | 18000 | 16.8 | 14 | 8.1 | 2.06 | 61 | 46 | 210288831
LENNOX | EL17XP1-018-230A** | CH35-24A+TDR+TXV | ML180UH045V36A* | 18000 | 17600 | 16.4 | 13.5 | 8.1 | 2.08 | 61 | 45 | 210288827
LENNOX | EL17XP1-018-230A** | CH35-24A+TDR+TXV | ML180UH030V36A* | 18000 | 17600 | 16.4 | 13.5 | 8.1 | 2.08 | 61 | 45 | 210288825
LENNOX | EL17XP1-018-230A** | CH35-24A+TDR+TXV | EL280UH070XE36A* | 18000 | 17800 | 16.4 | 13.5 | 8.1 | 2.06 | 62 | 46 | 210288824
LENNOX | EL17XP1-018-230A** | CH35-24A+TDR+TXV | EL280UH070E36A* | 18000 | 17800 | 16.4 | 13.5 | 8.1 | 2.06 | 62 | 46 | 210288823
LENNOX | EL17XP1-018-230A** | CBA38MV-018/024-230*+TDR |  | 18000 | 18000 | 16 | 13 | 8.3 | 2.16 | 61 | 46 | 210288819
LENNOX | EL17XP1-018-230A** | CH35-24A+TDR+TXV | EL280UH045E36A* | 18000 | 18000 | 16 | 13.5 | 8.1 | 2.02 | 61 | 46 | 210288822
LENNOX | EL17XP1-018-230A** | CBA25UHV-018-230-** |  | 18000 | 17800 | 16 | 13.5 | 8.1 | 2.08 | 62 | 46 | 210288817
LENNOX | EL17XP1-018-230A** | C35-24B+TDR+TXV | SL280UH090V36B* | 18000 | 17600 | 16.4 | 13.5 | 8.1 | 2.1 | 64 | 49 | 210288766
LENNOX | EL17XP1-018-230A** | C35-24B+TDR+TXV | ML296UH045XV36B* | 18000 | 17600 | 15.6 | 13 | 8.1 | 2.06 | 63 | 47 | 210288763
CONCORD | 4HP17L18P-**A | ED1P30/36B+TDR+TXV | 80G1DF070BE12 | 18000 | 17800 | 16 | 13.5 | 8.1 | 2.12 | 62 | 46 | 210326698
CONCORD | 4HP17L30P-**A | EA(C;U)1P36B+TDR+TXV | 96G2UH070BV12 | 30000 | 28000 | 16 | 13 | 8.1 | 2.28 | 66 | 52 | 210326335
CONCORD | 4HP17L30P-**A | EA(C;U)1P36B+TDR+TXV | 96G2UH045BV12 | 29800 | 28000 | 15.6 | 13 | 8.1 | 2.26 | 66 | 52 | 210326334
CONCORD | 4HP17L30P-**A | EA(C;U)1P36B+TDR+TXV | 80G2UH090BV16 | 30000 | 28200 | 16 | 13 | 8.1 | 2.28 | 65 | 51 | 210326333
MRCOOL | MHP17036A-**A | MCDP5060CNPA+TDR+TXV | MGD80SE110C5A | 36000 | 32200 | 16.6 | 13.5 | 8.1 | 2.26 | 68 | 56 | 210326086
CONCORD | 4HP17L48P-**A | EA(C;U)1P48C+TDR+TXV | 92G1UH110CE20 | 46500 | 44500 | 15.4 | 12.5 | 8.1 | 2.18 | 68 | 55 | 210325838
CONCORD | 4HP17L48P-**A | EA(C;U)1P48C+TDR+TXV | 80G1UH090CE20 | 46500 | 44500 | 15.4 | 12.5 | 8.1 | 2.22 | 68 | 55 | 210325837
CONCORD | 4HP17L48P-**A | EA(C;U)1P48B+TDR+TXV | 80G1UH090BE16 | 46500 | 45000 | 15.2 | 12.5 | 8.1 | 2.18 | 67 | 54 | 210325834
CONCORD | 4HP17L48P-**A | EA(C;U)1P48C+TDR+TXV | 80G2UH110CE20L | 46500 | 44500 | 15.6 | 12.5 | 8.1 | 2.2 | 67 | 54 | 210325836
CONCORD | 4HP17L48P-**A | EA(C;U)1P48C+TDR+TXV | 80G2UH110CE20 | 46500 | 44500 | 15.6 | 12.5 | 8.1 | 2.2 | 67 | 54 | 210325835
CONCORD | 4HP17L48P-**A | BCE7E48M*4X |  | 48000 | 45000 | 15.4 | 12.5 | 8.5 | 2.34 | 68 | 54 | 210325832
CONCORD | 4HP17L48P-**A | BCE5V48M*4X |  | 47000 | 45500 | 15.2 | 12.5 | 8.3 | 2.28 | 67 | 53 | 210325831
CONCORD | 4HP17L48P-**A | EAC4X49C+TDR | 92G1UH110CE20 | 47500 | 45000 | 15.4 | 12.5 | 8.1 | 2.24 | 68 | 56 | 210325910
GE | NS17H18SA4-**A | NCUC24BT4+TDR | NF96U045V3B-* | 18000 | 17400 | 16 | 13.5 | 8.1 | 2.06 | 63 | 48 | 210261983
GE | NS17H30SA4-**A | NCUU36BP4+TDR+TXV | NF97U070M3B-* | 30000 | 28000 | 16 | 13 | 8.1 | 2.28 | 66 | 52 | 210262273
GE | NS17H30SA4-**A | NCUU36BP4+TDR+TXV | NF97X060V3B-* | 29800 | 28200 | 15.8 | 13 | 8.1 | 2.26 | 65 | 51 | 210262272
GE | NS17H30SA4-**A | NCUU36BP4+TDR+TXV | NF97X040V3B-* | 30000 | 28200 | 16 | 13 | 8.1 | 2.28 | 65 | 51 | 210262271
GE | NS17H24SA4-**A | NCHC30AT4+TDR | NF80U045T3A-* | 23600 | 21400 | 16.6 | 13.5 | 8.1 | 2.12 | 64 | 49 | 210262077
GE | NS17H24SA4-**A | NCHC30AT4+TDR | NF80X060S3A-* | 23800 | 22000 | 16 | 13 | 8.1 | 2.1 | 63 | 48 | 210262076
GE | NS17H24SA4-**A | NCHC30AT4+TDR | NF80X040S3A-* | 23800 | 22000 | 16 | 13 | 8.1 | 2.1 | 63 | 48 | 210262075
DUCANE | 4HP17L36P-**A | ED1P50/60C+TDR+TXV | 80G1DF110CE20 | 36000 | 32200 | 16.6 | 13.5 | 8.1 | 2.26 | 68 | 56 | 210325047
DUCANE | 4HP17L48P-**A | EAC4X48C+TDR | 80G1UH090CE20 | 46500 | 44500 | 15.4 | 12.5 | 8.1 | 2.22 | 68 | 55 | 210324836
DUCANE | 4HP17L48P-**A | EAC4X48C+TDR | 92G1UH110CE20 | 46500 | 44500 | 15.4 | 12.5 | 8.1 | 2.18 | 68 | 55 | 210324837
DUCANE | 4HP17L48P-**A | EAC4X48C+TDR | 80G2UH110CE20L | 46500 | 44500 | 15.6 | 12.5 | 8.1 | 2.2 | 67 | 54 | 210324835
DUCANE | 4HP17L48P-**A | EAC4X48C+TDR | 80G2UH110CE20 | 46500 | 44500 | 15.6 | 12.5 | 8.1 | 2.2 | 67 | 54 | 210324834
DUCANE | 4HP17L48P-**A | EAC4X48B+TDR | 80G1UH090BE16 | 46500 | 45000 | 15.2 | 12.5 | 8.1 | 2.18 | 67 | 54 | 210324833
DUCANE | 4HP17L48P-**A | ED1P50/60C+TDR+TXV | 96G1DF090CE16 | 47000 | 45000 | 15.2 | 12.5 | 8.1 | 2.2 | 67 | 54 | 210324832
DUCANE | 4HP17L48P-**A | ED1P50/60C+TDR+TXV | 92G1DF090CE16 | 47000 | 45000 | 15.2 | 12.5 | 8.1 | 2.18 | 67 | 54 | 210324831
DUCANE | 4HP17L42P-**A | ED1P48B+TDR+TXV | 80G2DF090BE16 | 41000 | 42000 | 15.4 | 13 | 8.1 | 2.12 | 65 | 50 | 210324908
DUCANE | 4HP17L42P-**A | ED1P48B+TDR+TXV | 80G1DF090BE16 | 40500 | 42000 | 15.4 | 13 | 8.1 | 2.12 | 65 | 50 | 210324907
DUCANE | 4HP17L48P-**A | EA(C;U)1P60C+TDR+TXV | 80G2UH110CE20 | 48000 | 46500 | 15.6 | 13 | 8.3 | 2.38 | 68 | 54 | 210324796
DUCANE | 4HP17L48P-**A | EA(C;U)1P60C+TDR+TXV | 95G1UH100CE20X | 48000 | 46000 | 15.2 | 12.5 | 8.1 | 2.38 | 68 | 55 | 210324795
DUCANE | 4HP17L48P-**A | EA(C;U)1P60C+TDR+TXV | 96G1UH110CE20 | 48000 | 46500 | 15.4 | 12.5 | 8.1 | 2.34 | 68 | 54 | 210324794
DUCANE | 4HP17L48P-**A | EA(C;U)1P60C+TDR+TXV | 80G1UH090CE20 | 48000 | 46000 | 15.6 | 13 | 8.1 | 2.38 | 68 | 55 | 210324793
DUCANE | 4HP17L48P-**A | EA(C;U)1P49C+TDR+TXV | 96G2UH090CV12 | 47500 | 45000 | 15.2 | 12.5 | 8.1 | 2.22 | 68 | 56 | 210324792
DUCANE | 4HP17L48P-**A | EA(C;U)1P49C+TDR+TXV | 96G2UH090CE16 | 47500 | 45000 | 15.2 | 12.5 | 8.1 | 2.24 | 69 | 56 | 210324790
DUCANE | 4HP17L30P-**A | EA(C;U)1P36B+TDR+TXV | 96G2UH045BE12 | 29400 | 27800 | 15.8 | 13 | 8.1 | 2.24 | 65 | 51 | 210325139
DUCANE | 4HP17L30P-**A | EA(C;U)1P36B+TDR+TXV | 80G2UH090BE12 | 29800 | 27800 | 16.2 | 13 | 8.1 | 2.3 | 65 | 51 | 210325137
DUCANE | 4HP17L30P-**A | EA(C;U)1P36B+TDR+TXV | 95G1UH060BE12X | 29600 | 28000 | 15.8 | 13 | 8.1 | 2.26 | 65 | 51 | 210325135
BLUERIDGE | BHP17L48P-**A | BC1P60C+TDR+TXV | BG961UH090CE16 | 48000 | 46000 | 15.4 | 12.5 | 8.1 | 2.36 | 68 | 55 | 210325176
DUCANE | 4HP17L30P-**A | EA(C;U)1P36B+TDR+TXV | 80G1UH090BE16 | 29200 | 27600 | 16.2 | 13 | 8.1 | 2.26 | 65 | 51 | 210325117
DUCANE | 4HP17L30P-**A | EA(C;U)1P36A+TDR+TXV | 80G2UH045AE12 | 29600 | 27800 | 16 | 13 | 8.1 | 2.28 | 65 | 51 | 210325113
BLUERIDGE | BHP17L48P-**A | BC1P48B+TDR+TXV | BG801UH090BE16 | 46500 | 45000 | 15.2 | 12.5 | 8.1 | 2.18 | 67 | 54 | 210325112
DUCANE | 4HP17L48P-**A | EA(C;U)1P49C+TDR+TXV | 80G1UH110CE20 | 48000 | 45500 | 15.2 | 12.5 | 8.1 | 2.26 | 69 | 56 | 210324786
DUCANE | 4HP17L48P-**A | EA(C;U)1P49C+TDR+TXV | 80G2UH110CE16 | 48000 | 45000 | 15.4 | 12.5 | 8.1 | 2.26 | 69 | 56 | 210324789
DUCANE | 4HP17L48P-**A | EA(C;U)1P49C+TDR+TXV | 92G1UH110CE16 | 48000 | 45000 | 15.2 | 12.5 | 8.1 | 2.22 | 69 | 56 | 210324787
DUCANE | 4HP17L48P-**A | EA(C;U)1P49C+TDR+TXV | 96G2UH110CE20 | 47500 | 45000 | 15.2 | 12.5 | 8.1 | 2.24 | 69 | 56 | 210324785
DUCANE | 4HP17L48P-**A | EA(C;U)1P49C+TDR+TXV | 80G2UH110CE20L | 48000 | 45000 | 15.4 | 12.5 | 8.1 | 2.26 | 69 | 56 | 210324784
DUCANE | 4HP17L48P-**A | EA(C;U)1P49C+TDR+TXV | 80G2UH110CE20 | 48000 | 45000 | 15.4 | 12.5 | 8.1 | 2.26 | 69 | 56 | 210324783
DUCANE | 4HP17L48P-**A | EA(C;U)1P49C+TDR+TXV | 96G1UH110CE20 | 48000 | 45000 | 15.2 | 12.5 | 8.1 | 2.26 | 69 | 56 | 210324782
DUCANE | 4HP17L30P-**A | EA(C;U)1P30A+TDR+TXV | 80G2UH045AE12 | 29200 | 27800 | 15.8 | 13 | 8.1 | 2.24 | 65 | 51 | 210325072
LENNOX | ML17XP1-048-230A** | CR33-50/60+TDR+TXV | SL280DF090V60C* | 48000 | 45500 | 15.2 | 12.5 | 8.1 | 2.22 | 67 | 54 | 210051221
LENNOX | ML17XP1-048-230A** | CR33-50/60+TDR+TXV | SL280DF110V60C* | 48000 | 45500 | 15.2 | 12.5 | 8.1 | 2.2 | 67 | 54 | 210051222
LENNOX | ML17XP1-048-230A** | CR33-50/60+TDR+TXV | SL280DF080NV60C* | 47000 | 45000 | 15.2 | 12.5 | 8.1 | 2.22 | 68 | 54 | 210051220
LENNOX | ML17XP1-048-230A** | CR33-50/60+TDR+TXV | ML196DF090XE48C* | 47000 | 45000 | 15.2 | 12.5 | 8.1 | 2.2 | 67 | 54 | 210051217
LENNOX | ML17XP1-048-230A** | CR33-50/60+TDR+TXV | ML196DF110XE60C* | 47000 | 45000 | 15.4 | 12.5 | 8.1 | 2.2 | 67 | 54 | 210051218
LENNOX | ML17XP1-048-230A** | CR33-50/60+TDR+TXV | ML193DF090XE48C* | 47000 | 45000 | 15.2 | 12.5 | 8.1 | 2.18 | 67 | 54 | 210051216
LENNOX | ML17XP1-048-230A** | CR33-50/60+TDR+TXV | ML180DF110E60C* | 47500 | 45000 | 15.8 | 13 | 8.1 | 2.22 | 67 | 53 | 210051215
LENNOX | ML17XP1-048-230A** | CR33-50/60+TDR+TXV | EL296DF110XE60C* | 47000 | 45000 | 15.2 | 12.5 | 8.1 | 2.2 | 67 | 54 | 210051213
LENNOX | ML17XP1-048-230A** | CHX35-60D-**-*+TDR | SLP99UH135XV60D* | 48000 | 46000 | 15.2 | 12.5 | 8.1 | 2.2 | 67 | 53 | 210051203
LENNOX | ML17XP1-048-230A** | CHX35-60D-**-*+TDR | SL280UH135V60D* | 48000 | 46000 | 15.2 | 12.5 | 8.1 | 2.2 | 67 | 53 | 210051202
LENNOX | ML17XP1-048-230A** | CHX35-60D-**-*+TDR | ML196UH135XE60D* | 48000 | 45500 | 15.2 | 12.5 | 8.1 | 2.2 | 67 | 54 | 210051201
LENNOX | ML17XP1-048-230A** | CHX35-60D-**-*+TDR | EL296UH135XV60D* | 48000 | 46000 | 15.2 | 12.5 | 8.1 | 2.18 | 67 | 53 | 210051199
LENNOX | ML17XP1-048-230A** | CHX35-51/61C-**-*+TDR | SLP99UH090XV36C* | 47000 | 45000 | 15.2 | 12.5 | 8.1 | 2.28 | 69 | 56 | 210051194
LENNOX | ML17XP1-048-230A** | CHX35-60D-**-*+TDR | EL296UH135XE60D* | 48000 | 45500 | 15.2 | 12.5 | 8.1 | 2.2 | 67 | 53 | 210051198
LENNOX | ML17XP1-048-230A** | CHX35-51/61C-**-*+TDR | SL280UH110XV60C* | 48000 | 45500 | 15.2 | 12.5 | 8.3 | 2.28 | 69 | 56 | 210051191
LENNOX | ML17XP1-048-230A** | CHX35-51/61C-**-*+TDR | SL280UH100NV60C* | 48000 | 45500 | 15.4 | 12.5 | 8.3 | 2.3 | 69 | 56 | 210051189
LENNOX | ML17XP1-048-230A** | CHX35-51/61C-**-*+TDR | SL280UH110V60C* | 48000 | 45500 | 15.2 | 12.5 | 8.3 | 2.28 | 69 | 56 | 210051190
LENNOX | ML17XP1-048-230A** | CHX35-51/61C-**-*+TDR | SL280UH090V60C* | 48000 | 45500 | 15.2 | 12.5 | 8.3 | 2.32 | 69 | 57 | 210051187
LENNOX | ML17XP1-048-230A** | CHX35-51/61C-**-*+TDR | SL280UH090XV60C* | 48000 | 45500 | 15.2 | 12.5 | 8.3 | 2.32 | 69 | 57 | 210051188
LENNOX | ML17XP1-048-230A** | CHX35-51/61C-**-*+TDR | SL280UH080NV60C* | 48000 | 45500 | 15.6 | 12.5 | 8.3 | 2.32 | 69 | 56 | 210051186
LENNOX | ML17XP1-048-230A** | CHX35-51/61C-**-*+TDR | ML193UH110XE60C* | 47500 | 45500 | 15.2 | 12.5 | 8.3 | 2.28 | 69 | 56 | 210051181
LENNOX | ML17XP1-048-230A** | CHX35-51/61C-**-*+TDR | ML296UH110XV60C* | 48000 | 45500 | 15.2 | 12.5 | 8.3 | 2.32 | 69 | 57 | 210051185
LENNOX | ML17XP1-048-230A** | CHX35-51/61C-**-*+TDR | ML193UH110XE48C* | 47500 | 45000 | 15.4 | 12.5 | 8.3 | 2.32 | 69 | 57 | 210051180
LENNOX | ML17XP1-048-230A** | CHX35-51/61C-**-*+TDR | ML196UH110XE60C* | 47500 | 45000 | 15.4 | 12.5 | 8.3 | 2.28 | 69 | 56 | 210051183
LENNOX | ML17XP1-048-230A** | CHX35-51/61C-**-*+TDR | ML180UH110E60C* | 48000 | 45500 | 15.2 | 12.5 | 8.3 | 2.3 | 69 | 56 | 210051177
LENNOX | ML17XP1-048-230A** | CHX35-51/61C-**-*+TDR | ML193UH090XE48C* | 47000 | 45000 | 15.2 | 12.5 | 8.3 | 2.3 | 69 | 57 | 210051179
LENNOX | ML17XP1-048-230A** | CHX35-51/61C-**-*+TDR | ML180UH110V60C* | 48000 | 45500 | 15.4 | 12.5 | 8.3 | 2.3 | 69 | 56 | 210051178
LENNOX | ML17XP1-048-230A** | CHX35-51/61C-**-*+TDR | ML180UH090E60C* | 47000 | 44500 | 15.6 | 12.5 | 8.3 | 2.3 | 69 | 57 | 210051176
LENNOX | ML17XP1-048-230A** | CHX35-51/61C-**-*+TDR | EL296UH110XE60C* | 47000 | 45000 | 15.2 | 12.5 | 8.1 | 2.28 | 69 | 56 | 210051174
LENNOX | ML17XP1-048-230A** | CHX35-51/61C-**-*+TDR | EL296UH090XV36C* | 47000 | 45000 | 15.2 | 12.5 | 8.1 | 2.28 | 69 | 56 | 210051171
LENNOX | ML17XP1-048-230A** | CHX35-51/61C-**-*+TDR | EL280UH110E60C* | 47500 | 45000 | 15.4 | 12.5 | 8.3 | 2.28 | 69 | 56 | 210051169
LENNOX | ML17XP1-048-230A** | CHX35-51/61C-**-*+TDR | EL196UH110XE60C* | 47500 | 45000 | 15.4 | 12.5 | 8.3 | 2.28 | 69 | 56 | 210051167
CONCORD | 4HP17L42P-**A | ED1P48B+TDR+TXV | 80G2DF090BE16 | 41000 | 42000 | 15.4 | 13 | 8.1 | 2.12 | 65 | 50 | 210325992
BLUERIDGE | BHP17L18P-**A | BC1P24A+TDR+TXV | BG962UH070BV12 | 18000 | 17400 | 16.4 | 13.5 | 8.1 | 2.08 | 63 | 48 | 210325588
BLUERIDGE | BHP17L18P-**A | BC1P24A+TDR+TXV | BG802UH090BE12 | 18000 | 17400 | 16.4 | 14 | 8.1 | 2.12 | 62 | 47 | 210325586
BLUERIDGE | BHP17L30P-**A | BC1P36A+TDR+TXV | BG962UH070BV12 | 30000 | 28000 | 16 | 13 | 8.1 | 2.28 | 66 | 52 | 210325416
BLUERIDGE | BHP17L30P-**A | BC1P36A+TDR+TXV | BG802UH090BV16 | 30000 | 28200 | 16 | 13 | 8.1 | 2.28 | 65 | 51 | 210325414
BLUERIDGE | BHP17L30P-**A | BC1P36A+TDR+TXV | BG801UH070BE12 | 29600 | 27800 | 16 | 13 | 8.1 | 2.26 | 65 | 51 | 210325413
BLUERIDGE | BHP17L30P-**A | BC1P36A+TDR+TXV | BG802UH090BE12 | 29800 | 27800 | 16.2 | 13 | 8.1 | 2.3 | 65 | 51 | 210325411
DUCANE | 4HP17L30P-**A | EAC4X36B+TDR | 95G1UH060BE12X | 29600 | 28000 | 15.8 | 13 | 8.1 | 2.26 | 65 | 51 | 210325312
LENNOX | ML17XP1-048-230A** | CX35-60C+TDR | ML180UH110E60C* | 48000 | 47000 | 15.4 | 12.5 | 8.3 | 2.34 | 67 | 54 | 210051367
LENNOX | ML17XP1-048-230A** | CX35-60C+TDR | EL280UH110XE60C* | 48000 | 46500 | 15.6 | 13 | 8.3 | 2.38 | 68 | 54 | 210051358
LENNOX | ML17XP1-048-230A** | CX35-60C+TDR | EL296UH090XV36C* | 48000 | 46000 | 15.2 | 12.5 | 8.1 | 2.36 | 68 | 55 | 210051360
LENNOX | ML17XP1-048-230A** | CX35-60C+TDR | ML193UH110XE48C* | 48000 | 46500 | 15.4 | 12.5 | 8.1 | 2.36 | 68 | 54 | 210051370
DUCANE | 4HP17L18P-**A | EA(C;U)1P24B+TDR+TXV | 92G1UH030BE12 | 18000 | 17400 | 16 | 13.5 | 8.1 | 2.08 | 63 | 48 | 210325685
LENNOX | ML17XP1-048-230A** | CX35-60C+TDR | ML196UH090XE48C* | 48000 | 46000 | 15.4 | 12.5 | 8.1 | 2.36 | 68 | 55 | 210051372
LENNOX | ML17XP1-048-230A** | CX35-60C+TDR | ML180UH110V60C* | 48000 | 47000 | 15.6 | 13 | 8.3 | 2.36 | 67 | 54 | 210051368
DUCANE | 4HP17L18P-**A | BCE7E18M*4X |  | 18000 | 17800 | 15.6 | 12.5 | 8.5 | 2.16 | 62 | 46 | 210325653
DUCANE | 4HP17L18P-**A | EA(C;U)1P24B+TDR+TXV | 96G2UH045BV12 | 18000 | 17400 | 16 | 13.5 | 8.1 | 2.06 | 63 | 48 | 210325687
DUCANE | 4HP17L18P-**A | EA(C;U)1P24B+TDR+TXV | 96G2UH070BV12 | 18000 | 17400 | 16.4 | 13.5 | 8.1 | 2.08 | 63 | 48 | 210325688
LENNOX | ML17XP1-048-230A** | CX35-60C+TDR | ML193UH110XE60C* | 48000 | 47000 | 15.4 | 12.5 | 8.3 | 2.32 | 67 | 54 | 210051371
DUCANE | 4HP17L30P-**A | EAC4X36B+TDR | 96G1UH070BE12 | 29400 | 27800 | 15.6 | 13 | 8.1 | 2.26 | 65 | 51 | 210325308
LENNOX | ML17XP1-048-230A** | CX35-60C+TDR | EL296UH110XV48C* | 48000 | 47000 | 15.2 | 12.5 | 8.1 | 2.34 | 68 | 54 | 210051364
DUCANE | 4HP17L30P-**A | EAC4X36B+TDR | 96G1UH045BE12 | 29400 | 27800 | 15.6 | 12.5 | 8.1 | 2.26 | 66 | 53 | 210325306
LENNOX | ML17XP1-048-230A** | CX35-60C+TDR | EL296UH110XE60C* | 48000 | 46000 | 15.4 | 12.5 | 8.1 | 2.38 | 68 | 55 | 210051363
LENNOX | ML17XP1-048-230A** | CX35-60C+TDR | EL296UH090XE48C* | 48000 | 46000 | 15.4 | 12.5 | 8.1 | 2.34 | 68 | 55 | 210051359
LENNOX | ML17XP1-048-230A** | CX35-60C+TDR | ML180UH090E60C* | 48000 | 46000 | 15.6 | 13 | 8.1 | 2.38 | 68 | 55 | 210051366
LENNOX | ML17XP1-048-230A** | CX35-60C+TDR | EL280UH110E60C* | 48000 | 46500 | 15.6 | 13 | 8.3 | 2.38 | 68 | 54 | 210051357
LENNOX | ML17XP1-048-230A** | CX35-60C+TDR | EL280UH110E48C* | 48000 | 46500 | 15.6 | 13 | 8.3 | 2.36 | 68 | 54 | 210051356
LENNOX | ML17XP1-048-230A** | CX35-60C+TDR | EL196UH090XE48C* | 48000 | 46000 | 15.4 | 12.5 | 8.1 | 2.36 | 68 | 55 | 210051354
LENNOX | ML17XP1-048-230A** | CX35-60C+TDR | EL196UH110XE60C* | 48000 | 46500 | 15.4 | 12.5 | 8.1 | 2.34 | 68 | 54 | 210051355
LENNOX | ML17XP1-048-230A** | CX35-60C+TDR | EL195UH100NE60C* | 48000 | 46000 | 15.2 | 12.5 | 8.1 | 2.38 | 68 | 55 | 210051353
LENNOX | ML17XP1-048-230A** | CX35-50/60C+TDR | SL280UH080NV60C* | 47000 | 45000 | 15.2 | 12.5 | 8.1 | 2.2 | 68 | 54 | 210051340
LENNOX | ML17XP1-048-230A** | CX35-50/60C+TDR | EL280UH110E60C* | 46500 | 45000 | 15.2 | 12.5 | 8.1 | 2.18 | 67 | 54 | 210051322
LENNOX | ML17XP1-048-230A** | CX35-50/60C+TDR | EL280UH110XE60C* | 46500 | 45000 | 15.2 | 12.5 | 8.1 | 2.18 | 67 | 54 | 210051323
LENNOX | ML17XP1-048-230A** | CH35-60D+TDR+TXV | SLP99UH135XV60D* | 48000 | 46000 | 15.2 | 12.5 | 8.1 | 2.2 | 67 | 53 | 210051119
LENNOX | ML17XP1-048-230A** | CH35-60D+TDR+TXV | SL280UH135V60D* | 48000 | 46000 | 15.2 | 12.5 | 8.1 | 2.2 | 67 | 53 | 210051118
LENNOX | ML17XP1-048-230A** | CH35-60D+TDR+TXV | ML196UH135XE60D* | 48000 | 45500 | 15.2 | 12.5 | 8.1 | 2.2 | 67 | 54 | 210051117
LENNOX | ML17XP1-048-230A** | CH35-60D+TDR+TXV | EL296UH135XV60D* | 48000 | 46000 | 15.2 | 12.5 | 8.1 | 2.18 | 67 | 53 | 210051115
LENNOX | ML17XP1-048-230A** | CH35-60D+TDR+TXV | EL296UH135XE60D* | 48000 | 45500 | 15.2 | 12.5 | 8.1 | 2.2 | 67 | 53 | 210051114
LENNOX | ML17XP1-048-230A** | CH35-51C+TDR+TXV | SL280UH090V60C* | 48000 | 45500 | 15.2 | 12.5 | 8.3 | 2.32 | 69 | 57 | 210051106
COMFORT-AIRE | HRG1**8S1R-**A | EAH1P24B+TDR+TXV | GUH96T045B3M | 18000 | 18000 | 16.4 | 13.5 | 8.1 | 2.06 | 62 | 47 | 210330545
COMFORT-AIRE | HRG1**8S1R-**A | EAH1P24B+TDR+TXV | GUH92C070B3M | 18000 | 17800 | 16.4 | 13.5 | 8.1 | 2.1 | 62 | 46 | 210330544
COMFORT-AIRE | HRG1**8S1R-**A | EAH1P24B+TDR+TXV | GUH92C045B3M | 18000 | 18000 | 16.4 | 13.5 | 8.1 | 2.08 | 61 | 46 | 210330543
COMFORT-AIRE | HRG1**8S1R-**A | EAH1P24B+TDR+TXV | GUH96C070B3M | 18000 | 17800 | 16 | 13.5 | 8.1 | 2.06 | 62 | 46 | 210330542
COMFORT-AIRE | HRG1**8S1R-**A | EAH1P24B+TDR+TXV | GUH96C045B3M | 18000 | 17800 | 16 | 13.5 | 8.1 | 2.06 | 62 | 46 | 210330541
COMFORT-AIRE | HRG1548S1R-**A | EA(C;U)1P49C+TDR+TXV | GUH96C110C5M | 48000 | 45000 | 15.2 | 12.5 | 8.1 | 2.26 | 69 | 56 | 210330323
COMFORT-AIRE | HRG1548S1R-**A | EA(C;U)1P49C+TDR+TXV | GUH92C110C5M | 47500 | 45000 | 15.4 | 12.5 | 8.1 | 2.24 | 68 | 56 | 210330322
COMFORT-AIRE | HRG1548S1R-**A | EA(C;U)1P48B+TDR+TXV | GUH92C110C4M | 46500 | 45000 | 15.2 | 12.5 | 8.1 | 2.18 | 68 | 54 | 210330318
COMFORT-AIRE | HRG1548S1R-**A | EA(C;U)1P48B+TDR+TXV | GUH96C110C5M | 46500 | 45000 | 15.2 | 12.5 | 8.1 | 2.18 | 67 | 54 | 210330317
COMFORT-AIRE | HRG1**8S1R-**A | EA(C;U)1P24A+TDR+TXV | GUH97M070B3M | 18000 | 17400 | 16.4 | 13.5 | 8.1 | 2.08 | 63 | 48 | 210330526
COMFORT-AIRE | HRG1**8S1R-**A | EA(C;U)1P24A+TDR+TXV | GUH96T070B3M | 18000 | 17400 | 16.4 | 13.5 | 8.1 | 2.08 | 63 | 48 | 210330525
AIREASE | 4SHP17LE130P-**A | EA(C;U)1P30A+TDR+TXV | A80US2V090B16 | 29200 | 28000 | 15.6 | 13 | 8.1 | 2.18 | 66 | 52 | 210329990
AIREASE | 4SHP17LE130P-**A | EA(C;U)1P30A+TDR+TXV | A80US2V090B12 | 29400 | 27800 | 16 | 13 | 8.1 | 2.2 | 65 | 51 | 210329984
AIREASE | 4SHP17LE130P-**A | EA(C;U)1P30A+TDR+TXV | A80US2V080B16X | 29200 | 27800 | 15.8 | 13 | 8.1 | 2.2 | 65 | 51 | 210329983
AIREASE | 4SHP17LE142P-**A | ED1P48B+TDR+TXV | A93DF1E090C16 | 40500 | 42000 | 15.2 | 12.5 | 8.1 | 2.12 | 65 | 51 | 210329816
AIREASE | 4SHP17LE142P-**A | ED1P48B+TDR+TXV | A96DF2E090C16 | 40500 | 42000 | 15.2 | 12.5 | 8.1 | 2.12 | 65 | 51 | 210329815
LENNOX | EL17XP1-048-230A** | C35-48C+TDR+TXV | EL280UH110E60C* | 46500 | 44500 | 15.6 | 12.5 | 8.1 | 2.2 | 67 | 54 | 210295364
LENNOX | EL17XP1-048-230A** | C35-48C+TDR+TXV | EL196UH110XE60C* | 46500 | 45000 | 15.2 | 12.5 | 8.1 | 2.18 | 67 | 54 | 210295362
LENNOX | EL17XP1-048-230A** | C35-48B+TDR+TXV | ML180UH090E48B* | 46500 | 45000 | 15.2 | 12.5 | 8.1 | 2.18 | 67 | 54 | 210295348
LENNOX | EL17XP1-048-230A** | CX35-50/60C+TDR | EL280UH110E60C* | 46500 | 45000 | 15.2 | 12.5 | 8.1 | 2.18 | 67 | 54 | 210295789
LENNOX | EL17XP1-048-230A** | CX35-50/60C+TDR | EL280UH110XE60C* | 46500 | 45000 | 15.2 | 12.5 | 8.1 | 2.18 | 67 | 54 | 210295790
LENNOX | EL17XP1-048-230A** | CX35-49C+TDR | SLP99UH090XV36C* | 47500 | 45000 | 15.2 | 12.5 | 8.1 | 2.22 | 68 | 56 | 210295781
LENNOX | EL17XP1-048-230A** | CX35-49C+TDR | SL280UH100NV60C* | 48000 | 45500 | 15.4 | 12.5 | 8.1 | 2.26 | 69 | 56 | 210295776
LENNOX | EL17XP1-048-230A** | CX35-49C+TDR | ML196UH110XE60C* | 48000 | 45000 | 15.2 | 12.5 | 8.1 | 2.26 | 69 | 56 | 210295770
LENNOX | EL17XP1-048-230A** | CX35-49C+TDR | SL280UH110XV60C* | 48000 | 45500 | 15.2 | 12.5 | 8.1 | 2.26 | 69 | 56 | 210295778
LENNOX | EL17XP1-048-230A** | CX35-49C+TDR | SL280UH110V60C* | 48000 | 45500 | 15.2 | 12.5 | 8.1 | 2.26 | 69 | 56 | 210295777
LENNOX | EL17XP1-048-230A** | CX35-49C+TDR | SL280UH090V60C* | 48000 | 45500 | 15.2 | 12.5 | 8.1 | 2.26 | 69 | 56 | 210295774
LENNOX | EL17XP1-048-230A** | CX35-49C+TDR | SL280UH090XV60C* | 48000 | 45500 | 15.2 | 12.5 | 8.1 | 2.26 | 69 | 56 | 210295775
LENNOX | EL17XP1-048-230A** | CX35-49C+TDR | SL280UH080NV60C* | 48000 | 45500 | 15.6 | 13 | 8.1 | 2.28 | 69 | 56 | 210295773
LENNOX | EL17XP1-048-230A** | CX35-49C+TDR | ML193UH110XE60C* | 47500 | 45000 | 15.4 | 12.5 | 8.1 | 2.24 | 68 | 56 | 210295767
LENNOX | EL17XP1-048-230A** | CX35-49C+TDR | ML296UH110XV60C* | 48000 | 45500 | 15.2 | 12.5 | 8.1 | 2.24 | 69 | 56 | 210295772
LENNOX | EL17XP1-048-230A** | CX35-49C+TDR | ML196UH090XE48C* | 47500 | 45000 | 15.2 | 12.5 | 8.1 | 2.24 | 69 | 56 | 210295768
LENNOX | EL17XP1-048-230A** | CX35-49C+TDR | ML196UH090XE60C* | 47500 | 45000 | 15.2 | 12.5 | 8.1 | 2.22 | 68 | 56 | 210295769
LENNOX | EL17XP1-048-230A** | CX35-49C+TDR | ML193UH110XE48C* | 48000 | 45000 | 15.2 | 12.5 | 8.1 | 2.22 | 69 | 56 | 210295766
LENNOX | EL17XP1-048-230A** | CX35-49C+TDR | ML180UH110E60C* | 48000 | 45500 | 15.2 | 12.5 | 8.1 | 2.26 | 69 | 56 | 210295763
LENNOX | EL17XP1-048-230A** | CX35-49C+TDR | ML180UH110V60C* | 48000 | 45500 | 15.4 | 12.5 | 8.1 | 2.26 | 69 | 56 | 210295764
LENNOX | EL17XP1-048-230A** | CX35-49C+TDR | EL296UH090XE48C* | 47500 | 45000 | 15.2 | 12.5 | 8.1 | 2.24 | 69 | 56 | 210295755
LENNOX | EL17XP1-048-230A** | CX35-49C+TDR | ML180UH090E60C* | 48000 | 45000 | 15.6 | 13 | 8.1 | 2.26 | 68 | 56 | 210295762
LENNOX | EL17XP1-048-230A** | CX35-49C+TDR | EL296UH110XE60C* | 47500 | 45000 | 15.2 | 12.5 | 8.1 | 2.24 | 69 | 56 | 210295759
LENNOX | EL17XP1-048-230A** | CX35-49C+TDR | EL296UH090XV36C* | 47500 | 45000 | 15.2 | 12.5 | 8.1 | 2.22 | 68 | 56 | 210295756
LENNOX | ML17XP1-030-230A** | CH35-36C+TDR+TXV | SL280UH100NV60C* | 30000 | 29400 | 15.4 | 12.5 | 8.5 | 2.22 | 65 | 51 | 210047007
LENNOX | ML17XP1-030-230A** | CH35-36C+TDR+TXV | ML296UH110XV60C* | 29600 | 28800 | 15.6 | 13 | 8.5 | 2.24 | 65 | 51 | 210046999
LENNOX | ML17XP1-030-230A** | CH35-36C+TDR+TXV | ML196UH090XE48C* | 28200 | 28000 | 15.6 | 12.5 | 8.3 | 2.22 | 66 | 52 | 210046990
LENNOX | ML17XP1-030-230A** | CH35-36C+TDR+TXV | ML296UH090XV48C* | 28600 | 28200 | 15.4 | 12.5 | 8.3 | 2.24 | 66 | 52 | 210046996
LENNOX | ML17XP1-030-230A** | CH35-36C+TDR+TXV | ML196UH110XE60C* | 29400 | 28800 | 15.6 | 12.5 | 8.5 | 2.26 | 65 | 51 | 210046994
LENNOX | ML17XP1-030-230A** | CH35-36C+TDR+TXV | ML196UH090XE60C* | 29200 | 28600 | 15.6 | 12.5 | 8.5 | 2.24 | 66 | 52 | 210046992
LENNOX | ML17XP1-030-230A** | CH35-36C+TDR+TXV | ML196UH090XE36C* | 28800 | 28400 | 15.4 | 12.5 | 8.3 | 2.22 | 65 | 51 | 210046988
LENNOX | ML17XP1-030-230A** | CH35-36C+TDR+TXV | ML193UH110XE60C* | 29200 | 28600 | 15.6 | 12.5 | 8.5 | 2.24 | 66 | 52 | 210046986
LENNOX | ML17XP1-030-230A** | CH35-36C+TDR+TXV | ML193UH110XE48C* | 28800 | 28200 | 15.8 | 13 | 8.3 | 2.24 | 66 | 52 | 210046985
LENNOX | ML17XP1-030-230A** | CH35-36C+TDR+TXV | ML193UH090XE48C* | 28800 | 28400 | 15.6 | 12.5 | 8.3 | 2.24 | 65 | 51 | 210046981
LENNOX | ML17XP1-030-230A** | CH35-36C+TDR+TXV | ML193UH090XE36C* | 28800 | 28200 | 15.6 | 13 | 8.3 | 2.24 | 66 | 52 | 210046980
LENNOX | ML17XP1-030-230A** | CH35-36C+TDR+TXV | ML180UH110V60C* | 30000 | 29200 | 15.6 | 12.5 | 8.5 | 2.24 | 65 | 51 | 210046978
LENNOX | ML17XP1-030-230A** | CH35-36C+TDR+TXV | ML180UH090E60C* | 29400 | 28600 | 15.8 | 13 | 8.5 | 2.26 | 66 | 52 | 210046974
LENNOX | ML17XP1-030-230A** | CH35-36C+TDR+TXV | ML180UH110E60C* | 29000 | 28400 | 15.6 | 13 | 8.3 | 2.22 | 65 | 51 | 210046976
LENNOX | ML17XP1-030-230A** | CX35-30A+TDR | ML180UH045V36A* | 29400 | 28000 | 15.6 | 13 | 8.1 | 2.22 | 66 | 52 | 210047163
LENNOX | ML17XP1-030-230A** | CH35-36C+TDR+TXV | EL296UH110XV60C* | 30000 | 29200 | 15.2 | 12.5 | 8.5 | 2.22 | 66 | 52 | 210046972
LENNOX | ML17XP1-030-230A** | CH35-36C+TDR+TXV | EL296UH110XV48C* | 29000 | 28400 | 15.6 | 12.5 | 8.3 | 2.22 | 65 | 51 | 210046970
LENNOX | ML17XP1-030-230A** | CH35-36C+TDR+TXV | EL296UH110XE60C* | 29400 | 28800 | 15.6 | 12.5 | 8.5 | 2.24 | 65 | 51 | 210046969
LENNOX | ML17XP1-030-230A** | CH35-36C+TDR+TXV | EL296UH090XV36C* | 28800 | 28200 | 15.6 | 12.5 | 8.3 | 2.22 | 66 | 52 | 210046962
LENNOX | ML17XP1-030-230A** | CH35-36C+TDR+TXV | EL296UH090XV48C* | 28600 | 28200 | 15.6 | 13 | 8.3 | 2.22 | 65 | 51 | 210046965
LENNOX | ML17XP1-030-230A** | CH35-36C+TDR+TXV | EL280UH110XE60C* | 29400 | 28800 | 15.6 | 12.5 | 8.5 | 2.22 | 65 | 51 | 210046959
LENNOX | ML17XP1-030-230A** | CH35-36C+TDR+TXV | EL196UH110XE60C* | 29400 | 28800 | 15.6 | 12.5 | 8.5 | 2.26 | 65 | 51 | 210046954
LENNOX | ML17XP1-030-230A** | CH35-36C+TDR+TXV | EL180UH100NE60C* | 28800 | 28400 | 15.4 | 12.5 | 8.3 | 2.22 | 66 | 52 | 210046943
LENNOX | ML17XP1-030-230A** | CH35-36C+TDR+TXV | EL296UH090XE48C* | 28600 | 28000 | 15.8 | 13 | 8.3 | 2.26 | 66 | 52 | 210046960
LENNOX | ML17XP1-030-230A** | CH35-36C+TDR+TXV | EL280UH110E60C* | 29400 | 28800 | 15.6 | 12.5 | 8.5 | 2.22 | 65 | 51 | 210046958
LENNOX | ML17XP1-030-230A** | CH35-36C+TDR+TXV | EL280UH110E48C* | 28400 | 28000 | 15.8 | 13 | 8.3 | 2.22 | 66 | 52 | 210046956
LENNOX | ML17XP1-030-230A** | CH35-36C+TDR+TXV | EL196UH090XE48C* | 28200 | 28000 | 15.6 | 12.5 | 8.3 | 2.22 | 66 | 52 | 210046951
LENNOX | ML17XP1-030-230A** | CH35-36C+TDR+TXV | EL195UH100NE60C* | 29400 | 28800 | 15.4 | 12.5 | 8.5 | 2.24 | 65 | 51 | 210046948
LENNOX | ML17XP1-030-230A** | CH35-36C+TDR+TXV | EL195UH080NE48C* | 28200 | 28000 | 15.4 | 12.5 | 8.3 | 2.22 | 66 | 52 | 210046945
AIREASE | 4SHP17LE148P-**A | EA(C;U)1P48B+TDR+TXV | A96UH2E110C20 | 46500 | 45000 | 15.2 | 12.5 | 8.1 | 2.18 | 67 | 54 | 210329711
AIREASE | 4SHP17LE148P-**A | EA(C;U)1P48B+TDR+TXV | A96UH1E110C20 | 46500 | 45000 | 15.2 | 12.5 | 8.1 | 2.18 | 67 | 54 | 210329710
AIREASE | 4SHP17LE148P-**A | EA(C;U)1P48B+TDR+TXV | A80UH2E110C20 | 46500 | 44500 | 15.6 | 12.5 | 8.1 | 2.2 | 67 | 54 | 210329707
AIREASE | 4SHP17LE148P-**A | EA(C;U)1P48B+TDR+TXV | A93UH1E110C20 | 46500 | 44500 | 15.4 | 12.5 | 8.1 | 2.18 | 68 | 55 | 210329709
AIREASE | 4SHP17LE148P-**A | EA(C;U)1P48B+TDR+TXV | A80UH1E090C20 | 46500 | 44500 | 15.4 | 12.5 | 8.1 | 2.22 | 68 | 55 | 210329708
ARMSTRONG AIR | 4SHP17LE130P-**A | ED1P30/36A+TDR+TXV | A93DF1E045B12 | 27600 | 28800 | 15.4 | 12.5 | 8.5 | 2.2 | 64 | 49 | 210329442
ARMSTRONG AIR | 4SHP17LE130P-**A | ED1P30/36A+TDR+TXV | A96DF1E070B16 | 27800 | 29000 | 15.2 | 12.5 | 8.5 | 2.2 | 63 | 49 | 210329441
ARMSTRONG AIR | 4SHP17LE130P-**A | ED1P30/36A+TDR+TXV | A80DF1E090B16 | 28200 | 29000 | 15.6 | 12.5 | 8.5 | 2.24 | 64 | 50 | 210329440
AIREASE | 4SHP17LE148P-**A | EA(C;U)1P48B+TDR+TXV | A80UH1E090B16 | 46500 | 45000 | 15.2 | 12.5 | 8.1 | 2.18 | 67 | 54 | 210329706
AIREASE | 4SHP17LE148P-**A | BCE7S48M*4X |  | 47500 | 45000 | 15.2 | 12.5 | 8.5 | 2.28 | 68 | 54 | 210329705
AIREASE | 4SHP17LE148P-**A | BCE7E48M*4X |  | 48000 | 45000 | 15.4 | 12.5 | 8.5 | 2.34 | 68 | 54 | 210329704
ARMSTRONG AIR | 4SHP17LE118P-**A | ED1P30/36A+TDR+TXV | A80DS2V090B16 | 18000 | 18000 | 16 | 13.5 | 8.5 | 2.1 | 64 | 50 | 210329701
ARMSTRONG AIR | 4SHP17LE118P-**A | ED1P30/36A+TDR+TXV | A96DS2V070B16 | 18000 | 18000 | 15.6 | 13 | 8.3 | 2.04 | 64 | 50 | 210329700
ARMSTRONG AIR | 4SHP17LE118P-**A | ED1P30/36A+TDR+TXV | A96DS2V045B12 | 18000 | 18000 | 16.4 | 13.5 | 8.5 | 2.16 | 63 | 48 | 210329699
ARMSTRONG AIR | 4SHP17LE118P-**A | EA(C;U)1P24A+TDR+TXV | A93UH1E030B12 | 18000 | 17400 | 16 | 13.5 | 8.1 | 2.08 | 63 | 48 | 210329593
ARMSTRONG AIR | 4SHP17LE118P-**A | EA(C;U)1P24A+TDR+TXV | A93UH1E070B12 | 18000 | 17200 | 16.2 | 13.5 | 8.1 | 2.1 | 63 | 48 | 210329589
ARMSTRONG AIR | 4SHP17LE118P-**A | EA(C;U)1P24A+TDR+TXV | A80UH2E090B12 | 18000 | 17400 | 16.4 | 14 | 8.1 | 2.12 | 62 | 47 | 210329591
ARMSTRONG AIR | 4SHP17LE130P-**A | EA(C;U)1P36A+TDR+TXV | A93UH1E070B12 | 29400 | 27600 | 16 | 13 | 8.1 | 2.28 | 66 | 52 | 210329394
ARMSTRONG AIR | 4SHP17LE130P-**A | EA(C;U)1P36A+TDR+TXV | A93UH1E045B12 | 29400 | 27800 | 15.8 | 13 | 8.1 | 2.26 | 65 | 51 | 210329393
ARMSTRONG AIR | 4SHP17LE130P-**A | EA(C;U)1P36A+TDR+TXV | A80UH1E080B16X | 30000 | 28400 | 15.6 | 12.5 | 8.1 | 2.24 | 65 | 51 | 210329392
ARMSTRONG AIR | 4SHP17LE130P-**A | EA(C;U)1P36A+TDR+TXV | A80UH2E090B16 | 29400 | 27600 | 16.2 | 13 | 8.1 | 2.28 | 65 | 51 | 210329391
ARMSTRONG AIR | 4SHP17LE130P-**A | EA(C;U)1P36A+TDR+TXV | A80UH1E090B16 | 29200 | 27600 | 16.2 | 13 | 8.1 | 2.26 | 65 | 51 | 210329390
ARMSTRONG AIR | 4SHP17LE130P-**A | EA(C;U)1P36A+TDR+TXV | A80US2V070A12L | 30000 | 28200 | 15.8 | 13 | 8.1 | 2.26 | 65 | 51 | 210329389
ARMSTRONG AIR | 4SHP17LE130P-**A | EA(C;U)1P36A+TDR+TXV | A80US2V070A12 | 30000 | 28200 | 15.8 | 13 | 8.1 | 2.26 | 65 | 51 | 210329388
ARMSTRONG AIR | 4SHP17LE136P-**A | ED1P50/60C+TDR+TXV | A97DSMV090C20 | 36000 | 32600 | 15.8 | 13 | 8.1 | 2.18 | 68 | 55 | 210329330
ARMSTRONG AIR | 4SHP17LE136P-**A | ED1P50/60C+TDR+TXV | A96DS2V110C20 | 36000 | 32600 | 15.8 | 13 | 8.1 | 2.18 | 68 | 55 | 210329329
ARMSTRONG AIR | 4SHP17LE136P-**A | ED1P50/60C+TDR+TXV | A96DS2V090C20 | 36000 | 32600 | 15.8 | 13 | 8.1 | 2.18 | 68 | 55 | 210329328
LENNOX | EL17XP1-048-230A** | C35-60C+TDR+TXV | ML193UH110XE60C* | 48000 | 47000 | 15.4 | 12.5 | 8.3 | 2.32 | 67 | 54 | 210295484
LENNOX | EL17XP1-048-230A** | C35-60C+TDR+TXV | SL280UH080NV60C* | 48000 | 46500 | 15.8 | 13 | 8.3 | 2.38 | 68 | 54 | 210295490
LENNOX | EL17XP1-048-230A** | C35-60C+TDR+TXV | ML296UH110XV60C* | 48000 | 47000 | 15.4 | 12.5 | 8.3 | 2.36 | 68 | 54 | 210295489
LENNOX | EL17XP1-048-230A** | C35-60C+TDR+TXV | ML196UH110XE60C* | 48000 | 46500 | 15.4 | 12.5 | 8.1 | 2.34 | 68 | 54 | 210295487
LENNOX | EL17XP1-048-230A** | C35-60C+TDR+TXV | ML196UH090XE48C* | 48000 | 46000 | 15.4 | 12.5 | 8.1 | 2.36 | 68 | 55 | 210295485
LENNOX | EL17XP1-048-230A** | C35-60C+TDR+TXV | ML180UH110E60C* | 48000 | 47000 | 15.4 | 12.5 | 8.3 | 2.34 | 67 | 54 | 210295480
LENNOX | EL17XP1-048-230A** | C35-60C+TDR+TXV | ML193UH110XE48C* | 48000 | 46500 | 15.4 | 12.5 | 8.1 | 2.36 | 68 | 54 | 210295483
LENNOX | EL17XP1-048-230A** | CH35-51C+TDR+TXV | ML193UH110XE60C* | 47500 | 45500 | 15.2 | 12.5 | 8.3 | 2.28 | 69 | 56 | 210295568
LENNOX | EL17XP1-048-230A** | C35-60C+TDR+TXV | ML193UH090XE48C* | 48000 | 46500 | 15.2 | 12.5 | 8.1 | 2.34 | 68 | 54 | 210295482
LENNOX | EL17XP1-048-230A** | C35-60C+TDR+TXV | ML180UH110V60C* | 48000 | 47000 | 15.6 | 13 | 8.3 | 2.36 | 67 | 54 | 210295481
LENNOX | EL17XP1-048-230A** | C35-60C+TDR+TXV | ML180UH090E60C* | 48000 | 46000 | 15.6 | 13 | 8.1 | 2.38 | 68 | 55 | 210295479
LENNOX | EL17XP1-048-230A** | C35-60C+TDR+TXV | EL296UH110XV48C* | 48000 | 47000 | 15.2 | 12.5 | 8.1 | 2.34 | 68 | 54 | 210295477
LENNOX | EL17XP1-048-230A** | C35-60C+TDR+TXV | EL296UH110XE60C* | 48000 | 46000 | 15.4 | 12.5 | 8.1 | 2.38 | 68 | 55 | 210295476
LENNOX | EL17XP1-048-230A** | C35-60C+TDR+TXV | EL296UH090XV36C* | 48000 | 46000 | 15.2 | 12.5 | 8.1 | 2.36 | 68 | 55 | 210295473
LENNOX | EL17XP1-048-230A** | CH35-51C+TDR+TXV | ML193UH110XE48C* | 47500 | 45000 | 15.4 | 12.5 | 8.3 | 2.32 | 69 | 57 | 210295567
LENNOX | EL17XP1-048-230A** | C35-60C+TDR+TXV | EL296UH090XE48C* | 48000 | 46000 | 15.4 | 12.5 | 8.1 | 2.34 | 68 | 55 | 210295472
LENNOX | EL17XP1-048-230A** | C35-60C+TDR+TXV | EL280UH110XE60C* | 48000 | 46500 | 15.6 | 13 | 8.3 | 2.38 | 68 | 54 | 210295471
LENNOX | EL17XP1-048-230A** | CH35-51C+TDR+TXV | ML193UH090XE48C* | 47000 | 45000 | 15.2 | 12.5 | 8.3 | 2.3 | 69 | 57 | 210295566
LENNOX | EL17XP1-048-230A** | C35-60C+TDR+TXV | EL280UH110E48C* | 48000 | 46500 | 15.6 | 13 | 8.3 | 2.36 | 68 | 54 | 210295469
LENNOX | EL17XP1-048-230A** | C35-60C+TDR+TXV | EL196UH110XE60C* | 48000 | 46500 | 15.4 | 12.5 | 8.1 | 2.34 | 68 | 54 | 210295468
LENNOX | EL17XP1-048-230A** | C35-60C+TDR+TXV | EL280UH110E60C* | 48000 | 46500 | 15.6 | 13 | 8.3 | 2.38 | 68 | 54 | 210295470
LENNOX | EL17XP1-048-230A** | C35-60C+TDR+TXV | EL195UH100NE60C* | 48000 | 46000 | 15.2 | 12.5 | 8.1 | 2.38 | 68 | 55 | 210295466
LENNOX | EL17XP1-048-230A** | C35-60C+TDR+TXV | EL196UH090XE48C* | 48000 | 46000 | 15.4 | 12.5 | 8.1 | 2.36 | 68 | 55 | 210295467
LENNOX | EL17XP1-048-230A** | CH35-51C+TDR+TXV | ML180UH110V60C* | 48000 | 45500 | 15.4 | 12.5 | 8.3 | 2.3 | 69 | 56 | 210295565
LENNOX | EL17XP1-048-230A** | C35-50/60C+TDR+TXV | SL280UH080NV60C* | 47000 | 45000 | 15.2 | 12.5 | 8.1 | 2.2 | 68 | 54 | 210295453
LENNOX | EL17XP1-048-230A** | CH35-51C+TDR+TXV | ML180UH110E60C* | 48000 | 45500 | 15.2 | 12.5 | 8.3 | 2.3 | 69 | 56 | 210295564
LENNOX | EL17XP1-048-230A** | CH35-51C+TDR+TXV | ML180UH090E60C* | 47000 | 44500 | 15.6 | 12.5 | 8.3 | 2.3 | 69 | 57 | 210295563
LENNOX | ML17XP1-036-230A** | CH35-48B+TDR+TXV | ML180UH070V48B* | 36000 | 33600 | 16.2 | 13 | 8.1 | 2.26 | 66 | 52 | 210048728
LENNOX | ML17XP1-036-230A** | CBA38MV-036-230*+TDR |  | 35400 | 35200 | 15.8 | 12.5 | 8.5 | 2.32 | 66 | 53 | 210048682
LENNOX | ML17XP1-036-230A** | CBA27UHE-036-230*+TDR |  | 34800 | 34800 | 16 | 13 | 8.5 | 2.28 | 67 | 53 | 210048679
LENNOX | ML17XP1-036-230A** | CBA25UHV-036-230-** |  | 36000 | 34000 | 15.8 | 13 | 8.1 | 2.2 | 65 | 51 | 210048676
LENNOX | ML17XP1-036-230A** | C35-50/60C+TDR+TXV | SL280UH100NV60C* | 36000 | 33400 | 16.2 | 13 | 8.1 | 2.14 | 66 | 52 | 210048651
AC PRO | 4HP17L18P-**A | EAC4X24B+TDR | 96G2UH070BV12 | 18000 | 17400 | 16.4 | 13.5 | 8.1 | 2.08 | 63 | 48 | 210328285
AC PRO | 4HP17L18P-**A | EAC4X24B+TDR | 96G2UH045BV12 | 18000 | 17400 | 16 | 13.5 | 8.1 | 2.06 | 63 | 48 | 210328284
AC PRO | 4HP17L18P-**A | EAC4X24B+TDR | 92G1UH030BE12 | 18000 | 17400 | 16 | 13.5 | 8.1 | 2.08 | 63 | 48 | 210328282
ALLIED | 4HP17L30P-**A | EA(C;U)1P36B+TDR+TXV | 96G2UH070BV12 | 30000 | 28000 | 16 | 13 | 8.1 | 2.28 | 66 | 52 | 210328669
ALLIED | 4HP17L30P-**A | EA(C;U)1P36B+TDR+TXV | 96G2UH045BV12 | 29800 | 28000 | 15.6 | 13 | 8.1 | 2.26 | 66 | 52 | 210328668
ALLIED | 4HP17L30P-**A | EA(C;U)1P36B+TDR+TXV | 80G2UH090BV16 | 30000 | 28200 | 16 | 13 | 8.1 | 2.28 | 65 | 51 | 210328667
ALLIED | 4HP17L48P-**A | EA(C;U)1P60C+TDR+TXV | 96G1UH090CE16 | 48000 | 46000 | 15.4 | 12.5 | 8.1 | 2.36 | 68 | 55 | 210328352
ALLIED | 4HP17L48P-**A | EA(C;U)1P60C+TDR+TXV | 92G1UH110CE16 | 48000 | 46500 | 15.4 | 12.5 | 8.1 | 2.36 | 68 | 54 | 210328351
ALLIED | 4HP17L48P-**A | EA(C;U)1P60C+TDR+TXV | 92G1UH090CE16 | 48000 | 46500 | 15.2 | 12.5 | 8.1 | 2.34 | 68 | 54 | 210328350
ALLIED | 4HP17L48P-**A | EA(C;U)1P60C+TDR+TXV | 80G1UH110CE20 | 48000 | 47000 | 15.4 | 12.5 | 8.3 | 2.34 | 67 | 54 | 210328348
ALLIED | 4HP17L48P-**A | EA(C;U)1P60C+TDR+TXV | 96G2UH110CE20 | 48000 | 46000 | 15.4 | 12.5 | 8.1 | 2.38 | 68 | 55 | 210328347
ALLIED | 4HP17L48P-**A | EA(C;U)1P60C+TDR+TXV | 80G2UH110CE20L | 48000 | 46500 | 15.6 | 13 | 8.3 | 2.38 | 68 | 54 | 210328346
ALLIED | 4HP17L36P-**A | BCE5V36M*4X |  | 36000 | 34000 | 15.8 | 13 | 8.1 | 2.2 | 65 | 51 | 210328467
ALLIED | 4HP17L36P-**A | BCE7E36M*4X |  | 34800 | 34800 | 16 | 13 | 8.5 | 2.28 | 67 | 53 | 210328468
ALLIED | 4HP17L48P-**A | EA(C;U)1P49C+TDR+TXV | 96G2UH110CE20 | 47500 | 45000 | 15.2 | 12.5 | 8.1 | 2.24 | 69 | 56 | 210328334
ALLIED | 4HP17L42P-**A | BCE5V42M*4X |  | 41000 | 39000 | 15.4 | 13 | 8.1 | 2.14 | 66 | 52 | 210328428
ALLIED | 4HP17L48P-**A | EA(C;U)1P49C+TDR+TXV | 96G1UH090CE16 | 47500 | 45000 | 15.2 | 12.5 | 8.1 | 2.24 | 69 | 56 | 210328337
ALLIED | 4HP17L48P-**A | EA(C;U)1P49C+TDR+TXV | 80G1UH110CE20 | 48000 | 45500 | 15.2 | 12.5 | 8.1 | 2.26 | 69 | 56 | 210328335
ALLIED | 4HP17L42P-**A | BCE7E42M*4X |  | 41000 | 40000 | 15.6 | 13 | 8.3 | 2.18 | 65 | 55 | 210328426
ALLIED | 4HP17L48P-**A | EA(C;U)1P49C+TDR+TXV | 92G1UH110CE16 | 48000 | 45000 | 15.2 | 12.5 | 8.1 | 2.22 | 69 | 56 | 210328336
ALLIED | 4HP17L48P-**A | EA(C;U)1P49C+TDR+TXV | 80G2UH110CE20L | 48000 | 45000 | 15.4 | 12.5 | 8.1 | 2.26 | 69 | 56 | 210328333
ALLIED | 4HP17L48P-**A | EA(C;U)1P49C+TDR+TXV | 80G2UH110CE20 | 48000 | 45000 | 15.4 | 12.5 | 8.1 | 2.26 | 69 | 56 | 210328332
ALLIED | 4HP17L48P-**A | EA(C;U)1P49C+TDR+TXV | 96G1UH110CE20 | 48000 | 45000 | 15.2 | 12.5 | 8.1 | 2.26 | 69 | 56 | 210328331
ALLIED | 4HP17L30P-**A | ED1P30/36C+TDR+TXV | 96G2DF110CE20 | 28200 | 29200 | 15.2 | 12.5 | 8.5 | 2.22 | 64 | 50 | 210328705
ALLIED | 4HP17L30P-**A | ED1P30/36C+TDR+TXV | 92G1DF090CE16 | 28000 | 29000 | 15.6 | 12.5 | 8.5 | 2.22 | 63 | 49 | 210328701
ALLIED | 4HP17L30P-**A | ED1P30/36C+TDR+TXV | 96G1DF110CE20 | 28400 | 29400 | 15.4 | 12.5 | 8.5 | 2.2 | 63 | 48 | 210328704
ALLIED | 4HP17L30P-**A | ED1P30/36C+TDR+TXV | 80G1DF110CE20 | 28200 | 29000 | 15.6 | 12.5 | 8.5 | 2.24 | 63 | 49 | 210328703
ALLIED | 4HP17L30P-**A | ED1P30/36C+TDR+TXV | 96G1DF090CE16 | 28000 | 29000 | 15.6 | 12.5 | 8.5 | 2.22 | 63 | 49 | 210328702
ALLIED | 4HP17L30P-**A | ED1P30/36C+TDR+TXV | 96G2DF090CE16 | 27600 | 28600 | 15.4 | 12.5 | 8.5 | 2.24 | 64 | 50 | 210328700
ALLIED | 4HP17L30P-**A | ED1P30/36B+TDR+TXV | 80G1DF070BE12 | 27800 | 29000 | 15.4 | 12.5 | 8.5 | 2.22 | 63 | 49 | 210328699
ALLIED | 4HP17L30P-**A | BCE7E30M*4X |  | 29600 | 28200 | 15.8 | 13 | 8.5 | 2.36 | 66 | 52 | 210328612
ALLIED | 4HP17L30P-**A | BCE5V30M*4X |  | 29000 | 27400 | 15.4 | 12.5 | 8.1 | 2.16 | 65 | 51 | 210328611
ALLIED | 4HP17L48P-**A | EA(C;U)1P60C+TDR+TXV | 80G2UH110CE20 | 48000 | 46500 | 15.6 | 13 | 8.3 | 2.38 | 68 | 54 | 210328345
ALLIED | 4HP17L48P-**A | EA(C;U)1P49C+TDR+TXV | 96G2UH090CE16 | 47500 | 45000 | 15.2 | 12.5 | 8.1 | 2.24 | 69 | 56 | 210328339
ALLIED | 4HP17L48P-**A | EA(C;U)1P60C+TDR+TXV | 96G1UH110CE20 | 48000 | 46500 | 15.4 | 12.5 | 8.1 | 2.34 | 68 | 54 | 210328343
ALLIED | 4HP17L48P-**A | EA(C;U)1P60C+TDR+TXV | 95G1UH100CE20X | 48000 | 46000 | 15.2 | 12.5 | 8.1 | 2.38 | 68 | 55 | 210328344
ALLIED | 4HP17L48P-**A | EA(C;U)1P60C+TDR+TXV | 80G1UH090CE20 | 48000 | 46000 | 15.6 | 13 | 8.1 | 2.38 | 68 | 55 | 210328342
ALLIED | 4HP17L48P-**A | EA(C;U)1P49C+TDR+TXV | 96G2UH090CV12 | 47500 | 45000 | 15.2 | 12.5 | 8.1 | 2.22 | 68 | 56 | 210328341
LENNOX | EL17XP1-030-230A** | CHX35-36C-**-*+TDR | EL296UH110XE60C* | 29400 | 28800 | 15.6 | 12.5 | 8.5 | 2.24 | 65 | 51 | 210291759
LENNOX | EL17XP1-030-230A** | CHX35-36C-**-*+TDR | EL296UH090XV48C* | 28600 | 28200 | 15.6 | 13 | 8.3 | 2.22 | 65 | 51 | 210291756
LENNOX | EL17XP1-030-230A** | CHX35-36C-**-*+TDR | EL280UH110E48C* | 28400 | 28000 | 15.8 | 13 | 8.3 | 2.22 | 66 | 52 | 210291751
LENNOX | EL17XP1-030-230A** | CHX35-36C-**-*+TDR | EL296UH090XE48C* | 28600 | 28000 | 15.8 | 13 | 8.3 | 2.26 | 66 | 52 | 210291754
LENNOX | EL17XP1-030-230A** | CHX35-36C-**-*+TDR | EL280UH110XE60C* | 29400 | 28800 | 15.6 | 12.5 | 8.5 | 2.22 | 65 | 51 | 210291753
LENNOX | EL17XP1-030-230A** | CHX35-36C-**-*+TDR | EL296UH090XV36C* | 28800 | 28200 | 15.6 | 12.5 | 8.3 | 2.22 | 66 | 52 | 210291755
LENNOX | EL17XP1-030-230A** | CHX35-36C-**-*+TDR | EL280UH110E60C* | 29400 | 28800 | 15.6 | 12.5 | 8.5 | 2.22 | 65 | 51 | 210291752
LENNOX | EL17XP1-030-230A** | CHX35-36C-**-*+TDR | EL196UH110XE60C* | 29400 | 28800 | 15.6 | 12.5 | 8.5 | 2.26 | 65 | 51 | 210291749
LENNOX | EL17XP1-030-230A** | CHX35-36C-**-*+TDR | EL195UH080NE48C* | 28200 | 28000 | 15.4 | 12.5 | 8.3 | 2.22 | 66 | 52 | 210291746
LENNOX | EL17XP1-030-230A** | CHX35-36C-**-*+TDR | EL196UH090XE48C* | 28200 | 28000 | 15.6 | 12.5 | 8.3 | 2.22 | 66 | 52 | 210291748
LENNOX | EL17XP1-030-230A** | CHX35-36C-**-*+TDR | EL195UH100NE60C* | 29400 | 28800 | 15.4 | 12.5 | 8.5 | 2.24 | 65 | 51 | 210291747
LENNOX | EL17XP1-030-230A** | CHX35-36C-**-*+TDR | EL180UH100NE60C* | 28800 | 28400 | 15.4 | 12.5 | 8.3 | 2.22 | 66 | 52 | 210291745
LENNOX | EL17XP1-030-230A** | CH35-36C+TDR+TXV | SLP99UH110XV60C* | 30000 | 29200 | 15.2 | 12.5 | 8.5 | 2.22 | 66 | 52 | 210291726
LENNOX | EL17XP1-030-230A** | CH35-36C+TDR+TXV | SLP99UH090XV48C* | 28600 | 28200 | 15.6 | 13 | 8.3 | 2.22 | 65 | 51 | 210291724
LENNOX | EL17XP1-030-230A** | CH35-36C+TDR+TXV | SLP99UH090XV36C* | 28800 | 28200 | 15.6 | 12.5 | 8.3 | 2.22 | 66 | 52 | 210291723
ARMSTRONG AIR | 4SHP17LE118P-**A | EAC4X24A+TDR | A80UH2E045A12 | 18000 | 17400 | 16 | 13.5 | 8.1 | 2.06 | 63 | 48 | 211662293
ARMSTRONG AIR | 4SHP17LE118P-**A | ED1P30/36B+TDR+TXV | A97DSMV070B12 | 18000 | 18000 | 16.4 | 13.5 | 8.5 | 2.12 | 63 | 48 | 211662290
ARMSTRONG AIR | 4SHP17LE118P-**A | ED1P30/36B+TDR+TXV | A80DS2V090B16 | 18000 | 18000 | 16 | 13.5 | 8.5 | 2.1 | 64 | 50 | 211662289
LENNOX | SL25XPV-024-230A** | C35-36B+TDR+TXV | EL296UH070XV36B* | 22200 | 21600 | 23 | 14.3 | 9.2 | 1.84 | 112 | 94 | 207436149
LENNOX | SL25XPV-024-230A** | C35-36B+TDR+TXV | EL296UH045XV36B* | 22200 | 21600 | 22.4 | 14 | 9.1 | 1.84 | 112 | 95 | 207436148
LENNOX | SL25XPV-024-230A** | C35-36A+TDR+TXV | SL280UH070XV36A* | 22200 | 21600 | 21.8 | 14.3 | 9.2 | 1.84 | 112 | 94 | 207436147
LENNOX | SL25XPV-024-230A** | C35-36A+TDR+TXV | SL280UH060NV36A* | 22400 | 21400 | 22.2 | 14.5 | 9.2 | 1.84 | 113 | 95 | 207436146
LENNOX | SL25XPV-048-230A** | CBA38MV-060-230*+TDR |  | 44500 | 44500 | 20 | 12 | 9.3 | 1.96 | 97 | 83 | 207436144
LENNOX | SL25XPV-024-230A** | CBA38MV-042-230*+TDR |  | 22400 | 22200 | 22.2 | 14 | 9.1 | 1.94 | 114 | 90 | 207436142
LENNOX | SL25XPV-024-230A** | CHX35-42C-**-*+TDR | SLP99UH090XV36C* | 22200 | 21400 | 22.4 | 14.5 | 9.3 | 1.9 | 111 | 94 | 207436216
LENNOX | SL25XPV-024-230A** | CHX35-42C-**-*+TDR | EL296UH090XV48C* | 22200 | 21400 | 21.4 | 14.5 | 9.4 | 1.9 | 111 | 93 | 207436204
LENNOX | SL25XPV-024-230A** | CHX35-42C-**-*+TDR | SL280UH080NV60C* | 22200 | 21400 | 20.2 | 14.5 | 9.3 | 1.9 | 110 | 94 | 207436208
LENNOX | SL25XPV-024-230A** | CHX35-42C-**-*+TDR | SL297UH080NV48C* | 22200 | 21400 | 21.4 | 14.4 | 9.3 | 1.9 | 111 | 94 | 207436214
LENNOX | SL25XPV-024-230A** | CHX35-42C-**-*+TDR | EL296UH110XV48C* | 22200 | 21400 | 21.2 | 14.5 | 9.3 | 1.9 | 111 | 94 | 207436206
LENNOX | SL25XPV-024-230A** | CHX35-42C-**-*+TDR | EL296UH090XV36C* | 22200 | 21400 | 22.4 | 14.5 | 9.3 | 1.9 | 111 | 94 | 207436203
LENNOX | SL25XPV-024-230A** | CHX35-42B-**-*+TDR | SL297UH060NV36B* | 22800 | 21200 | 22.6 | 14.5 | 9.5 | 1.96 | 111 | 94 | 207436201
LENNOX | SL25XPV-024-230A** | CHX35-42B-**-*+TDR | SLP99UH070XV36B* | 22800 | 21200 | 23.2 | 14.5 | 9.5 | 1.96 | 111 | 94 | 207436202
Century | HRG1530S1R-**A | HCG30V1P |  | 29000 | 27400 | 15.4 | 12.5 | 8.1 | 2.16 | 65 | 51 | 210331343
Century | HRG1**8S1R-**A | EA(C;U)1P24A+TDR+TXV | GUH97M070B3M | 18000 | 17400 | 16.4 | 13.5 | 8.1 | 2.08 | 63 | 48 | 210331450
Century | HRG1**8S1R-**A | EA(C;U)1P24A+TDR+TXV | GUH96T070B3M | 18000 | 17400 | 16.4 | 13.5 | 8.1 | 2.08 | 63 | 48 | 210331449
Century | HRG1**8S1R-**A | EA(C;U)1P24A+TDR+TXV | GUH96T045B3M | 18000 | 17400 | 16 | 13.5 | 8.1 | 2.06 | 63 | 48 | 210331448
Century | HRG1**8S1R-**A | EA(C;U)1P24A+TDR+TXV | GUH92C070B3M | 18000 | 17200 | 16.2 | 13.5 | 8.1 | 2.1 | 63 | 48 | 210331446
Century | HRG1530S1R-**A | ED1P30/36A+TDR+TXV | GDD92C070B3M | 27600 | 28800 | 15.4 | 12.5 | 8.5 | 2.22 | 64 | 49 | 210331386
Century | HRG1530S1R-**A | ED1P30/36A+TDR+TXV | GDD96C045B3M | 27600 | 28800 | 15.4 | 12.5 | 8.5 | 2.2 | 64 | 49 | 210331387
Century | HRG1530S1R-**A | ED1P30/36A+TDR+TXV | GDD80C070B3M | 27800 | 29000 | 15.4 | 12.5 | 8.5 | 2.22 | 63 | 49 | 210331388
Century | HRG1530S1R-**A | ED1P30/36A+TDR+TXV | GDD92C045B3M | 27600 | 28800 | 15.4 | 12.5 | 8.5 | 2.2 | 64 | 49 | 210331385
Century | HRG1530S1R-**A | ED1P30/36A+TDR+TXV | GDD96C070B4M | 27800 | 29000 | 15.2 | 12.5 | 8.5 | 2.2 | 63 | 49 | 210331384
Century | HRG1530S1R-**A | ED1P30/36A+TDR+TXV | GDD80C090B4M | 28200 | 29000 | 15.6 | 12.5 | 8.5 | 2.24 | 64 | 50 | 210331383
Century | HRG1530S1R-**A | EAH1P36C+TDR+TXV | GUH97M110C5M | 30000 | 29200 | 15.2 | 12.5 | 8.5 | 2.22 | 66 | 52 | 210331382
AIREASE | 4SHP22LX136P-**A | EAC4X36B+TDR | A96UH2E070B12 | 34600 | 34200 | 20 | 12 | 8.5 | 2.12 | 63 | 52 | 211528726
AIREASE | 4SHP22LX136P-**A | EAC4X36B+TDR | A96US2V045B12 | 34800 | 35000 | 20.5 | 11.7 | 8.5 | 2.1 | 63 | 52 | 211528725
AIREASE | 4SHP22LX136P-**A | EAC4X36B+TDR | A96UH2E045B12 | 34800 | 34400 | 20 | 12 | 8.5 | 2.12 | 63 | 52 | 211528724
AIREASE | 4SHP22LX136P-**A | EAC4X36B+TDR | A80UH2E090B16 | 35000 | 34000 | 19.5 | 12 | 8.5 | 2.18 | 63 | 51 | 211528723
AIREASE | 4SHP22LX136P-**A | EAC4X36B+TDR | A80UH1E080B16X | 35400 | 34800 | 19 | 12 | 8.5 | 2.14 | 63 | 52 | 211528721
AIREASE | 4SHP22LX136P-**A | EAC4X36A+TDR | A80US2V070A12 | 35000 | 35000 | 20.5 | 12 | 8.5 | 2.1 | 63 | 52 | 211528719
AIREASE | 4SHP22LX136P-**A | EAC4X36A+TDR | A80US2V070A12L | 35000 | 35000 | 20.5 | 12 | 8.5 | 2.1 | 63 | 52 | 211528720
AIREASE | 4SHP22LX136P-**A | EAC4X36A+TDR | A80UH1E070A12 | 34800 | 34200 | 20.5 | 12 | 8.5 | 2.14 | 63 | 51 | 211528718
AIREASE | 4SHP22LX136P-**A | EAC4X36A+TDR | A80UH1E045A12 | 34800 | 34200 | 20.5 | 12 | 8.5 | 2.14 | 63 | 51 | 211528717
AIREASE | 4SHP22LX136P-**A | EAC4X30B+TDR | A80US2V090B12 | 34600 | 34600 | 20.5 | 12 | 8.5 | 2.14 | 63 | 52 | 211528707
AIREASE | 4SHP22LX136P-**A | EAC4X36A+TDR | A80UH2E045A12 | 35200 | 34600 | 21 | 12 | 8.5 | 2.14 | 63 | 51 | 211528715
AIREASE | 4SHP22LX136P-**A | EAC4X36A+TDR | A80UH1E060A12X | 34600 | 34200 | 20 | 12 | 8.5 | 2.12 | 63 | 51 | 211528714
AIREASE | 4SHP22LX136P-**A | EAC4X36A+TDR | A80UH1E040A12X | 34600 | 34200 | 20 | 12 | 8.5 | 2.12 | 63 | 51 | 211528713
AIREASE | 4SHP22LX136P-**A | EAC4X30B+TDR | A97USMV070B12 | 34600 | 34800 | 20.5 | 12 | 8.5 | 2.1 | 63 | 52 | 211528712
AIREASE | 4SHP22LX136P-**A | EAC4X30B+TDR | A97US2V040B12X | 34600 | 34800 | 20.5 | 12 | 8.5 | 2.1 | 63 | 52 | 211528710
AIREASE | 4SHP22LX136P-**A | EAC4X30B+TDR | A80US2V090B16L | 34800 | 34600 | 20 | 12 | 8.5 | 2.14 | 63 | 51 | 211528709
AIREASE | 4SHP22LX136P-**A | EAC4X30B+TDR | A80US2V090B16 | 34800 | 34600 | 20 | 12 | 8.5 | 2.14 | 63 | 51 | 211528708
AIREASE | 4SHP22LX136P-**A | EAC4X30B+TDR | A80US2V080B16X | 34600 | 34800 | 20 | 12 | 8.5 | 2.12 | 63 | 52 | 211528706
AIREASE | 4SHP22LX136P-**A | EAC4X30B+TDR | A93UH1E030B12 | 34400 | 34200 | 19.5 | 11.7 | 8.5 | 2.1 | 64 | 52 | 211528701
AIREASE | 4SHP22LX136P-**A | EAC4X30B+TDR | A93UH1E070B12 | 34600 | 34400 | 19.5 | 11.7 | 8.5 | 2.12 | 63 | 52 | 211528703
AIREASE | 4SHP22LX136P-**A | EAC4X30B+TDR | A96UH1E030B12 | 34600 | 34200 | 20 | 11.7 | 8.5 | 2.12 | 64 | 52 | 211528704
AIREASE | 4SHP22LX136P-**A | EAC4X30B+TDR | A93UH1E045B12 | 34400 | 34200 | 19.5 | 11.7 | 8.5 | 2.1 | 64 | 52 | 211528702
AIREASE | 4SHP22LX136P-**A | EAC4X30B+TDR | A96UH2E045B12 | 34400 | 34200 | 20 | 11.7 | 8.5 | 2.12 | 63 | 52 | 211528695
AIREASE | 4SHP22LX136P-**A | EAC4X30B+TDR | A80UH1E090B16 | 35000 | 34200 | 19.5 | 12 | 8.5 | 2.16 | 63 | 51 | 211528700
AIREASE | 4SHP22LX136P-**A | EAC4X30B+TDR | A80UH1E070B12 | 34800 | 34200 | 20.5 | 12 | 8.5 | 2.14 | 63 | 51 | 211528699
AIREASE | 4SHP22LX136P-**A | EAC4X30B+TDR | A96US2V070B12 | 34600 | 34800 | 20.5 | 12 | 8.5 | 2.1 | 63 | 52 | 211528698
AIREASE | 4SHP22LX136P-**A | EAC4X30A+TDR | A80UH1E045A12 | 34400 | 34000 | 20 | 12 | 8.5 | 2.14 | 63 | 51 | 211528688
AIREASE | 4SHP22LX136P-**A | EAC4X30B+TDR | A80UH1E080B16X | 34400 | 34000 | 18.5 | 11.7 | 8.5 | 2.12 | 64 | 52 | 211528692
AIREASE | 4SHP22LX136P-**A | EAC4X30B+TDR | A96UH2E070B12 | 34400 | 34200 | 20 | 11.7 | 8.5 | 2.1 | 63 | 52 | 211528697
AIREASE | 4SHP22LX136P-**A | EAC4X30B+TDR | A96US2V045B12 | 34400 | 35000 | 20 | 11.7 | 8.5 | 2.08 | 63 | 52 | 211528696
AIREASE | 4SHP22LX136P-**A | EAC4X30B+TDR | A80UH2E090B16 | 35000 | 34400 | 19.5 | 12 | 8.5 | 2.14 | 63 | 51 | 211528694
AIREASE | 4SHP22LX136P-**A | EAC4X30B+TDR | A80UH2E090B12 | 35000 | 34600 | 19.5 | 12 | 8.5 | 2.14 | 63 | 51 | 211528693
AIREASE | 4SHP22LX136P-**A | EAC4X30A+TDR | A80US2V070A12L | 34600 | 34800 | 20 | 12 | 8.5 | 2.1 | 63 | 52 | 211528691
AIREASE | 4SHP22LX136P-**A | EAC4X30A+TDR | A80US2V070A12 | 34600 | 34800 | 20 | 12 | 8.5 | 2.1 | 63 | 52 | 211528690
AIREASE | 4SHP22LX136P-**A | EAC4X30A+TDR | A80UH1E070A12 | 34400 | 34000 | 20 | 12 | 8.5 | 2.14 | 64 | 52 | 211528689
AIREASE | 4SHP22LX136P-**A | EAC4X30A+TDR | A80UH2E070A12 | 34800 | 34400 | 20 | 11.7 | 8.5 | 2.12 | 63 | 52 | 211528687
AIREASE | 4SHP22LX136P-**A | EAC4X30A+TDR | A80UH2E045A12 | 34800 | 34400 | 20.5 | 12 | 8.5 | 2.12 | 63 | 52 | 211528686
AIREASE | 4SHP22LX136P-**A | EAC4X30A+TDR | A80UH1E060A12X | 34200 | 34000 | 20 | 11.7 | 8.5 | 2.12 | 64 | 52 | 211528685
AIREASE | 4SHP22LX136P-**A | EAC4X30A+TDR | A80UH1E040A12X | 34200 | 34000 | 20.5 | 11.7 | 8.5 | 2.12 | 64 | 52 | 211528684
AIREASE | 4SHP22LX136P-**A | ED1P48B+TDR+TXV | A97DSMV070B12 | 34800 | 33800 | 20.5 | 11.7 | 8.8 | 2.12 | 64 | 54 | 211528683
AIREASE | 4SHP22LX136P-**A | ED1P48B+TDR+TXV | A80DS2V090B16 | 34800 | 33800 | 20 | 11.7 | 8.8 | 2.12 | 64 | 53 | 211528682
AIREASE | 4SHP22LX136P-**A | ED1P48B+TDR+TXV | A96DF1E070B16 | 35200 | 33600 | 19.5 | 11.7 | 8.8 | 2.12 | 65 | 54 | 211528681
AIREASE | 4SHP22LX136P-**A | ED1P48B+TDR+TXV | A96DF1E045B12 | 34800 | 33200 | 20 | 11.7 | 8.8 | 2.14 | 65 | 53 | 211528680
AIREASE | 4SHP22LX136P-**A | ED1P48B+TDR+TXV | A93DF1E070B12 | 35200 | 33400 | 20 | 12 | 8.8 | 2.14 | 65 | 53 | 211528679
AIREASE | 4SHP22LX136P-**A | ED1P48B+TDR+TXV | A93DF1E045B12 | 35200 | 33600 | 20 | 11.7 | 8.8 | 2.14 | 65 | 53 | 211528678
AIREASE | 4SHP22LX136P-**A | ED1P48B+TDR+TXV | A80DF1E090B16 | 35400 | 33400 | 20 | 12 | 8.8 | 2.18 | 64 | 53 | 211528677
AIREASE | 4SHP22LX136P-**A | ED1P48B+TDR+TXV | A80DF1E070B12 | 35000 | 33400 | 20 | 12 | 8.8 | 2.16 | 65 | 53 | 211528676
LENNOX | EL18XPV-024-230A** | C35-24B+TDR+TXV | ML193UH070XE36B* | 23000 | 23200 | 20.8 | 12.5 | 8.1 | 2.12 | 64 | 49 | 206840745
LENNOX | EL18XPV-024-230A** | C35-24B+TDR+TXV | ML180UH070V36B* | 22800 | 23200 | 21.2 | 13 | 8.1 | 2.14 | 64 | 49 | 206840742
AIREASE | 4SHP22LX136P-**A | ED1P30/36C+TDR+TXV | A80DF1E110C20 | 34800 | 35000 | 18.5 | 12 | 8.8 | 2.24 | 65 | 53 | 211528668
AIREASE | 4SHP22LX136P-**A | ED1P30/36C+TDR+TXV | A93DF1E090C16 | 34600 | 35000 | 19.5 | 12 | 9 | 2.22 | 65 | 53 | 211528669
AIREASE | 4SHP22LX136P-**A | ED1P30/36C+TDR+TXV | A96DF1E090C16 | 34600 | 35000 | 19.5 | 12 | 9 | 2.24 | 65 | 53 | 211528670
AIREASE | 4SHP22LX136P-**A | ED1P30/36C+TDR+TXV | A96DF1E110C20 | 34800 | 35400 | 17.5 | 12 | 8.8 | 2.22 | 65 | 53 | 211528671
AIREASE | 4SHP22LX136P-**A | ED1P30/36C+TDR+TXV | A97DSMV090C16 | 34400 | 35800 | 20 | 11.7 | 9 | 2.18 | 65 | 53 | 211528672
AIREASE | 4SHP22LX136P-**A | ED1P48B+TDR+TXV | A96DF2E070B16 | 35200 | 33600 | 19.5 | 11.7 | 8.8 | 2.14 | 65 | 54 | 211528674
AIREASE | 4SHP22LX136P-**A | ED1P48B+TDR+TXV | A96DS2V045B12 | 34800 | 33800 | 20 | 11.7 | 8.8 | 2.12 | 65 | 54 | 211528673
AIREASE | 4SHP22LX136P-**A | ED1P48B+TDR+TXV | A96DS2V070B16 | 34600 | 34000 | 19.5 | 11.7 | 8.8 | 2.1 | 65 | 54 | 211528675
AIREASE | 4SHP22LX136P-**A | ED1P30/36B+TDR+TXV | A80DS2V090B16 | 34400 | 35600 | 20 | 11.7 | 9 | 2.18 | 65 | 53 | 211528664
ARMSTRONG AIR | 4SHP17LE124P-**A | ED1P30/36A+TDR+TXV | A80DF1E045A12 | 22400 | 23000 | 15.8 | 12.5 | 8.1 | 2.04 | 63 | 47 | 211198454
ARMSTRONG AIR | 4SHP17LE124P-**A | ED1P30/36B+TDR+TXV | A80DF1E090B16 | 23400 | 23400 | 16.2 | 13 | 8.1 | 2.02 | 62 | 47 | 211198462
AIREASE | 4SHP17LE124P-**A | ED1P30/36C+TDR+TXV | A97DSMV090C16 | 23600 | 23600 | 15.8 | 13 | 8.1 | 2.02 | 63 | 47 | 211198717
ARMSTRONG AIR | 4SHP17LE124P-**A | ED1P30/36C+TDR+TXV | A80DS2V110C20 | 24000 | 24000 | 15.4 | 12.5 | 8.1 | 1.94 | 63 | 48 | 211198478
AIREASE | 4SHP17LE130P-**A | ED1P30/36A+TDR+TXV | A80DF1E045A12 | 27400 | 28600 | 15.2 | 12.5 | 8.3 | 2.2 | 64 | 50 | 211198694
MRCOOL | MHP17024A-**AA | MCDP3036CNPA+TDR+TXV | MGD96SE090C4XA | 23400 | 23200 | 16 | 13 | 8.1 | 2.04 | 63 | 48 | 211200078
MRCOOL | MHP17024A-**AA | MCDP3036CNPA+TDR+TXV | MGD80SE110C5A | 23400 | 23600 | 15.6 | 12.5 | 8.1 | 2 | 63 | 47 | 211200077
MRCOOL | MHP17024A-**AA | MCDP3036BNPA+TDR+TXV | MGD96SE045B3XA | 22200 | 22800 | 15.6 | 12.5 | 8.1 | 2.02 | 62 | 47 | 211200075
MRCOOL | MHP17024A-**AA | MCDP3036BNPA+TDR+TXV | MGD80SE090B4A | 23400 | 23400 | 16.2 | 13 | 8.1 | 2.02 | 62 | 47 | 211200074
MRCOOL | MHP17024A-**AA | MCDP3036BNPA+TDR+TXV | MGD80SE070B3A | 23000 | 23400 | 15.8 | 13 | 8.1 | 2.04 | 62 | 47 | 211200073
BLUERIDGE | BHP17L36P-**A | BD1P-50/60C+TDR+TXV | BG80G1DF110CE20 | 36000 | 32200 | 16.6 | 13.5 | 8.1 | 2.26 | 68 | 56 | 210441322
BLUERIDGE | BHP17L18P-**A | BC4X24B+TDR | BG802UH090BV16 | 18000 | 17800 | 16 | 13.5 | 8.1 | 2.06 | 63 | 48 | 210441173
BLUERIDGE | BHP17L18P-**A | BC4X24B+TDR | BG921UH070BE12 | 18000 | 17200 | 16.2 | 13.5 | 8.1 | 2.1 | 63 | 48 | 210441170
BLUERIDGE | BHP17L48P-**A | BC4X60C+TDR | BG961UH110CE20 | 48000 | 46500 | 15.4 | 12.5 | 8.1 | 2.34 | 68 | 54 | 210441412
BLUERIDGE | BHP17L48P-**A | BC4X60C+TDR | BG961UH090CE16 | 48000 | 46000 | 15.4 | 12.5 | 8.1 | 2.36 | 68 | 55 | 210441411
BLUERIDGE | BHP17L48P-**A | BC4X60C+TDR | BG921UH110CE20 | 48000 | 47000 | 15.4 | 12.5 | 8.3 | 2.32 | 67 | 54 | 210441410
LENNOX | SL25XPV-048-230A** | CX35-49C+TDR | SL280UH110XV60C* | 45500 | 44000 | 20 | 12.3 | 8.9 | 1.78 | 99 | 81 | 207436595
LENNOX | SL25XPV-048-230A** | CX35-49C+TDR | SL297UH080NV48C* | 45500 | 44000 | 20 | 12.2 | 8.9 | 1.76 | 99 | 82 | 207436596
LENNOX | SL25XPV-048-230A** | CX35-49C+TDR | SL280UH090XV60C* | 45500 | 43500 | 20 | 12.4 | 8.9 | 1.8 | 99 | 82 | 207436592
LENNOX | SL25XPV-048-230A** | CX35-49C+TDR | SL280UH110V60C* | 45500 | 44000 | 20 | 12.3 | 8.9 | 1.78 | 99 | 81 | 207436594
LENNOX | SL25XPV-048-230A** | CX35-49C+TDR | SL280UH100NV60C* | 45500 | 44000 | 20.4 | 12.3 | 8.9 | 1.78 | 98 | 81 | 207436593
LENNOX | SL25XPV-048-230A** | CX35-49C+TDR | SL280UH090V60C* | 45500 | 43500 | 20 | 12.4 | 8.9 | 1.8 | 99 | 82 | 207436591
LENNOX | SL25XPV-048-230A** | CX35-49C+TDR | SL280UH080NV60C* | 45500 | 44000 | 20.6 | 12.3 | 8.9 | 1.78 | 98 | 81 | 207436590
LENNOX | SL25XPV-036-230A** | CX35-50/60C+TDR | SL297UH080NV60C* | 33600 | 34400 | 21 | 13.3 | 8.6 | 1.8 | 89 | 77 | 207436506
LENNOX | SL25XPV-048-230A** | CX35-49C+TDR | EL296UH110XV60C* | 45500 | 44000 | 20 | 12 | 8.9 | 1.78 | 99 | 81 | 207436589
LENNOX | SL25XPV-036-230A** | CX35-50/60C+TDR | SLP99UH090XV48C* | 33600 | 34400 | 22.2 | 13.3 | 8.7 | 1.82 | 89 | 78 | 207436508
LENNOX | SL25XPV-036-230A** | CX35-50/60C+TDR | SL280UH110V60C* | 33800 | 34200 | 21.2 | 13.5 | 8.6 | 1.82 | 89 | 78 | 207436503
LENNOX | SL25XPV-036-230A** | CX35-50/60C+TDR | SLP99UH090XV36C* | 33600 | 34400 | 22.2 | 13.3 | 8.7 | 1.8 | 90 | 78 | 207436507
LENNOX | SL25XPV-036-230A** | CX35-50/60C+TDR | SL297UH080NV48C* | 33600 | 34200 | 22.2 | 13.3 | 8.7 | 1.8 | 89 | 78 | 207436505
LENNOX | SL25XPV-036-230A** | CX35-50/60C+TDR | SL280UH090XV60C* | 33800 | 34200 | 21.6 | 13.5 | 8.7 | 1.82 | 89 | 78 | 207436501
LENNOX | SL25XPV-036-230A** | CX35-50/60C+TDR | SL280UH110XV60C* | 33800 | 34200 | 21.2 | 13.5 | 8.6 | 1.82 | 89 | 78 | 207436504
LENNOX | SL25XPV-036-230A** | CX35-50/60C+TDR | SL280UH100NV60C* | 33800 | 34000 | 21.2 | 13.5 | 8.6 | 1.8 | 89 | 78 | 207436502
LENNOX | SL25XPV-048-230A** | CH35-51C+TDR+TXV | SLP99UH110XV60C* | 45000 | 45500 | 20 | 12 | 9.2 | 1.82 | 101 | 82 | 207436556
LENNOX | SL25XPV-048-230A** | CH35-51C+TDR+TXV | SLP99UH090XV60C* | 44500 | 45500 | 20 | 12 | 9.2 | 1.8 | 101 | 82 | 207436555
LENNOX | SL25XPV-048-230A** | CH35-51C+TDR+TXV | SL297UH080NV60C* | 44500 | 45500 | 20 | 12.2 | 9.2 | 1.82 | 101 | 83 | 207436553
LENNOX | SL25XPV-048-230A** | CH35-51C+TDR+TXV | SLP99UH090XV48C* | 44500 | 45500 | 20.6 | 12 | 9.2 | 1.8 | 101 | 83 | 207436554
LENNOX | SL25XPV-048-230A** | CH35-51C+TDR+TXV | SL297UH080NV48C* | 44500 | 45500 | 20 | 12.2 | 9.2 | 1.82 | 101 | 83 | 207436552
LENNOX | SL25XPV-048-230A** | CH35-51C+TDR+TXV | SL280UH110XV60C* | 45000 | 45500 | 20 | 12.5 | 9.2 | 1.82 | 100 | 82 | 207436551
BLUERIDGE | BHP17L48P-**A | BC4X49C+TDR | BG962UH090CV12 | 47500 | 45000 | 15.2 | 12.5 | 8.1 | 2.22 | 68 | 56 | 210441392
BLUERIDGE | BHP17L48P-**A | BC4X48C+TDR | BG961UH110CE20 | 46500 | 45000 | 15.2 | 12.5 | 8.1 | 2.18 | 67 | 54 | 210441390
BLUERIDGE | BHP17L48P-**A | BC4X48C+TDR | BG921UH110CE20 | 46500 | 44500 | 15.4 | 12.5 | 8.1 | 2.18 | 68 | 55 | 210441388
BLUERIDGE | BHP17L48P-**A | BC4X48C+TDR | BG921UH110CE16 | 46500 | 45000 | 15.2 | 12.5 | 8.1 | 2.18 | 68 | 54 | 210441387
BLUERIDGE | BHP17L18P-**A | BC4X24B+TDR | BG962UH070BV12 | 18000 | 17400 | 16.4 | 13.5 | 8.1 | 2.08 | 63 | 48 | 210441166
BLUERIDGE | BHP17L18P-**A | BC4X24A+TDR | BG802UH070AV12 | 18000 | 17800 | 16 | 13.5 | 8.1 | 2.06 | 63 | 48 | 210441163
BLUERIDGE | BHP17L30P-**A | BC4X36B+TDR | BG801UH070BE12 | 29600 | 27800 | 16 | 13 | 8.1 | 2.26 | 65 | 51 | 210441296
BLUERIDGE | BHP17L30P-**A | BC4X36B+TDR | BG801UH090BE16 | 29200 | 27600 | 16.2 | 13 | 8.1 | 2.26 | 65 | 51 | 210441297
BLUERIDGE | BHP17L30P-**A | BC4X36B+TDR | BG962UH070BV12 | 30000 | 28000 | 16 | 13 | 8.1 | 2.28 | 66 | 52 | 210441295
BLUERIDGE | BHP17L30P-**A | BC4X36A+TDR | BG801UH070AE12 | 29400 | 27600 | 16 | 13 | 8.1 | 2.28 | 66 | 52 | 210441290
BLUERIDGE | BHP17L30P-**A | BC4X36B+TDR | BG802UH090BE16 | 29400 | 27600 | 16.2 | 13 | 8.1 | 2.28 | 65 | 51 | 210441294
BLUERIDGE | BHP17L30P-**A | BC4X36B+TDR | BG802UH090BE12 | 29800 | 27800 | 16.2 | 13 | 8.1 | 2.3 | 65 | 51 | 210441293
BLUERIDGE | BHP17L30P-**A | BC4X36A+TDR | BG802UH070AV12 | 30000 | 28200 | 15.8 | 13 | 8.1 | 2.26 | 65 | 51 | 210441291
BLUERIDGE | BHP17L18P-**A | BC4X24A+TDR | BG802UH070AE12 | 18000 | 17200 | 16.4 | 13.5 | 8.1 | 2.12 | 63 | 48 | 210441160
BLUERIDGE | BHP17L18P-**A | BD1P-30/36B+TDR+TXV | BG96G1DF070BE16 | 18000 | 18000 | 16.4 | 13.5 | 8.3 | 2.16 | 62 | 47 | 210441158
BLUERIDGE | BHP17L18P-**A | BD1P-30/36B+TDR+TXV | BG96G1DF045BE12 | 18000 | 17800 | 16.4 | 13.5 | 8.3 | 2.16 | 62 | 46 | 210441157
BLUERIDGE | BHP17L18P-**A | BD1P-30/36B+TDR+TXV | BG80G1DF090BE16 | 18000 | 18000 | 15.6 | 13 | 8.1 | 2.08 | 63 | 48 | 210441156
BLUERIDGE | BHP17L18P-**A | BD1P-30/36B+TDR+TXV | BG802DF070AE12 | 18000 | 18000 | 15.6 | 13 | 8.1 | 2.1 | 63 | 48 | 210441155
BLUERIDGE | BHP17L48P-**A | BC4X49C+TDR | BG921UH110CE16 | 48000 | 45000 | 15.2 | 12.5 | 8.1 | 2.22 | 69 | 56 | 210441398
BLUERIDGE | BHP17L48P-**A | BC4X49C+TDR | BG961UH090CE16 | 47500 | 45000 | 15.2 | 12.5 | 8.1 | 2.24 | 69 | 56 | 210441400
BLUERIDGE | BHP17L48P-**A | BC4X49C+TDR | BG961UH110CE20 | 48000 | 45000 | 15.2 | 12.5 | 8.1 | 2.26 | 69 | 56 | 210441401
BLUERIDGE | BHP17L48P-**A | BC4X49C+TDR | BG921UH110CE20 | 47500 | 45000 | 15.4 | 12.5 | 8.1 | 2.24 | 68 | 56 | 210441399
BLUERIDGE | BHP17L30P-**A | BC4X36B+TDR | BG921UH070BE12 | 29400 | 27600 | 16 | 13 | 8.1 | 2.28 | 66 | 52 | 210441299
BLUERIDGE | BHP17L30P-**A | BC4X36B+TDR | BG961UH070BE12 | 29400 | 27800 | 15.6 | 13 | 8.1 | 2.26 | 65 | 51 | 210441301
BLUERIDGE | BHP17L48P-**A | BC4X49C+TDR | BG801UH110CE20 | 48000 | 45500 | 15.2 | 12.5 | 8.1 | 2.26 | 69 | 56 | 210441396
BLUERIDGE | BHP17L48P-**A | BC4X49C+TDR | BG801UH090CE20 | 48000 | 45000 | 15.6 | 13 | 8.1 | 2.26 | 68 | 56 | 210441395
BLUERIDGE | BHP17L30P-**A | BC4X36B+TDR | BG802UH090BV16 | 30000 | 28200 | 16 | 13 | 8.1 | 2.28 | 65 | 51 | 210441302
BLUERIDGE | BHP17L30P-**A | BC4X36B+TDR | BG961UH045BE12 | 29400 | 27800 | 15.6 | 12.5 | 8.1 | 2.26 | 66 | 53 | 210441300
ARMSTRONG AIR | 4SHP17LE148P-**A | EAC4X48B+TDR | A80UH1E090B16 | 46500 | 45000 | 15.2 | 12.5 | 8.1 | 2.18 | 67 | 54 | 211662696
ARMSTRONG AIR | 4SHP17LE148P-**A | EA(C;U)1P48C+TDR+TXV | A80US2V100C20X | 47500 | 45000 | 15.4 | 12.5 | 8.1 | 2.2 | 68 | 54 | 211662694
ARMSTRONG AIR | 4SHP17LE148P-**A | EA(C;U)1P48C+TDR+TXV | A80US2V080C20X | 47500 | 45000 | 15.4 | 12.5 | 8.1 | 2.24 | 68 | 54 | 211662693
ARMSTRONG AIR | 4SHP17LE148P-**A | EA(C;U)1P48C+TDR+TXV | A96UH1E110C20 | 46500 | 45000 | 15.2 | 12.5 | 8.1 | 2.18 | 67 | 54 | 211662692
ARMSTRONG AIR | 4SHP17LE148P-**A | EA(C;U)1P48C+TDR+TXV | A93UH1E110C20 | 46500 | 44500 | 15.4 | 12.5 | 8.1 | 2.18 | 68 | 55 | 211662691
ARMSTRONG AIR | 4SHP17LE148P-**A | EA(C;U)1P48C+TDR+TXV | A93UH1E110C16 | 46500 | 45000 | 15.2 | 12.5 | 8.1 | 2.18 | 68 | 54 | 211662690
ARMSTRONG AIR | 4SHP17LE130P-**A | ED1P30/36C+TDR+TXV | A97DSMV090C16 | 28000 | 29200 | 15.2 | 12.5 | 8.5 | 2.2 | 64 | 49 | 211662518
ARMSTRONG AIR | 4SHP17LE130P-**A | ED1P30/36C+TDR+TXV | A80DS2V110C20 | 29000 | 29800 | 15.2 | 12.5 | 8.5 | 2.18 | 64 | 49 | 211662517
ARMSTRONG AIR | 4SHP17LE130P-**A | ED1P30/36C+TDR+TXV | A96DF1E110C20 | 28400 | 29400 | 15.4 | 12.5 | 8.5 | 2.2 | 63 | 48 | 211662516
ARMSTRONG AIR | 4SHP17LE130P-**A | ED1P30/36C+TDR+TXV | A96DF1E090C16 | 28000 | 29000 | 15.6 | 12.5 | 8.5 | 2.22 | 63 | 49 | 211662515
ARMSTRONG AIR | 4SHP17LE130P-**A | ED1P30/36C+TDR+TXV | A93DF1E090C16 | 28000 | 29000 | 15.6 | 12.5 | 8.5 | 2.22 | 63 | 49 | 211662514
ARMSTRONG AIR | 4SHP17LE118P-**A | EAC4X24B+TDR | A96US2V070B12 | 18000 | 17400 | 16.4 | 13.5 | 8.1 | 2.08 | 63 | 48 | 211662304
ARMSTRONG AIR | 4SHP17LE118P-**A | EAC4X24B+TDR | A96US2V045B12 | 18000 | 17400 | 16 | 13.5 | 8.1 | 2.06 | 63 | 48 | 211662302
ARMSTRONG AIR | 4SHP17LE118P-**A | EAC4X24B+TDR | A80UH2E090B12 | 18000 | 17400 | 16.4 | 14 | 8.1 | 2.12 | 62 | 47 | 211662300
ARMSTRONG AIR | 4SHP17LE118P-**A | EAC4X24A+TDR | A80US2V070A12L | 18000 | 17800 | 16 | 13.5 | 8.1 | 2.06 | 63 | 48 | 211662299
ARMSTRONG AIR | 4SHP17LE118P-**A | EAC4X24A+TDR | A80US2V070A12 | 18000 | 17800 | 16 | 13.5 | 8.1 | 2.06 | 63 | 48 | 211662298
ARMSTRONG AIR | 4SHP17LE118P-**A | EAC4X24A+TDR | A80US2V060A12X | 18000 | 17400 | 16.6 | 14 | 8.1 | 2.1 | 62 | 47 | 211662297
ARMSTRONG AIR | 4SHP17LE148P-**A | EAC4X48C+TDR | A93UH1E110C20 | 46500 | 44500 | 15.4 | 12.5 | 8.1 | 2.18 | 68 | 55 | 211662704
ARMSTRONG AIR | 4SHP17LE148P-**A | EAC4X48C+TDR | A80UH1E090C20 | 46500 | 44500 | 15.4 | 12.5 | 8.1 | 2.22 | 68 | 55 | 211662702
ARMSTRONG AIR | 4SHP17LE148P-**A | EAC4X48C+TDR | A93UH1E110C16 | 46500 | 45000 | 15.2 | 12.5 | 8.1 | 2.18 | 68 | 54 | 211662703
ARMSTRONG AIR | 4SHP17LE130P-**A | EAC4X30B+TDR | A80US2V090B12 | 29400 | 27800 | 16 | 13 | 8.1 | 2.2 | 65 | 51 | 211662544
ARMSTRONG AIR | 4SHP17LE130P-**A | EAC4X30B+TDR | A80US2V080B16X | 29200 | 27800 | 15.8 | 13 | 8.1 | 2.2 | 65 | 51 | 211662543
Century | HRG1536S1R-**AA | EAH1P42C+TDR+TXV | GUH80C110C5M | 36000 | 33200 | 16.4 | 13.5 | 8.1 | 2.2 | 67 | 54 | 211199842
Century | HRG1524S1R-**AA | ED1P30/36A+TDR+TXV | GDD80C045A3M | 22400 | 23000 | 15.8 | 12.5 | 8.1 | 2.04 | 63 | 47 | 211199817
Century | HRG1524S1R-**AA | ED1P30/36B+TDR+TXV | GDD80C070B3M | 23000 | 23400 | 15.8 | 13 | 8.1 | 2.04 | 62 | 47 | 211199818
Century | HRG1524S1R-**AA | ED1P30/36B+TDR+TXV | GDD80C090B4M | 23400 | 23400 | 16.2 | 13 | 8.1 | 2.02 | 62 | 47 | 211199819
Century | HRG1524S1R-**AA | ED1P30/36B+TDR+TXV | GDD92C045B3M | 22200 | 22800 | 15.8 | 12.5 | 8.1 | 2.04 | 62 | 47 | 211199820
Century | HRG1524S1R-**AA | ED1P30/36B+TDR+TXV | GDD92C070B3M | 22200 | 22800 | 15.8 | 12.5 | 8.1 | 2.04 | 62 | 47 | 211199821
Century | HRG1524S1R-**AA | ED1P30/36B+TDR+TXV | GDD96C045B3M | 22200 | 22800 | 15.6 | 12.5 | 8.1 | 2.02 | 62 | 47 | 211199822
Century | HRG1524S1R-**AA | ED1P30/36C+TDR+TXV | GDD80C110C5M | 23400 | 23600 | 15.6 | 12.5 | 8.1 | 2 | 63 | 47 | 211199824
MRCOOL | MHP17030A-**AA | MCDP3036ANPA+TDR+TXV | MGD80SE045A3A | 27400 | 28600 | 15.2 | 12.5 | 8.3 | 2.2 | 64 | 50 | 211200071
MRCOOL | MHP17024A-**AA | MCDP3036ANPA+TDR+TXV | MGD80SE045A3A | 22400 | 23000 | 15.8 | 12.5 | 8.1 | 2.04 | 63 | 47 | 211200072
Century | HRG1536S1R-**AA | EAH1P42C+TDR+TXV | GUH97M090C5M | 36000 | 33800 | 16 | 13 | 8.1 | 2.18 | 67 | 54 | 211199851
Century | HRG1536S1R-**AA | EAH1P42C+TDR+TXV | GUH97M110C5M | 36000 | 33600 | 16.2 | 13.5 | 8.1 | 2.2 | 67 | 54 | 211199852
LENNOX | ML17XP1-024-230A** | CR33-30/36C+TDR+TXV | ML180DF110E60C* | 23400 | 23600 | 15.6 | 12.5 | 8.1 | 2 | 63 | 47 | 210869807
LENNOX | ML17XP1-024-230A** | CR33-30/36C+TDR+TXV | ML196DF090XE48C* | 23400 | 23200 | 16 | 13 | 8.1 | 2.04 | 63 | 48 | 210869809
LENNOX | EL22XPV-036-230A** | CR33-30/36B+TDR+TXV | ML196DF070XE48B* | 34600 | 35400 | 19.5 | 11.7 | 9 | 2.2 | 66 | 53 | 211467853
LENNOX | EL22XPV-036-230A** | CR33-30/36C+TDR+TXV | EL296DF110XE60C* | 34800 | 35400 | 17 | 11.7 | 8.7 | 2.22 | 65 | 53 | 211467858
LENNOX | EL22XPV-036-230A** | CR33-30/36C+TDR+TXV | ML196DF090XE48C* | 34600 | 35000 | 19.5 | 12 | 9 | 2.24 | 65 | 53 | 211467861
LENNOX | EL22XPV-036-230A** | CR33-30/36C+TDR+TXV | ML296DF090XV60C* | 34000 | 34800 | 19.5 | 11.7 | 9 | 2.22 | 66 | 53 | 211467863
LENNOX | EL22XPV-036-230A** | CR33-30/36C+TDR+TXV | ML196DF110XE60C* | 34800 | 35400 | 17.5 | 12 | 8.8 | 2.22 | 65 | 53 | 211467862
LENNOX | EL22XPV-036-230A** | CR33-48B*+TDR+TXV | ML180DF070E36B* | 35000 | 33400 | 20 | 12 | 8.8 | 2.16 | 65 | 53 | 211467870
LENNOX | EL22XPV-036-230A** | CR33-30/36C+TDR+TXV | SLP99DF090XV36C* | 34400 | 35600 | 20.5 | 11.7 | 9 | 2.2 | 65 | 53 | 211467864
LENNOX | EL22XPV-036-230A** | CR33-48B*+TDR+TXV | EL296DF070XE48B* | 35200 | 33600 | 19.5 | 11.7 | 8.8 | 2.14 | 65 | 54 | 211467868
LENNOX | EL22XPV-036-230A** | CR33-48B*+TDR+TXV | ML180DF090E48B* | 35400 | 33400 | 20 | 12 | 8.8 | 2.18 | 64 | 53 | 211467871
LENNOX | EL22XPV-036-230A** | CR33-30/36C+TDR+TXV | SLP99DF090XV48C* | 34400 | 35800 | 20 | 11.7 | 9 | 2.18 | 65 | 53 | 211467865
LENNOX | EL22XPV-036-230A** | CR33-48B*+TDR+TXV | EL296DF070XV48B* | 34600 | 34000 | 19.5 | 11.7 | 8.8 | 2.1 | 65 | 54 | 211467869
LENNOX | EL22XPV-036-230A** | CR33-48B*+TDR+TXV | ML193DF045XE36B* | 35200 | 33600 | 20 | 11.7 | 8.8 | 2.14 | 65 | 53 | 211467872
LENNOX | EL22XPV-036-230A** | CR33-48B*+TDR+TXV | ML193DF070XE36B* | 35200 | 33400 | 20 | 12 | 8.8 | 2.14 | 65 | 53 | 211467873
LENNOX | EL22XPV-036-230A** | CR33-48B*+TDR+TXV | EL296DF045XV36B* | 34800 | 33800 | 20 | 11.7 | 8.8 | 2.12 | 65 | 54 | 211467867
LENNOX | EL22XPV-036-230A** | CR33-48B*+TDR+TXV | EL280DF090E48B* | 35200 | 33400 | 19.5 | 12 | 8.8 | 2.16 | 65 | 53 | 211467866
LENNOX | EL22XPV-036-230A** | CR33-48B*+TDR+TXV | ML196DF070XE48B* | 35200 | 33600 | 19.5 | 11.7 | 8.8 | 2.12 | 65 | 54 | 211467875
LENNOX | EL22XPV-036-230A** | CR33-48B*+TDR+TXV | SLP99DF070XV36B* | 34800 | 33800 | 20.5 | 11.7 | 8.8 | 2.12 | 64 | 54 | 211467879
LENNOX | EL22XPV-036-230A** | CR33-48B*+TDR+TXV | ML296DF045XV36B* | 35000 | 33600 | 18.5 | 11.7 | 8.7 | 2.1 | 65 | 54 | 211467876
LENNOX | EL22XPV-036-230A** | CR33-48B*+TDR+TXV | ML296DF070XV48B* | 35000 | 33600 | 19.5 | 11.7 | 8.8 | 2.12 | 65 | 53 | 211467877
LENNOX | EL22XPV-036-230A** | CR33-48B*+TDR+TXV | SL280DF090V48B* | 34800 | 33800 | 20 | 11.7 | 8.8 | 2.12 | 64 | 53 | 211467878
LENNOX | EL22XPV-036-230A** | CX35-30A+TDR | EL180UH040NE36A* | 34200 | 34000 | 20.5 | 11.7 | 8.5 | 2.12 | 64 | 52 | 211467880
LENNOX | EL22XPV-036-230A** | CX35-30A+TDR | EL180UH060NE36A* | 34200 | 34000 | 20 | 11.7 | 8.5 | 2.12 | 64 | 52 | 211467881
LENNOX | EL22XPV-036-230A** | CR33-48B*+TDR+TXV | ML196DF045XE36B* | 34800 | 33200 | 20 | 11.7 | 8.8 | 2.14 | 65 | 53 | 211467874
LENNOX | EL22XPV-036-230A** | CX35-30A+TDR | EL280UH045E36A* | 34800 | 34400 | 20.5 | 12 | 8.5 | 2.12 | 63 | 52 | 211467882
LENNOX | EL22XPV-036-230A** | CX35-30A+TDR | EL280UH070E36A* | 34800 | 34400 | 20 | 11.7 | 8.5 | 2.12 | 63 | 52 | 211467883
LENNOX | EL22XPV-036-230A** | CX35-30A+TDR | ML180UH030V36A* | 34800 | 34200 | 20.5 | 12 | 8.5 | 2.14 | 63 | 52 | 211467885
LENNOX | EL22XPV-036-230A** | CX35-30A+TDR | ML180UH045E36A* | 34400 | 34000 | 20 | 12 | 8.5 | 2.14 | 63 | 51 | 211467886
LENNOX | EL22XPV-036-230A** | CX35-30A+TDR | ML180UH045XE36A* | 34400 | 34000 | 20 | 12 | 8.5 | 2.14 | 63 | 51 | 211467888
LENNOX | EL22XPV-036-230A** | CX35-30A+TDR | ML180UH045V36A* | 34800 | 34200 | 20.5 | 12 | 8.5 | 2.14 | 63 | 52 | 211467887
LENNOX | EL22XPV-036-230A** | CX35-30A+TDR | ML180UH070E36A* | 34400 | 34000 | 20 | 12 | 8.5 | 2.14 | 64 | 52 | 211467889
LENNOX | EL22XPV-036-230A** | CX35-30A+TDR | SL280UH070V36A* | 34600 | 34800 | 20 | 12 | 8.5 | 2.1 | 63 | 52 | 211467892
LENNOX | EL22XPV-036-230A** | CX35-30A+TDR | ML180UH070XE36A* | 34400 | 34000 | 20 | 12 | 8.5 | 2.14 | 64 | 52 | 211467891
LENNOX | EL22XPV-036-230A** | CX35-30A+TDR | EL280UH070XE36A* | 34800 | 34400 | 20 | 11.7 | 8.5 | 2.12 | 63 | 52 | 211467884
LENNOX | EL22XPV-036-230A** | CX35-30B+TDR | EL195UH040NE36B* | 34200 | 33800 | 19.5 | 12 | 8.5 | 2.1 | 63 | 52 | 211467895
LENNOX | EL22XPV-036-230A** | CX35-30B+TDR | EL180UH080NE48B* | 34400 | 34000 | 18.5 | 11.7 | 8.5 | 2.12 | 64 | 52 | 211467894
LENNOX | EL22XPV-036-230A** | CX35-30B+TDR | EL195UH060NE36B* | 34600 | 34200 | 20 | 11.7 | 8.5 | 2.12 | 64 | 52 | 211467896
LENNOX | EL22XPV-036-230A** | CX35-30A+TDR | ML180UH070V36A* | 34800 | 34400 | 20 | 11.7 | 8.5 | 2.12 | 63 | 52 | 211467890
LENNOX | EL22XPV-036-230A** | CX35-30B+TDR | EL280UH090XE48B* | 35000 | 34400 | 19.5 | 12 | 8.5 | 2.14 | 63 | 51 | 211467900
LENNOX | EL22XPV-036-230A** | CX35-30B+TDR | EL280UH090E48B* | 35000 | 34400 | 19.5 | 12 | 8.5 | 2.14 | 63 | 51 | 211467899
LENNOX | EL22XPV-036-230A** | CX35-30B+TDR | EL280UH090E36B* | 35000 | 34600 | 19.5 | 12 | 8.5 | 2.14 | 63 | 51 | 211467898
LENNOX | EL22XPV-036-230A** | CX35-30A+TDR | SL280UH070XV36A* | 34600 | 34800 | 20 | 12 | 8.5 | 2.1 | 63 | 52 | 211467893
LENNOX | EL22XPV-036-230A** | CX35-30B+TDR | EL196UH030XE36B* | 34200 | 34000 | 19 | 11.7 | 8.5 | 2.1 | 64 | 52 | 211467897
LENNOX | EL22XPV-036-230A** | CX35-30B+TDR | EL296UH070XV36B* | 34600 | 34800 | 20.5 | 12 | 8.5 | 2.1 | 63 | 52 | 211467904
LENNOX | EL22XPV-036-230A** | CX35-30B+TDR | ML180UH070E36B* | 34800 | 34200 | 20.5 | 12 | 8.5 | 2.14 | 63 | 51 | 211467905
LENNOX | EL22XPV-036-230A** | CX35-30B+TDR | EL296UH045XE36B* | 34400 | 34200 | 20 | 11.7 | 8.5 | 2.12 | 63 | 52 | 211467901
LENNOX | EL22XPV-036-230A** | CX35-30B+TDR | EL296UH070XE36B* | 34400 | 34200 | 20 | 11.7 | 8.5 | 2.1 | 63 | 52 | 211467903
LENNOX | EL22XPV-036-230A** | CX35-30B+TDR | EL296UH045XV36B* | 34400 | 35000 | 20 | 11.7 | 8.5 | 2.08 | 63 | 52 | 211467902
LENNOX | EL22XPV-036-230A** | CX35-30B+TDR | ML180UH090E48B* | 35000 | 34200 | 19.5 | 12 | 8.5 | 2.16 | 63 | 51 | 211467909
LENNOX | EL22XPV-036-230A** | CX35-30B+TDR | ML180UH090V48B* | 34800 | 34400 | 20 | 12 | 8.5 | 2.12 | 63 | 51 | 211467910
LENNOX | EL22XPV-036-230A** | CX35-30B+TDR | ML180UH070V36B* | 34600 | 34200 | 20.5 | 12 | 8.5 | 2.14 | 63 | 51 | 211467906
LENNOX | EL22XPV-036-230A** | CX35-30B+TDR | ML193UH045XE36B* | 34400 | 34200 | 19.5 | 11.7 | 8.5 | 2.1 | 64 | 52 | 211467913
LENNOX | EL22XPV-036-230A** | CX35-30B+TDR | ML193UH070XE36B* | 34600 | 34400 | 19.5 | 11.7 | 8.5 | 2.12 | 63 | 52 | 211467914
LENNOX | EL22XPV-036-230A** | CX35-30B+TDR | ML180UH090XE48B* | 35000 | 34200 | 19.5 | 12 | 8.5 | 2.16 | 63 | 51 | 211467911
LENNOX | EL22XPV-036-230A** | CX35-30B+TDR | ML180UH070V48B* | 34400 | 33800 | 20.5 | 12 | 8.5 | 2.16 | 63 | 51 | 211467907
LENNOX | EL22XPV-036-230A** | CX35-30B+TDR | ML193UH030XE36B* | 34400 | 34200 | 19.5 | 11.7 | 8.5 | 2.1 | 64 | 52 | 211467912
LENNOX | EL22XPV-036-230A** | CX35-30B+TDR | ML196UH030XE36B* | 34600 | 34200 | 20 | 11.7 | 8.5 | 2.12 | 64 | 52 | 211467915
ALLIED | 4HP17L48P-**A | EA(C;U)1P49C+TDR+TXV | 92G1UH110CE20 | 47500 | 45000 | 15.4 | 12.5 | 8.1 | 2.24 | 68 | 56 | 210328330
ALLIED | 4HP17L48P-**A | EA(C;U)1P60C+TDR+TXV | 92G1UH110CE20 | 48000 | 47000 | 15.4 | 12.5 | 8.3 | 2.32 | 67 | 54 | 210328349
ALLIED | 4HP17L48P-**A | EA(C;U)1P60C+TDR+TXV | 80G2UH110CE16 | 48000 | 46500 | 15.6 | 13 | 8.3 | 2.36 | 68 | 54 | 210328353
AC PRO | 4HP17L18P-**A | EAC4X24B+TDR | 80G2UH090BV16 | 18000 | 17800 | 16 | 13.5 | 8.1 | 2.06 | 63 | 48 | 210328287
ALLIED | 4HP17L36P-**A | ED1P50/60C+TDR+TXV | 96G2DF110CV20 | 36000 | 32600 | 15.8 | 13 | 8.1 | 2.18 | 68 | 55 | 210328602
ALLIED | 4HP17L48P-**A | EA(C;U)1P48C+TDR+TXV | 96G2UH110CE20 | 46500 | 45000 | 15.2 | 12.5 | 8.1 | 2.18 | 67 | 54 | 210328324
ALLIED | 4HP17L48P-**A | EA(C;U)1P48C+TDR+TXV | 92G1UH110CE20 | 46500 | 44500 | 15.4 | 12.5 | 8.1 | 2.18 | 68 | 55 | 210328322
ALLIED | 4HP17L30P-**A | ED1P30/36B+TDR+TXV | 96G1DF045BE12 | 27600 | 28800 | 15.4 | 12.5 | 8.5 | 2.2 | 64 | 49 | 210328697
ALLIED | 4HP17L30P-**A | EA(C;U)1P36B+TDR+TXV | 96G1UH045BE12 | 29400 | 27800 | 15.6 | 12.5 | 8.1 | 2.26 | 66 | 53 | 210328657
ALLIED | 4HP17L48P-**A | ED1P50/60C+TDR+TXV | 96G1DF110CE20 | 47000 | 45000 | 15.4 | 12.5 | 8.1 | 2.2 | 67 | 54 | 210328378
ALLIED | 4HP17L48P-**A | ED1P50/60C+TDR+TXV | 80G1DF110CE20 | 47500 | 45000 | 15.8 | 13 | 8.1 | 2.22 | 67 | 53 | 210328377
ALLIED | 4HP17L24P-**A | BCE7E24M*4X |  | 23200 | 21600 | 16.2 | 13.5 | 8.1 | 2.12 | 63 | 48 | 210328762
ALLIED | 4HP17L42P-**A | ED1P48C+TDR+TXV | 80G1DF110CE20 | 41000 | 42000 | 15.6 | 13 | 8.1 | 2.14 | 65 | 50 | 210328458
ALLIED | 4HP17L30P-**A | EA(C;U)1P36A+TDR+TXV | 80G1UH045AE12 | 29400 | 27600 | 16 | 13 | 8.1 | 2.28 | 66 | 52 | 210328644
ALLIED | 4HP17L48P-**A | EAC4X49C+TDR | 80G2UH110CV20 | 48000 | 45500 | 15.2 | 12.5 | 8.1 | 2.26 | 69 | 56 | 210328404
ARMSTRONG AIR | 4SHP17LE142P-**A | BCE7S42M*4X |  | 41500 | 40000 | 15.6 | 13 | 8.3 | 2.2 | 66 | 52 | 210329182
ARMSTRONG AIR | 4SHP17LE148P-**A | BCE7E48M*4X |  | 48000 | 45000 | 15.4 | 12.5 | 8.5 | 2.34 | 68 | 54 | 210329094
ARMSTRONG AIR | 4SHP17LE148P-**A | EA(C;U)1P49C+TDR+TXV | A93UH1E110C20 | 47500 | 45000 | 15.4 | 12.5 | 8.1 | 2.24 | 68 | 56 | 210329110
ALLIED | 4HP17L18P-**A | BCE5V18M*4X |  | 18000 | 17800 | 16 | 13.5 | 8.1 | 2.08 | 62 | 46 | 210328926
ARMSTRONG AIR | 4SHP17LE118P-**A | EA(C;U)1P24A+TDR+TXV | A80UH2E045A12 | 18000 | 17400 | 16 | 13.5 | 8.1 | 2.06 | 63 | 48 | 210329581
ALLIED | 4HP17L18P-**A | EAC4X24B+TDR | 96G2UH045BV12 | 18000 | 17400 | 16 | 13.5 | 8.1 | 2.06 | 63 | 48 | 210329062
ALLIED | 4HP17L18P-**A | ED1P30/36B+TDR+TXV | 92G1DF070BE12 | 18000 | 18000 | 16.8 | 14 | 8.5 | 2.18 | 62 | 47 | 210329038
ARMSTRONG AIR | 4SHP17LE148P-**A | EA(C;U)1P60C+TDR+TXV | A80UH1E090C20 | 48000 | 46000 | 15.6 | 13 | 8.1 | 2.38 | 68 | 55 | 210329126
ARMSTRONG AIR | 4SHP17LE148P-**A | EA(C;U)1P60C+TDR+TXV | A80UH1E110C20 | 48000 | 47000 | 15.4 | 12.5 | 8.3 | 2.34 | 67 | 54 | 210329130
LENNOX | EL18XPV-024-230A** | C35-24B+TDR+TXV | EL280UH090E36B* | 22800 | 23200 | 20.8 | 12.5 | 8.1 | 2.12 | 64 | 49 | 206840737
LENNOX | EL18XPV-024-230A** | CHX35-24B-**-*+TDR | EL296UH070XE36B* | 23200 | 23600 | 20.2 | 12.5 | 8.2 | 2.14 | 63 | 48 | 206840610
LENNOX | EL18XPV-024-230A** | CHX35-24B-**-*+TDR | EL296UH070XV36B* | 22800 | 23600 | 20.4 | 13 | 8.1 | 2.12 | 63 | 47 | 206840611
LENNOX | EL18XPV-024-230A** | CHX35-24B-**-*+TDR | ML180UH070V36B* | 23000 | 23600 | 21.4 | 13 | 8.2 | 2.14 | 63 | 47 | 206840612
LENNOX | EL18XPV-024-230A** | CHX35-24B-**-*+TDR | ML193UH070XE36B* | 23200 | 23600 | 20.8 | 12.5 | 8.2 | 2.14 | 63 | 48 | 206840615
LENNOX | EL18XPV-024-230A** | CHX35-24B-**-*+TDR | ML193UH045XE36B* | 23200 | 23600 | 20.6 | 12.5 | 8.2 | 2.12 | 63 | 47 | 206840614
LENNOX | EL18XPV-024-230A** | CHX35-24B-**-*+TDR | ML196UH045XE36B* | 23200 | 23600 | 19.8 | 12.5 | 8.1 | 2.14 | 63 | 47 | 206840616
LENNOX | EL18XPV-024-230A** | CHX35-24B-**-*+TDR | ML196UH070XE36B* | 23200 | 23600 | 19.8 | 12.5 | 8.1 | 2.16 | 63 | 47 | 206840617
LENNOX | EL18XPV-024-230A** | C35-24B+TDR+TXV | EL296UH045XE36B* | 22800 | 23000 | 19.8 | 12.5 | 8.1 | 2.12 | 64 | 49 | 206840738
LENNOX | EL18XPV-024-230A** | C35-24B+TDR+TXV | EL296UH070XE36B* | 22800 | 23200 | 19.8 | 12.5 | 8.1 | 2.14 | 64 | 49 | 206840740
LENNOX | EL18XPV-024-230A** | C35-24B+TDR+TXV | ML193UH045XE36B* | 22800 | 23000 | 20.4 | 12.5 | 8.1 | 2.14 | 64 | 50 | 206840744
COMFORT-AIRE | HRG1530S1R-**A | HCG30V1P |  | 29000 | 27400 | 15.4 | 12.5 | 8.1 | 2.16 | 65 | 51 | 210330428
COMFORT-AIRE | HRG1**8S1R-**A | ED1P30/36A+TDR+TXV | GDD80C070B3M | 18000 | 17800 | 16 | 13.5 | 8.1 | 2.12 | 62 | 46 | 210330563
AIREASE | 4SHP17LE118P-**A | ED1P24A+TDR+TXV | A80DS2V070A12 | 18000 | 18000 | 16 | 13 | 8.1 | 1.96 | 63 | 48 | 210330291
LENNOX | SL25XPV-036-230A** | C35-48C+TDR+TXV | SLP99UH090XV36C* | 34000 | 35600 | 22 | 13.4 | 8.8 | 1.82 | 93 | 78 | 207436283
LENNOX | SL25XPV-036-230A** | C35-48C+TDR+TXV | SL297UH080NV60C* | 34000 | 35600 | 20.8 | 13.4 | 8.8 | 1.82 | 93 | 77 | 207436282
LENNOX | SL25XPV-036-230A** | C35-48C+TDR+TXV | SL297UH080NV48C* | 34000 | 35400 | 22 | 13.4 | 8.8 | 1.82 | 93 | 77 | 207436281
LENNOX | SL25XPV-036-230A** | C35-48C+TDR+TXV | SL280UH110XV60C* | 34000 | 35400 | 21 | 13.5 | 8.8 | 1.84 | 93 | 77 | 207436280
LENNOX | SL25XPV-036-230A** | C35-48C+TDR+TXV | SL280UH110V60C* | 34000 | 35400 | 21 | 13.5 | 8.8 | 1.84 | 93 | 77 | 207436279
LENNOX | SL25XPV-036-230A** | C35-48C+TDR+TXV | SL280UH090XV60C* | 34000 | 35400 | 21.4 | 13.5 | 8.8 | 1.84 | 93 | 77 | 207436277
LENNOX | SL25XPV-036-230A** | C35-48C+TDR+TXV | SL280UH100NV60C* | 34000 | 35200 | 21 | 13.5 | 8.8 | 1.82 | 93 | 78 | 207436278
LENNOX | SL25XPV-036-230A** | C35-48C+TDR+TXV | SL280UH090V60C* | 34000 | 35400 | 21.4 | 13.5 | 8.8 | 1.84 | 93 | 77 | 207436276
Century | HRG1536S1R-**A | EAH1P51C+TDR+TXV | GUH80C110C5M | 36000 | 33400 | 16.4 | 13 | 8.1 | 2.18 | 66 | 52 | 210331312
ARMSTRONG AIR | 4SHP22LX148P-**A | EAC4X60C+TDR | A80US2V110C20 | 47500 | 45500 | 19 | 12 | 8.5 | 2.04 | 63 | 55 | 211528847
ARMSTRONG AIR | 4SHP22LX148P-**A | EAC4X60C+TDR | A80UH1E110C20 | 47500 | 45500 | 18.5 | 12 | 8.5 | 2.04 | 63 | 55 | 211528841
ARMSTRONG AIR | 4SHP22LX148P-**A | EAC4X60C+TDR | A96UH1E110C20 | 47500 | 45500 | 18 | 12 | 8.2 | 2.02 | 63 | 55 | 211528843
ARMSTRONG AIR | 4SHP22LX148P-**A | EAC4X60C+TDR | A80US2V090C20 | 47500 | 45000 | 19 | 12 | 8.5 | 2.08 | 63 | 55 | 211528845
ARMSTRONG AIR | 4SHP22LX148P-**A | EAC4X60C+TDR | A80US2V100C20X | 47500 | 45500 | 19 | 12 | 8.5 | 2.04 | 63 | 55 | 211528846
ARMSTRONG AIR | 4SHP22LX148P-**A | EAC4X60C+TDR | A96UH2E110C20 | 47500 | 45500 | 18 | 12 | 8.2 | 2.02 | 63 | 55 | 211528837
ARMSTRONG AIR | 4SHP22LX148P-**A | EAC4X60C+TDR | A80US2V080C20X | 47500 | 45500 | 19 | 12 | 8.5 | 2.04 | 63 | 55 | 211528844
ARMSTRONG AIR | 4SHP22LX148P-**A | EAC4X60C+TDR | A93UH1E110C20 | 47500 | 45000 | 18 | 12 | 8.2 | 2.04 | 64 | 56 | 211528842
ARMSTRONG AIR | 4SHP22LX148P-**A | EAC4X60C+TDR | A96US2V110C20 | 47500 | 45500 | 19 | 12 | 8.5 | 2.02 | 63 | 55 | 211528839
ARMSTRONG AIR | 4SHP22LX148P-**A | EAC4X60C+TDR | A80UH2E110C20 | 48000 | 45500 | 18.5 | 12 | 8.5 | 2.04 | 63 | 55 | 211528834
ARMSTRONG AIR | 4SHP22LX148P-**A | EAC4X60C+TDR | A80UH1E090C20 | 48000 | 45500 | 18.5 | 12 | 8.5 | 2.06 | 63 | 55 | 211528840
ARMSTRONG AIR | 4SHP22LX148P-**A | EAC4X60C+TDR | A96US2V110C16 | 47500 | 45500 | 19 | 11.7 | 8.5 | 2 | 64 | 55 | 211528838
ARMSTRONG AIR | 4SHP22LX148P-**A | EAC4X60C+TDR | A80UH1E100C20X | 47500 | 45500 | 18.5 | 11.7 | 8.2 | 2.02 | 63 | 55 | 211528832
ARMSTRONG AIR | 4SHP22LX148P-**A | EAC4X60C+TDR | A96US2V090C16 | 47500 | 46000 | 19 | 11.7 | 8.5 | 2.02 | 63 | 55 | 211528835
ARMSTRONG AIR | 4SHP22LX148P-**A | EAC4X60C+TDR | A80UH2E110C16 | 47500 | 45000 | 19 | 12 | 8.5 | 2.06 | 63 | 55 | 211528833
ARMSTRONG AIR | 4SHP22LX148P-**A | BCE7S48M*4X |  | 46000 | 44500 | 19.5 | 12 | 8.1 | 1.9 | 64 | 51 | 211528788
LENNOX | EL18XPV-024-230A** | CX35-24A+TDR | EL280UH070XE36A* | 22800 | 23200 | 20.6 | 12.5 | 8.1 | 2.14 | 64 | 49 | 206840772
LENNOX | EL18XPV-024-230A** | CX35-24A+TDR | EL280UH070E36A* | 22800 | 23200 | 20.6 | 12.5 | 8.1 | 2.14 | 64 | 49 | 206840771
LENNOX | EL18XPV-024-230A** | CX35-24A+TDR | EL180UH040NE36A* | 22800 | 22800 | 20.8 | 12.5 | 8.1 | 2.16 | 64 | 50 | 206840768
LENNOX | EL18XPV-024-230A** | CX35-24A+TDR | EL180UH060NE36A* | 22800 | 22800 | 20.8 | 12.5 | 8.1 | 2.16 | 64 | 50 | 206840769
LENNOX | EL18XPV-024-230A** | CBA27UHE-024-230*+TDR |  | 23800 | 24000 | 20.2 | 12.5 | 8.3 | 2.22 | 62 | 46 | 206840766
LENNOX | EL18XPV-024-230A** | CBA38MV-030-230*+TDR |  | 23400 | 23400 | 20.8 | 13.4 | 8.4 | 2.28 | 65 | 50 | 206840767
LENNOX | EL18XPV-024-230A** | CBA25UHV-030-230-** |  | 23600 | 23000 | 20.2 | 13.4 | 8.1 | 2.16 | 63 | 49 | 206840765
COMFORT-AIRE | HRG1536S1R-**A | HCG36V1P |  | 36000 | 34000 | 15.8 | 13 | 8.1 | 2.2 | 65 | 51 | 210330372
COMFORT-AIRE | HRG1536S1R-**A | ED1P50/60C+TDR+TXV | GDD80C110C5M | 36000 | 32200 | 16.6 | 13.5 | 8.1 | 2.26 | 68 | 56 | 210330420
COMFORT-AIRE | HRG1548S1R-**A | EA(C;U)1P48B+TDR+TXV | GUH92C110C5M | 46500 | 44500 | 15.4 | 12.5 | 8.1 | 2.18 | 68 | 55 | 210330316
COMFORT-AIRE | HRG1**8S1R-**A | EA(C;U)1P24A+TDR+TXV | GUH96T045B3M | 18000 | 17400 | 16 | 13.5 | 8.1 | 2.06 | 63 | 48 | 210330524
COMFORT-AIRE | HRG1**8S1R-**A | EAH1P24B+TDR+TXV | GUH80C070B3M | 18000 | 17800 | 16.4 | 13.5 | 8.1 | 2.1 | 62 | 46 | 210330540
COMFORT-AIRE | HRG1548S1R-**A | EA(C;U)1P49C+TDR+TXV | GUH80C090C5M | 48000 | 45000 | 15.6 | 13 | 8.1 | 2.26 | 68 | 56 | 210330321
COMFORT-AIRE | HRG1**8S1R-**A | EAH1P24B+TDR+TXV | GUH97M070B3M | 18000 | 18000 | 16.4 | 13.5 | 8.1 | 2.1 | 62 | 47 | 210330547
COMFORT-AIRE | HRG1**8S1R-**A | EAH1P24B+TDR+TXV | GUH96T070B3M | 18000 | 18000 | 16.4 | 13.5 | 8.1 | 2.1 | 62 | 47 | 210330546
COMFORT-AIRE | HRG1542S1R-**A | HCG42V1P |  | 41000 | 39000 | 15.4 | 13 | 8.1 | 2.14 | 66 | 52 | 210330356
AIREASE | 4SHP17LE130P-**A | ED1P30/36A+TDR+TXV | A93DF1E045B12 | 27600 | 28800 | 15.4 | 12.5 | 8.5 | 2.2 | 64 | 49 | 210330052
AIREASE | 4SHP17LE130P-**A | ED1P30/36A+TDR+TXV | A96DF1E070B16 | 27800 | 29000 | 15.2 | 12.5 | 8.5 | 2.2 | 63 | 49 | 210330051
AIREASE | 4SHP17LE130P-**A | EA(C;U)1P36A+TDR+TXV | A96US2V070B12 | 30000 | 28000 | 16 | 13 | 8.1 | 2.28 | 66 | 52 | 210330017
AIREASE | 4SHP17LE130P-**A | BCE7E30M*4X |  | 29600 | 28200 | 15.8 | 13 | 8.5 | 2.36 | 66 | 52 | 210329959
AIREASE | 4SHP17LE130P-**A | ED1P30/36A+TDR+TXV | A80DS2V090B16 | 28000 | 29000 | 15.2 | 12.5 | 8.5 | 2.22 | 64 | 50 | 210330057
AIREASE | 4SHP17LE130P-**A | ED1P30/36A+TDR+TXV | A96DF2E045B12 | 27800 | 29000 | 15.2 | 12.5 | 8.5 | 2.2 | 64 | 50 | 210330055
AIREASE | 4SHP17LE130P-**A | EA(C;U)1P36A+TDR+TXV | A80UH2E070A12 | 29600 | 27800 | 16 | 13 | 8.1 | 2.26 | 65 | 51 | 210329991
AIREASE | 4SHP17LE118P-**A | EA(C;U)1P24A+TDR+TXV | A80UH2E090B12 | 18000 | 17400 | 16.4 | 14 | 8.1 | 2.12 | 62 | 47 | 210330201
AIREASE | 4SHP17LE130P-**A | EA(C;U)1P36A+TDR+TXV | A80UH2E090B12 | 29800 | 27800 | 16.2 | 13 | 8.1 | 2.3 | 65 | 51 | 210330007
AIREASE | 4SHP17LE118P-**A | BCE5V18M*4X |  | 18000 | 17800 | 16 | 13.5 | 8.1 | 2.08 | 62 | 46 | 210330183
ALLIED | 4HP17L42P-**A | BCE7E48M*4X |  | 41000 | 40000 | 15.2 | 13 | 8.1 | 2.2 | 65 | 50 | 211521131
AC PRO | 4HP17L42P-**A | BCE7E48M*4X |  | 41000 | 40000 | 15.2 | 13 | 8.1 | 2.2 | 65 | 50 | 211521129
CONCORD | 4HP17L42P-**A | BCE7E48M*4X |  | 41000 | 40000 | 15.2 | 13 | 8.1 | 2.2 | 65 | 50 | 211521127
LENNOX | EL22XPV-036-230A** | CX35-48B+TDR | SL280UH090XV48B* | 35000 | 33800 | 20 | 12 | 9 | 2.22 | 66 | 54 | 211468007
LENNOX | EL22XPV-036-230A** | CX35-48B+TDR | SLP99UH070XV36B* | 35000 | 34000 | 20.5 | 12 | 8.8 | 2.18 | 66 | 55 | 211468010
LENNOX | EL22XPV-036-230A** | CX35-48B+TDR | ML296UH070XV36B* | 35000 | 33800 | 18.5 | 11.7 | 8.7 | 2.16 | 66 | 55 | 211468003
LENNOX | EL22XPV-036-230A** | CX35-48B+TDR | SL297UH040NV36B* | 35000 | 34000 | 20.5 | 12 | 8.8 | 2.18 | 66 | 55 | 211468008
LENNOX | EL22XPV-036-230A** | CX35-48B+TDR | SL297UH060NV36B* | 34800 | 34000 | 20 | 12 | 8.8 | 2.18 | 66 | 55 | 211468009
LENNOX | EL22XPV-036-230A** | CX35-48B+TDR | SL280UH090V48B* | 35000 | 33800 | 20 | 12 | 9 | 2.22 | 66 | 54 | 211468006
LENNOX | EL22XPV-036-230A** | CX35-48B+TDR | ML193UH030XE36B* | 34800 | 33400 | 19 | 11.7 | 8.8 | 2.18 | 67 | 55 | 211467995
LENNOX | EL22XPV-036-230A** | CX35-48B+TDR | ML296UH045XV36B* | 35000 | 33800 | 18.5 | 11.7 | 8.7 | 2.18 | 66 | 55 | 211468002
LENNOX | EL22XPV-036-230A** | CX35-48B+TDR | SL280UH090V36B* | 35000 | 33800 | 20.5 | 12 | 9 | 2.22 | 66 | 54 | 211468005
LENNOX | EL22XPV-036-230A** | CX35-48B+TDR | SL280UH080NV48B* | 35000 | 33800 | 20 | 12 | 8.8 | 2.2 | 67 | 55 | 211468004
LENNOX | EL22XPV-036-230A** | CX35-48B+TDR | ML193UH070XE36B* | 35000 | 33600 | 19.5 | 12 | 8.8 | 2.2 | 66 | 55 | 211467997
LENNOX | EL22XPV-036-230A** | CX35-48B+TDR | ML196UH070XE36B* | 34600 | 33400 | 19.5 | 12 | 8.8 | 2.2 | 66 | 55 | 211468000
LENNOX | EL22XPV-036-230A** | CX35-48B+TDR | ML196UH070XE48B* | 35200 | 33800 | 17.5 | 11.7 | 8.7 | 2.18 | 66 | 55 | 211468001
LENNOX | EL22XPV-036-230A** | CX35-48B+TDR | EL196UH045XE36B* | 34400 | 33200 | 19.5 | 12 | 8.7 | 2.18 | 66 | 55 | 211467979
LENNOX | EL22XPV-036-230A** | CX35-48B+TDR | ML196UH045XE36B* | 34400 | 33200 | 19.5 | 12 | 8.7 | 2.18 | 66 | 55 | 211467999
LENNOX | EL22XPV-036-230A** | CX35-48B+TDR | ML180UH070V48B* | 35400 | 33600 | 20.5 | 12 | 8.8 | 2.22 | 66 | 54 | 211467990
LENNOX | EL22XPV-036-230A** | CX35-48B+TDR | ML196UH030XE36B* | 34400 | 33400 | 19 | 11.7 | 8.7 | 2.18 | 66 | 55 | 211467998
LENNOX | EL22XPV-036-230A** | CX35-48B+TDR | ML180UH090V48B* | 35200 | 33600 | 20 | 12 | 8.8 | 2.22 | 66 | 54 | 211467993
LENNOX | EL22XPV-036-230A** | CX35-48B+TDR | ML180UH090XE48B* | 35600 | 33600 | 19.5 | 12 | 8.8 | 2.24 | 66 | 54 | 211467994
LENNOX | EL22XPV-036-230A** | CX35-48B+TDR | ML193UH045XE36B* | 35000 | 33600 | 19.5 | 11.7 | 8.8 | 2.18 | 67 | 55 | 211467996
LENNOX | EL22XPV-036-230A** | CX35-48B+TDR | ML180UH090E48B* | 35600 | 33600 | 19.5 | 12 | 8.8 | 2.24 | 66 | 54 | 211467992
LENNOX | EL22XPV-036-230A** | CX35-48B+TDR | EL296UH045XE36B* | 34800 | 33600 | 20 | 12 | 8.8 | 2.2 | 67 | 55 | 211467984
LENNOX | EL22XPV-036-230A** | CX35-48B+TDR | ML180UH070XE36B* | 35200 | 33400 | 20 | 12 | 8.8 | 2.22 | 66 | 54 | 211467991
LENNOX | EL22XPV-036-230A** | CX35-48B+TDR | ML180UH070V36B* | 35000 | 33400 | 20.5 | 12 | 8.8 | 2.22 | 66 | 54 | 211467989
LENNOX | EL22XPV-036-230A** | CX35-48B+TDR | ML180UH070E36B* | 35200 | 33400 | 20 | 12 | 8.8 | 2.22 | 66 | 54 | 211467988
LENNOX | EL22XPV-036-230A** | CX35-48B+TDR | EL296UH070XV36B* | 35000 | 34000 | 20.5 | 12 | 8.8 | 2.18 | 66 | 55 | 211467987
LENNOX | EL22XPV-036-230A** | CX35-36B+TDR | SL297UH060NV36B* | 35000 | 35000 | 20.5 | 12 | 8.5 | 2.1 | 63 | 52 | 211467973
LENNOX | EL22XPV-036-230A** | CX35-48B+TDR | EL296UH070XE36B* | 34800 | 33400 | 19.5 | 12 | 8.8 | 2.18 | 66 | 55 | 211467986
LENNOX | EL22XPV-036-230A** | CX35-48B+TDR | EL296UH045XV36B* | 34800 | 34000 | 20 | 12 | 8.8 | 2.18 | 66 | 55 | 211467985
LENNOX | EL22XPV-036-230A** | CX35-48B+TDR | EL180UH080NE48B* | 35400 | 33800 | 18.5 | 12 | 8.7 | 2.18 | 67 | 55 | 211467975
LENNOX | EL22XPV-036-230A** | CX35-48B+TDR | EL280UH090XE48B* | 35000 | 33200 | 19 | 12 | 8.8 | 2.24 | 66 | 54 | 211467983
LENNOX | EL22XPV-036-230A** | CX35-48B+TDR | EL280UH090E36B* | 35000 | 33200 | 20.5 | 12 | 8.8 | 2.24 | 66 | 55 | 211467981
LENNOX | EL22XPV-036-230A** | CX35-48B+TDR | EL196UH070XE36B* | 34600 | 33400 | 19.5 | 12 | 8.8 | 2.2 | 66 | 55 | 211467980
LENNOX | EL22XPV-036-230A** | CX35-36B+TDR | SL280UH090V36B* | 35000 | 34800 | 21 | 12 | 8.5 | 2.16 | 63 | 51 | 211467969
LENNOX | EL22XPV-036-230A** | CX35-48B+TDR | EL280UH090E48B* | 35000 | 33200 | 19 | 12 | 8.8 | 2.24 | 66 | 54 | 211467982
LENNOX | EL22XPV-036-230A** | CX35-48B+TDR | EL196UH030XE36B* | 34400 | 33400 | 19 | 11.7 | 8.7 | 2.18 | 66 | 55 | 211467978
LENNOX | EL22XPV-036-230A** | CX35-48B+TDR | EL195UH060NE36B* | 35000 | 33600 | 20 | 12 | 8.8 | 2.2 | 67 | 55 | 211467977
LENNOX | EL22XPV-036-230A** | CX35-36B+TDR | SLP99UH070XV36B* | 35000 | 35000 | 20.5 | 12 | 8.5 | 2.12 | 63 | 52 | 211467974
LENNOX | EL22XPV-036-230A** | CX35-48B+TDR | EL195UH040NE36B* | 34400 | 33200 | 19.5 | 12 | 8.7 | 2.2 | 66 | 55 | 211467976
LENNOX | EL22XPV-036-230A** | CX35-36B+TDR | ML196UH030XE36B* | 34600 | 34200 | 19.5 | 12 | 8.5 | 2.12 | 63 | 52 | 211467963
LENNOX | ML17XP1-024-230A** | CR33-30/36C+TDR+TXV | SL280DF110V60C* | 24000 | 24000 | 15.4 | 12.5 | 8.1 | 1.94 | 63 | 48 | 210870186
AC PRO | 4HP17L30P-**A | E*1P30B+TDR+TXV | 80G2UH090BE16L | 28000 | 26800 | 15.6 | 13 | 8.1 | 2.14 | 66 | 52 | 210870155
AC PRO | 4HP17L30P-**A | E*1P30B+TDR+TXV | 95G1UH060BE12X | 28200 | 27200 | 15.2 | 12.5 | 8.1 | 2.1 | 65 | 51 | 210870157
AC PRO | 4HP17L30P-**A | E*1P30B+TDR+TXV | 80G1UH070BE12L | 27600 | 26600 | 15.4 | 12.5 | 8.1 | 2.1 | 65 | 52 | 210870153
AC PRO | 4HP17L30P-**A | E*1P30B+TDR+TXV | 80G1UH090BE16L | 27800 | 26800 | 15.6 | 12.5 | 8.1 | 2.1 | 65 | 51 | 210870154
AC PRO | 4HP17L30P-**A | E*1P30A+TDR+TXV | 80G2UH070AE12L | 28000 | 27000 | 15.2 | 12.5 | 8.1 | 2.1 | 65 | 51 | 210870145
AC PRO | 4HP17L30P-**A | E*1P30A+TDR+TXV | 80G1UH045AE12L | 28000 | 26800 | 15.4 | 12.5 | 8.1 | 2.12 | 66 | 52 | 210870143
ROYALTON | 4HP17L30P-**A | E*1P30B+TDR+TXV | 80G2UH090BE16L | 28000 | 26800 | 15.6 | 13 | 8.1 | 2.14 | 66 | 52 | 210870118
ROYALTON | 4HP17L30P-**A | E*1P30B+TDR+TXV | 80G1UH090BE16L | 27800 | 26800 | 15.6 | 12.5 | 8.1 | 2.1 | 65 | 51 | 210870117
ROYALTON | 4HP17L30P-**A | E*1P30B+TDR+TXV | 80G1UH070BE12L | 27600 | 26600 | 15.4 | 12.5 | 8.1 | 2.1 | 65 | 52 | 210870116
ROYALTON | 4HP17L30P-**A | E*1P30B+TDR+TXV | 95G1UH060BE12X | 28200 | 27200 | 15.2 | 12.5 | 8.1 | 2.1 | 65 | 51 | 210870120
ROYALTON | 4HP17L30P-**A | E*1P30A+TDR+TXV | 80G2UH070AE12L | 28000 | 27000 | 15.2 | 12.5 | 8.1 | 2.1 | 65 | 51 | 210870108
ROYALTON | 4HP17L30P-**A | E*1P30A+TDR+TXV | 80G1UH045AE12L | 28000 | 26800 | 15.4 | 12.5 | 8.1 | 2.12 | 66 | 52 | 210870106
CONCORD | 4HP17L30P-**A | E*1P30B+TDR+TXV | 80G1UH090BE16L | 27800 | 26800 | 15.6 | 12.5 | 8.1 | 2.1 | 65 | 51 | 210870080
CONCORD | 4HP17L30P-**A | E*1P30B+TDR+TXV | 80G2UH090BE16L | 28000 | 26800 | 15.6 | 13 | 8.1 | 2.14 | 66 | 52 | 210870081
CONCORD | 4HP17L30P-**A | E*1P30B+TDR+TXV | 95G1UH060BE12X | 28200 | 27200 | 15.2 | 12.5 | 8.1 | 2.1 | 65 | 51 | 210870083
CONCORD | 4HP17L30P-**A | E*1P30B+TDR+TXV | 80G1UH070BE12L | 27600 | 26600 | 15.4 | 12.5 | 8.1 | 2.1 | 65 | 52 | 210870079
DUCANE | 4HP17L30P-**A | E*1P30B+TDR+TXV | 80G1UH070BE12L | 27600 | 26600 | 15.4 | 12.5 | 8.1 | 2.1 | 65 | 52 | 210870042
CONCORD | 4HP17L30P-**A | E*1P30A+TDR+TXV | 80G2UH070AE12L | 28000 | 27000 | 15.2 | 12.5 | 8.1 | 2.1 | 65 | 51 | 210870071
CONCORD | 4HP17L30P-**A | E*1P30A+TDR+TXV | 80G1UH045AE12L | 28000 | 26800 | 15.4 | 12.5 | 8.1 | 2.12 | 66 | 52 | 210870069
DUCANE | 4HP17L30P-**A | E*1P30B+TDR+TXV | 80G2UH090BE16L | 28000 | 26800 | 15.6 | 13 | 8.1 | 2.14 | 66 | 52 | 210870044
DUCANE | 4HP17L30P-**A | E*1P30B+TDR+TXV | 95G1UH060BE12X | 28200 | 27200 | 15.2 | 12.5 | 8.1 | 2.1 | 65 | 51 | 210870046
DUCANE | 4HP17L30P-**A | E*1P30B+TDR+TXV | 80G1UH090BE16L | 27800 | 26800 | 15.6 | 12.5 | 8.1 | 2.1 | 65 | 51 | 210870043
DUCANE | 4HP17L30P-**A | E*1P30A+TDR+TXV | 80G1UH045AE12L | 28000 | 26800 | 15.4 | 12.5 | 8.1 | 2.12 | 66 | 52 | 210870032
ALLIED | 4HP17L30P-**A | E*1P30B+TDR+TXV | 80G1UH090BE16L | 27800 | 26800 | 15.6 | 12.5 | 8.1 | 2.1 | 65 | 51 | 210870006
ALLIED | 4HP17L30P-**A | E*1P30B+TDR+TXV | 80G1UH070BE12L | 27600 | 26600 | 15.4 | 12.5 | 8.1 | 2.1 | 65 | 52 | 210870005
DUCANE | 4HP17L30P-**A | E*1P30A+TDR+TXV | 80G2UH070AE12L | 28000 | 27000 | 15.2 | 12.5 | 8.1 | 2.1 | 65 | 51 | 210870034
COMFORT-AIRE | HRG1548S1R-**A | EA(C;U)1P48B+TDR+TXV | GUH80C090C5M | 46500 | 44500 | 15.4 | 12.5 | 8.1 | 2.22 | 68 | 55 | 210330315
AIREASE | 4SHP17LE118P-**A | ED1P30/36A+TDR+TXV | A96DS2V070B16 | 18000 | 18000 | 15.6 | 13 | 8.3 | 2.04 | 64 | 50 | 210330310
COMFORT-AIRE | HRG1548S1R-**A | EA(C;U)1P48B+TDR+TXV | GUH80C090B4M | 46500 | 45000 | 15.2 | 12.5 | 8.1 | 2.18 | 67 | 54 | 210330314
COMFORT-AIRE | HRG1548S1R-**A | HCG48V1P |  | 47000 | 45500 | 15.2 | 12.5 | 8.3 | 2.28 | 67 | 53 | 210330313
AIREASE | 4SHP17LE118P-**A | ED1P30/36A+TDR+TXV | A97DSMV070B12 | 18000 | 18000 | 16.4 | 13.5 | 8.5 | 2.12 | 63 | 48 | 210330312
AIREASE | 4SHP17LE118P-**A | ED1P30/36A+TDR+TXV | A80DS2V090B16 | 18000 | 18000 | 16 | 13.5 | 8.5 | 2.1 | 64 | 50 | 210330311
AIREASE | 4SHP17LE118P-**A | ED1P30/36A+TDR+TXV | A96DS2V045B12 | 18000 | 18000 | 16.4 | 13.5 | 8.5 | 2.16 | 63 | 48 | 210330309
AIREASE | 4SHP17LE118P-**A | ED1P30/36A+TDR+TXV | A80DF1E090B16 | 18000 | 18000 | 15.6 | 13 | 8.1 | 2.08 | 63 | 48 | 210330308
COMFORT-AIRE | HRG1530S1R-**A | EA(C;U)1P36A+TDR+TXV | GUH92C045B3M | 29400 | 27800 | 15.8 | 13 | 8.1 | 2.26 | 65 | 51 | 210330443
COMFORT-AIRE | HRG1530S1R-**A | EA(C;U)1P36A+TDR+TXV | GUH80C090B4M | 29200 | 27600 | 16.2 | 13 | 8.1 | 2.26 | 65 | 51 | 210330442
COMFORT-AIRE | HRG1530S1R-**A | EA(C;U)1P36A+TDR+TXV | GUH80C070A3M | 29400 | 27600 | 16 | 13 | 8.1 | 2.28 | 66 | 52 | 210330441
COMFORT-AIRE | HRG1530S1R-**A | EA(C;U)1P36A+TDR+TXV | GUH80C045A3M | 29400 | 27600 | 16 | 13 | 8.1 | 2.28 | 66 | 52 | 210330440
COMFORT-AIRE | HRG1548S1R-**A | EA(C;U)1P60C+TDR+TXV | GUH96C110C5M | 48000 | 46500 | 15.4 | 12.5 | 8.1 | 2.34 | 68 | 54 | 210330330
COMFORT-AIRE | HRG1548S1R-**A | EA(C;U)1P60C+TDR+TXV | GUH80C090C5M | 48000 | 46000 | 15.6 | 13 | 8.1 | 2.38 | 68 | 55 | 210330329
COMFORT-AIRE | HRG1548S1R-**A | EA(C;U)1P60C+TDR+TXV | GUH80C110C5M | 48000 | 47000 | 15.4 | 12.5 | 8.3 | 2.34 | 67 | 54 | 210330331
COMFORT-AIRE | HRG1548S1R-**A | EA(C;U)1P49C+TDR+TXV | GUH97M090C3M | 47500 | 45000 | 15.2 | 12.5 | 8.1 | 2.22 | 68 | 56 | 210330328
COMFORT-AIRE | HRG1548S1R-**A | EA(C;U)1P49C+TDR+TXV | GUH96T090C3M | 47500 | 45000 | 15.2 | 12.5 | 8.1 | 2.22 | 68 | 56 | 210330327
COMFORT-AIRE | HRG1548S1R-**A | EA(C;U)1P49C+TDR+TXV | GUH96C090C4M | 47500 | 45000 | 15.2 | 12.5 | 8.1 | 2.24 | 69 | 56 | 210330326
COMFORT-AIRE | HRG1548S1R-**A | EA(C;U)1P49C+TDR+TXV | GUH92C110C4M | 48000 | 45000 | 15.2 | 12.5 | 8.1 | 2.22 | 69 | 56 | 210330325
COMFORT-AIRE | HRG1548S1R-**A | EA(C;U)1P49C+TDR+TXV | GUH80C110C5M | 48000 | 45500 | 15.2 | 12.5 | 8.1 | 2.26 | 69 | 56 | 210330324
COMFORT-AIRE | HRG1548S1R-**A | EAH1P60D+TDR+TXV | GUH97M135D5M | 48000 | 46000 | 15.2 | 12.5 | 8.1 | 2.2 | 67 | 53 | 210330355
COMFORT-AIRE | HRG1548S1R-**A | EAH1P60D+TDR+TXV | GUH96T135D5M | 48000 | 46000 | 15.2 | 12.5 | 8.1 | 2.18 | 67 | 53 | 210330354
COMFORT-AIRE | HRG1548S1R-**A | ED1P50/60C+TDR+TXV | GDD96C090C4M | 47000 | 45000 | 15.2 | 12.5 | 8.1 | 2.2 | 67 | 54 | 210330352
COMFORT-AIRE | HRG1548S1R-**A | ED1P50/60C+TDR+TXV | GDD92C090C4M | 47000 | 45000 | 15.2 | 12.5 | 8.1 | 2.18 | 67 | 54 | 210330351
COMFORT-AIRE | HRG1548S1R-**A | ED1P50/60C+TDR+TXV | GDD96C110C5M | 47000 | 45000 | 15.4 | 12.5 | 8.1 | 2.2 | 67 | 54 | 210330350
COMFORT-AIRE | HRG1548S1R-**A | ED1P50/60C+TDR+TXV | GDD80C110C5M | 47500 | 45000 | 15.8 | 13 | 8.1 | 2.22 | 67 | 53 | 210330349
COMFORT-AIRE | HRG1548S1R-**A | EAH1P51C+TDR+TXV | GUH97M090C3M | 47000 | 45000 | 15.2 | 12.5 | 8.1 | 2.28 | 69 | 56 | 210330348
COMFORT-AIRE | HRG1548S1R-**A | EA(C;U)1P60C+TDR+TXV | GUH96C090C4M | 48000 | 46000 | 15.4 | 12.5 | 8.1 | 2.36 | 68 | 55 | 210330335
COMFORT-AIRE | HRG1548S1R-**A | EA(C;U)1P60C+TDR+TXV | GUH97M090C3M | 48000 | 46000 | 15.2 | 12.5 | 8.1 | 2.36 | 68 | 55 | 210330337
COMFORT-AIRE | HRG1548S1R-**A | EA(C;U)1P60C+TDR+TXV | GUH92C110C4M | 48000 | 46500 | 15.4 | 12.5 | 8.1 | 2.36 | 68 | 54 | 210330334
COMFORT-AIRE | HRG1548S1R-**A | EA(C;U)1P60C+TDR+TXV | GUH92C090C4M | 48000 | 46500 | 15.2 | 12.5 | 8.1 | 2.34 | 68 | 54 | 210330333
COMFORT-AIRE | HRG1**8S1R-**A | EA(C;U)1P24A+TDR+TXV | GUH92C070B3M | 18000 | 17200 | 16.2 | 13.5 | 8.1 | 2.1 | 63 | 48 | 210330522
AIREASE | 4SHP17LE118P-**A | ED1P30/36A+TDR+TXV | A93DF1E070B12 | 18000 | 18000 | 16.8 | 14 | 8.5 | 2.18 | 62 | 47 | 210330307
AIREASE | 4SHP17LE118P-**A | ED1P30/36A+TDR+TXV | A93DF1E045B12 | 18000 | 18000 | 16.8 | 14 | 8.5 | 2.18 | 62 | 47 | 210330306
AIREASE | 4SHP17LE118P-**A | ED1P30/36A+TDR+TXV | A80DF1E070B12 | 18000 | 17800 | 16 | 13.5 | 8.1 | 2.12 | 62 | 46 | 210330301
AIREASE | 4SHP17LE118P-**A | ED1P30/36A+TDR+TXV | A96DF2E070B16 | 18000 | 18000 | 16 | 13.5 | 8.1 | 2.14 | 62 | 47 | 210330305
AIREASE | 4SHP17LE118P-**A | ED1P30/36A+TDR+TXV | A96DF2E045B12 | 18000 | 18000 | 16.2 | 13.5 | 8.1 | 2.14 | 62 | 47 | 210330304
AIREASE | 4SHP17LE118P-**A | ED1P30/36A+TDR+TXV | A96DF1E070B16 | 18000 | 18000 | 16.4 | 13.5 | 8.3 | 2.16 | 62 | 47 | 210330303
AIREASE | 4SHP17LE118P-**A | ED1P30/36A+TDR+TXV | A96DF1E045B12 | 18000 | 17800 | 16.4 | 13.5 | 8.3 | 2.16 | 62 | 46 | 210330302
AIREASE | 4SHP17LE118P-**A | EA(C;U)1P24B+TDR+TXV | A80US2V080B16X | 18000 | 17600 | 16.4 | 13.5 | 8.1 | 2.12 | 64 | 49 | 211662762
ARMSTRONG AIR | 4SHP17LE148P-**A | EAC4X49C+TDR | A96US2V090C12 | 47500 | 45000 | 15.2 | 12.5 | 8.1 | 2.22 | 68 | 56 | 211662712
ARMSTRONG AIR | 4SHP17LE148P-**A | EAC4X49C+TDR | A96UH2E090C16 | 47500 | 45000 | 15.2 | 12.5 | 8.1 | 2.24 | 69 | 56 | 211662711
ARMSTRONG AIR | 4SHP17LE148P-**A | EAC4X49C+TDR | A80UH2E110C20 | 48000 | 45000 | 15.4 | 12.5 | 8.1 | 2.26 | 69 | 56 | 211662710
ARMSTRONG AIR | 4SHP17LE148P-**A | EAC4X49C+TDR | A80UH2E110C16 | 48000 | 45000 | 15.4 | 12.5 | 8.1 | 2.26 | 69 | 56 | 211662709
ARMSTRONG AIR | 4SHP17LE148P-**A | EAC4X48C+TDR | A80US2V100C20X | 47500 | 45000 | 15.4 | 12.5 | 8.1 | 2.2 | 68 | 54 | 211662707
ARMSTRONG AIR | 4SHP17LE148P-**A | EAC4X48C+TDR | A80US2V080C20X | 47500 | 45000 | 15.4 | 12.5 | 8.1 | 2.24 | 68 | 54 | 211662706
ARMSTRONG AIR | 4SHP17LE148P-**A | EAC4X48C+TDR | A96UH1E110C20 | 46500 | 45000 | 15.2 | 12.5 | 8.1 | 2.18 | 67 | 54 | 211662705
ARMSTRONG AIR | 4SHP17LE130P-**A | EAC4X36B+TDR | A97USMV070B12 | 30000 | 28000 | 16 | 13 | 8.1 | 2.28 | 66 | 52 | 211662578
ARMSTRONG AIR | 4SHP17LE130P-**A | EAC4X36B+TDR | A80UH2E090B16 | 29400 | 27600 | 16.2 | 13 | 8.1 | 2.28 | 65 | 51 | 211662560
ARMSTRONG AIR | 4SHP17LE130P-**A | EAC4X36B+TDR | A80UH2E090B12 | 29800 | 27800 | 16.2 | 13 | 8.1 | 2.3 | 65 | 51 | 211662559
ARMSTRONG AIR | 4SHP17LE130P-**A | EAC4X36B+TDR | A80UH1E080B16X | 30000 | 28400 | 15.6 | 12.5 | 8.1 | 2.24 | 65 | 51 | 211662558
ARMSTRONG AIR | 4SHP17LE130P-**A | EAC4X36A+TDR | A80US2V070A12L | 30000 | 28200 | 15.8 | 13 | 8.1 | 2.26 | 65 | 51 | 211662557
ARMSTRONG AIR | 4SHP17LE130P-**A | EAC4X36A+TDR | A80US2V070A12 | 30000 | 28200 | 15.8 | 13 | 8.1 | 2.26 | 65 | 51 | 211662556
ARMSTRONG AIR | 4SHP17LE130P-**A | EAC4X36A+TDR | A80US2V060A12X | 30000 | 28000 | 16.2 | 13 | 8.1 | 2.3 | 66 | 52 | 211662555
ARMSTRONG AIR | 4SHP17LE130P-**A | EAC4X36A+TDR | A80UH1E070A12 | 29400 | 27600 | 16 | 13 | 8.1 | 2.28 | 66 | 52 | 211662554
ARMSTRONG AIR | 4SHP17LE130P-**A | EAC4X30A+TDR | A80US2V060A12X | 29400 | 27800 | 16 | 13 | 8.1 | 2.24 | 65 | 51 | 211662525
ARMSTRONG AIR | 4SHP17LE130P-**A | EAC4X30A+TDR | A80UH2E045A12 | 29200 | 27800 | 15.8 | 13 | 8.1 | 2.24 | 65 | 51 | 211662521
ARMSTRONG AIR | 4SHP17LE118P-**A | EAC4X24B+TDR | A80US2V080B16X | 18000 | 17600 | 16.4 | 13.5 | 8.1 | 2.12 | 64 | 49 | 211662312
ARMSTRONG AIR | 4SHP17LE118P-**A | EAC4X24B+TDR | A93UH1E070B12 | 18000 | 17200 | 16.2 | 13.5 | 8.1 | 2.1 | 63 | 48 | 211662308
ARMSTRONG AIR | 4SHP17LE118P-**A | EAC4X24B+TDR | A93UH1E030B12 | 18000 | 17400 | 16 | 13.5 | 8.1 | 2.08 | 63 | 48 | 211662306
LENNOX | SL25XPV-036-230A** | C35-48B+TDR+TXV | SL280UH090XV48B* | 34000 | 35600 | 21.8 | 13.4 | 8.8 | 1.82 | 93 | 77 | 207436266
LENNOX | SL25XPV-036-230A** | C35-48B+TDR+TXV | SL297UH040NV36B* | 33800 | 35800 | 21.6 | 13 | 8.8 | 1.8 | 93 | 78 | 207436267
LENNOX | SL25XPV-036-230A** | C35-48B+TDR+TXV | EL296UH070XV36B* | 33800 | 35800 | 21.6 | 13 | 8.8 | 1.8 | 93 | 78 | 207436262
LENNOX | SL25XPV-036-230A** | C35-48B+TDR+TXV | EL296UH045XV36B* | 33800 | 35800 | 21.4 | 12.5 | 8.8 | 1.8 | 93 | 78 | 207436261
LENNOX | SL25XPV-036-230A** | C35-48B+TDR+TXV | SL280UH090V48B* | 34000 | 35600 | 21.8 | 13.4 | 8.8 | 1.82 | 93 | 77 | 207436265
LENNOX | SL25XPV-036-230A** | C35-48B+TDR+TXV | SL280UH090V36B* | 34000 | 35600 | 22.2 | 13.4 | 8.8 | 1.82 | 93 | 78 | 207436264
LENNOX | SL25XPV-036-230A** | C35-48B+TDR+TXV | SL280UH080NV48B* | 34000 | 35400 | 21.4 | 13 | 8.8 | 1.8 | 93 | 78 | 207436263
LENNOX | SL25XPV-036-230A** | C35-36B+TDR+TXV | SL280UH090XV48B* | 33400 | 35600 | 21.8 | 13.4 | 8.6 | 1.76 | 94 | 75 | 207436257
Century | HRG1**8S1R-**A | EAH1P24B+TDR+TXV | GUH97M070B3M | 18000 | 18000 | 16.4 | 13.5 | 8.1 | 2.1 | 62 | 47 | 210331475
Century | HRG1**8S1R-**A | EAH1P24B+TDR+TXV | GUH96T070B3M | 18000 | 18000 | 16.4 | 13.5 | 8.1 | 2.1 | 62 | 47 | 210331474
Century | HRG1**8S1R-**A | EAH1P24B+TDR+TXV | GUH96T045B3M | 18000 | 18000 | 16.4 | 13.5 | 8.1 | 2.06 | 62 | 47 | 210331472
Century | HRG1**8S1R-**A | EAH1P24B+TDR+TXV | GUH92C070B3M | 18000 | 17800 | 16.4 | 13.5 | 8.1 | 2.1 | 62 | 46 | 210331471
Century | HRG1**8S1R-**A | EAH1P24B+TDR+TXV | GUH92C045B3M | 18000 | 18000 | 16.4 | 13.5 | 8.1 | 2.08 | 61 | 46 | 210331470
Century | HRG1**8S1R-**A | EAH1P24B+TDR+TXV | GUH96C070B3M | 18000 | 17800 | 16 | 13.5 | 8.1 | 2.06 | 62 | 46 | 210331469
Century | HRG1**8S1R-**A | EAH1P24B+TDR+TXV | GUH96C045B3M | 18000 | 17800 | 16 | 13.5 | 8.1 | 2.06 | 62 | 46 | 210331468
Century | HRG1**8S1R-**A | EAH1P24B+TDR+TXV | GUH80C070B3M | 18000 | 17800 | 16.4 | 13.5 | 8.1 | 2.1 | 62 | 46 | 210331467
Century | HRG1530S1R-**A | EAH1P36C+TDR+TXV | GUH92C090C3M | 28800 | 28200 | 15.6 | 13 | 8.3 | 2.24 | 66 | 52 | 210331372
Century | HRG1530S1R-**A | EAH1P36C+TDR+TXV | GUH92C110C4M | 28800 | 28200 | 15.8 | 13 | 8.3 | 2.24 | 66 | 52 | 210331371
Century | HRG1530S1R-**A | EAH1P36C+TDR+TXV | GUH92C090C4M | 28800 | 28400 | 15.6 | 12.5 | 8.3 | 2.24 | 65 | 51 | 210331370
Century | HRG1530S1R-**A | EAH1P36C+TDR+TXV | GUH96C090C4M | 28200 | 28000 | 15.6 | 12.5 | 8.3 | 2.22 | 66 | 52 | 210331369
Century | HRG1530S1R-**A | EA(C;U)1P36A+TDR+TXV | GUH97M070B3M | 30000 | 28000 | 16 | 13 | 8.1 | 2.28 | 66 | 52 | 210331366
ARMSTRONG AIR | 4SHP22LX148P-**A | BCE7E60M*4X |  | 46000 | 44000 | 17.5 | 12 | 8.2 | 2.02 | 61 | 52 | 211528787
ARMSTRONG AIR | 4SHP22LX148P-**A | EA(C;U)1P60C+TDR+TXV | A97USMV110C20 | 47500 | 45500 | 19 | 12 | 8.5 | 2.02 | 63 | 55 | 211528785
ARMSTRONG AIR | 4SHP22LX148P-**A | EA(C;U)1P60C+TDR+TXV | A97USMV090C20 | 47500 | 45500 | 19 | 12 | 8.5 | 2.04 | 63 | 55 | 211528784
ARMSTRONG AIR | 4SHP22LX148P-**A | EA(C;U)1P60C+TDR+TXV | A97USMV090C16 | 47500 | 46000 | 19 | 11.7 | 8.5 | 2.02 | 63 | 55 | 211528783
ARMSTRONG AIR | 4SHP22LX148P-**A | EA(C;U)1P60C+TDR+TXV | A93UH1E110C20 | 47500 | 45000 | 18 | 12 | 8.2 | 2.04 | 64 | 56 | 211528774
ARMSTRONG AIR | 4SHP22LX148P-**A | EA(C;U)1P60C+TDR+TXV | A80US2V110C20L | 47500 | 45500 | 19 | 12 | 8.5 | 2.04 | 63 | 55 | 211528780
ARMSTRONG AIR | 4SHP22LX148P-**A | EA(C;U)1P60C+TDR+TXV | A80UH1E110C20 | 47500 | 45500 | 18.5 | 12 | 8.5 | 2.04 | 63 | 55 | 211528773
ARMSTRONG AIR | 4SHP22LX148P-**A | EA(C;U)1P60C+TDR+TXV | A80US2V100C20X | 47500 | 45500 | 19 | 12 | 8.5 | 2.04 | 63 | 55 | 211528778
ARMSTRONG AIR | 4SHP22LX148P-**A | EA(C;U)1P60C+TDR+TXV | A80US2V110C20 | 47500 | 45500 | 19 | 12 | 8.5 | 2.04 | 63 | 55 | 211528779
ARMSTRONG AIR | 4SHP22LX148P-**A | EA(C;U)1P60C+TDR+TXV | A80US2V090C20 | 47500 | 45000 | 19 | 12 | 8.5 | 2.08 | 63 | 55 | 211528777
ARMSTRONG AIR | 4SHP22LX148P-**A | EA(C;U)1P60C+TDR+TXV | A80US2V080C20X | 47500 | 45500 | 19 | 12 | 8.5 | 2.04 | 63 | 55 | 211528776
ARMSTRONG AIR | 4SHP22LX148P-**A | EA(C;U)1P60C+TDR+TXV | A96UH1E110C20 | 47500 | 45500 | 18 | 12 | 8.2 | 2.02 | 63 | 55 | 211528775
ARMSTRONG AIR | 4SHP22LX148P-**A | EA(C;U)1P60C+TDR+TXV | A96UH2E110C20 | 47500 | 45500 | 18 | 12 | 8.2 | 2.02 | 63 | 55 | 211528769
ARMSTRONG AIR | 4SHP22LX148P-**A | EA(C;U)1P60C+TDR+TXV | A96US2V110C16 | 47500 | 45500 | 19 | 11.7 | 8.5 | 2 | 64 | 55 | 211528770
ARMSTRONG AIR | 4SHP22LX148P-**A | EA(C;U)1P60C+TDR+TXV | A96US2V110C20 | 47500 | 45500 | 19 | 12 | 8.5 | 2.02 | 63 | 55 | 211528771
ARMSTRONG AIR | 4SHP22LX148P-**A | EA(C;U)1P60C+TDR+TXV | A96US2V090C20 | 47500 | 45500 | 19 | 12 | 8.5 | 2.02 | 64 | 55 | 211528768
ARMSTRONG AIR | 4SHP22LX148P-**A | EA(C;U)1P60C+TDR+TXV | A96US2V090C16 | 47500 | 46000 | 19 | 11.7 | 8.5 | 2.02 | 63 | 55 | 211528767
ARMSTRONG AIR | 4SHP22LX148P-**A | EA(C;U)1P60C+TDR+TXV | A80UH2E110C20 | 48000 | 45500 | 18.5 | 12 | 8.5 | 2.04 | 63 | 55 | 211528766
ARMSTRONG AIR | 4SHP22LX148P-**A | EA(C;U)1P60C+TDR+TXV | A80UH2E110C16 | 47500 | 45000 | 19 | 12 | 8.5 | 2.06 | 63 | 55 | 211528765
AIREASE | 4SHP22LX136P-**A | EAC4X48B+TDR | A97USMV070B12 | 35000 | 34000 | 20.5 | 12 | 8.8 | 2.18 | 66 | 55 | 211528763
AIREASE | 4SHP22LX136P-**A | EAC4X48B+TDR | A80US2V090B16L | 35000 | 33800 | 20 | 12 | 9 | 2.22 | 66 | 54 | 211528760
AIREASE | 4SHP22LX136P-**A | EAC4X48B+TDR | A97US2V040B12X | 35000 | 34000 | 20.5 | 12 | 8.8 | 2.18 | 66 | 55 | 211528761
AIREASE | 4SHP22LX136P-**A | EAC4X48B+TDR | A93UH1E045B12 | 35000 | 33600 | 19.5 | 11.7 | 8.8 | 2.18 | 67 | 55 | 211528752
AIREASE | 4SHP22LX136P-**A | EAC4X48B+TDR | A80US2V090B16 | 35000 | 33800 | 20 | 12 | 9 | 2.22 | 66 | 54 | 211528759
AIREASE | 4SHP22LX136P-**A | EAC4X48B+TDR | A80US2V090B12 | 35000 | 33800 | 20.5 | 12 | 9 | 2.22 | 66 | 54 | 211528758
AIREASE | 4SHP22LX136P-**A | EAC4X48B+TDR | A80US2V080B16X | 35000 | 33800 | 20 | 12 | 8.8 | 2.2 | 67 | 55 | 211528757
AIREASE | 4SHP22LX136P-**A | EAC4X48B+TDR | A96UH1E070B12 | 34600 | 33400 | 19.5 | 12 | 8.8 | 2.2 | 66 | 55 | 211528756
AIREASE | 4SHP22LX136P-**A | EAC4X48B+TDR | A80UH1E090B16 | 35600 | 33600 | 19.5 | 12 | 8.8 | 2.24 | 66 | 54 | 211528750
AIREASE | 4SHP22LX136P-**A | EAC4X48B+TDR | A96UH1E045B12 | 34400 | 33200 | 19.5 | 12 | 8.7 | 2.18 | 66 | 55 | 211528755
AIREASE | 4SHP22LX136P-**A | EAC4X48B+TDR | A93UH1E070B12 | 35000 | 33600 | 19.5 | 12 | 8.8 | 2.2 | 66 | 55 | 211528753
AIREASE | 4SHP22LX136P-**A | EAC4X48B+TDR | A96UH1E030B12 | 34400 | 33400 | 19 | 11.7 | 8.7 | 2.18 | 66 | 55 | 211528754
AIREASE | 4SHP22LX136P-**A | EAC4X48B+TDR | A93UH1E030B12 | 34800 | 33400 | 19 | 11.7 | 8.8 | 2.18 | 67 | 55 | 211528751
AIREASE | 4SHP22LX136P-**A | EAC4X48B+TDR | A80UH1E070B12 | 35200 | 33400 | 20 | 12 | 8.8 | 2.22 | 66 | 54 | 211528749
AIREASE | 4SHP22LX136P-**A | EAC4X48B+TDR | A80UH2E090B12 | 35000 | 33200 | 20.5 | 12 | 8.8 | 2.24 | 66 | 55 | 211528743
AIREASE | 4SHP22LX136P-**A | EAC4X48B+TDR | A80UH1E080B16X | 35400 | 33800 | 18.5 | 12 | 8.7 | 2.18 | 67 | 55 | 211528742
AIREASE | 4SHP22LX136P-**A | EAC4X48B+TDR | A96US2V070B12 | 35000 | 34000 | 20.5 | 12 | 8.8 | 2.18 | 66 | 55 | 211528748
AIREASE | 4SHP22LX136P-**A | EAC4X48B+TDR | A96UH2E070B12 | 34800 | 33400 | 19.5 | 12 | 8.8 | 2.18 | 66 | 55 | 211528747
AIREASE | 4SHP22LX136P-**A | EAC4X48B+TDR | A96US2V045B12 | 34800 | 34000 | 20 | 12 | 8.8 | 2.18 | 66 | 55 | 211528746
AIREASE | 4SHP22LX136P-**A | EAC4X48B+TDR | A96UH2E045B12 | 34800 | 33600 | 20 | 12 | 8.8 | 2.2 | 67 | 55 | 211528745
AIREASE | 4SHP22LX136P-**A | EAC4X48B+TDR | A80UH2E090B16 | 35000 | 33200 | 19 | 12 | 8.8 | 2.24 | 66 | 54 | 211528744
AIREASE | 4SHP22LX136P-**A | EAC4X36B+TDR | A80US2V090B16 | 35000 | 34800 | 20.5 | 12 | 8.5 | 2.16 | 63 | 51 | 211528737
AIREASE | 4SHP22LX136P-**A | EAC4X36B+TDR | A97USMV070B12 | 35000 | 35000 | 20.5 | 12 | 8.5 | 2.12 | 63 | 52 | 211528741
AIREASE | 4SHP22LX136P-**A | EAC4X36B+TDR | A97US2V040B12X | 35000 | 35000 | 20.5 | 12 | 8.5 | 2.12 | 63 | 52 | 211528739
AIREASE | 4SHP22LX136P-**A | EAC4X36B+TDR | A97US2V060B12X | 35000 | 35000 | 20.5 | 12 | 8.5 | 2.1 | 63 | 52 | 211528740
AIREASE | 4SHP22LX136P-**A | EAC4X36B+TDR | A80UH1E070B12 | 35200 | 34400 | 20.5 | 12 | 8.5 | 2.16 | 63 | 51 | 211528728
AIREASE | 4SHP22LX136P-**A | EAC4X36B+TDR | A80US2V090B16L | 35000 | 34800 | 20.5 | 12 | 8.5 | 2.16 | 63 | 51 | 211528738
AIREASE | 4SHP22LX136P-**A | EAC4X36B+TDR | A80US2V090B12 | 35000 | 34800 | 21 | 12 | 8.5 | 2.16 | 63 | 51 | 211528736
AIREASE | 4SHP22LX136P-**A | EAC4X36B+TDR | A93UH1E030B12 | 34600 | 34400 | 19.5 | 11.7 | 8.5 | 2.12 | 63 | 52 | 211528730
AIREASE | 4SHP22LX136P-**A | EAC4X36B+TDR | A96UH1E070B12 | 34600 | 34200 | 20 | 12 | 8.5 | 2.12 | 63 | 51 | 211528734
AIREASE | 4SHP22LX136P-**A | EAC4X36B+TDR | A96UH1E030B12 | 34600 | 34200 | 19.5 | 12 | 8.5 | 2.12 | 63 | 52 | 211528733
AIREASE | 4SHP22LX136P-**A | EAC4X36B+TDR | A80US2V080B16X | 35000 | 34800 | 20 | 12 | 8.5 | 2.14 | 63 | 52 | 211528735
AIREASE | 4SHP22LX136P-**A | EAC4X36B+TDR | A93UH1E070B12 | 35000 | 34400 | 20.5 | 12 | 8.5 | 2.14 | 63 | 52 | 211528732
AIREASE | 4SHP22LX136P-**A | EAC4X36B+TDR | A93UH1E045B12 | 35000 | 34600 | 20 | 11.7 | 8.5 | 2.12 | 63 | 52 | 211528731
AIREASE | 4SHP22LX136P-**A | EAC4X36B+TDR | A80UH1E090B16 | 35400 | 34400 | 20 | 12 | 8.5 | 2.18 | 63 | 51 | 211528729
AIREASE | 4SHP22LX136P-**A | EAC4X36B+TDR | A80UH2E090B12 | 35600 | 34600 | 21.5 | 12 | 8.5 | 2.16 | 63 | 52 | 211528722
LENNOX | EL18XPV-024-230A** | CBA25UHV-024-230-** |  | 23200 | 23400 | 19.6 | 12.5 | 8.1 | 2.2 | 65 | 50 | 206840764
LENNOX | EL18XPV-024-230A** | C35-24A+TDR+TXV | EL280UH070XE36A* | 22800 | 23200 | 20.6 | 12.5 | 8.1 | 2.14 | 64 | 49 | 206840727
LENNOX | EL18XPV-024-230A** | C35-24A+TDR+TXV | EL180UH060NE36A* | 22800 | 22800 | 20.8 | 12.5 | 8.1 | 2.16 | 64 | 50 | 206840724
LENNOX | EL18XPV-024-230A** | C35-24A+TDR+TXV | EL280UH070E36A* | 22800 | 23200 | 20.6 | 12.5 | 8.1 | 2.14 | 64 | 49 | 206840726
LENNOX | EL18XPV-024-230A** | C35-24A+TDR+TXV | EL180UH040NE36A* | 22800 | 22800 | 20.8 | 12.5 | 8.1 | 2.16 | 64 | 50 | 206840723
LENNOX | EL18XPV-024-230A** | CR33-24A+TDR+TXV | EL280DF070E36A* | 23400 | 23600 | 20.4 | 12.5 | 8.1 | 2.22 | 65 | 50 | 206840655
LENNOX | EL18XPV-024-230A** | CHX35-24B-**-*+TDR | EL280UH090E36B* | 23200 | 23800 | 20.8 | 12.5 | 8.2 | 2.14 | 63 | 47 | 206840607
LENNOX | EL18XPV-024-230A** | CHX35-24B-**-*+TDR | EL296UH045XE36B* | 23200 | 23600 | 20 | 12.5 | 8.2 | 2.12 | 63 | 47 | 206840608
LENNOX | EL18XPV-024-230A** | CHX35-24B-**-*+TDR | EL196UH045XE36B* | 23200 | 23600 | 19.8 | 12.5 | 8.1 | 2.14 | 63 | 47 | 206840605
LENNOX | EL18XPV-024-230A** | CHX35-24B-**-*+TDR | EL196UH070XE36B* | 23200 | 23600 | 19.8 | 12.5 | 8.1 | 2.16 | 63 | 47 | 206840606
LENNOX | EL18XPV-024-230A** | CHX35-24A-**-*+TDR | ML180UH070V36A* | 23200 | 23400 | 21 | 13 | 8.1 | 2.12 | 66 | 52 | 206840601
AIREASE | 4SHP17LE148P-**A | BCE5V48M*4X |  | 47000 | 45500 | 15.2 | 12.5 | 8.3 | 2.28 | 67 | 53 | 210329703
ARMSTRONG AIR | 4SHP17LE118P-**A | ED1P30/36A+TDR+TXV | A97DSMV070B12 | 18000 | 18000 | 16.4 | 13.5 | 8.5 | 2.12 | 63 | 48 | 210329702
ARMSTRONG AIR | 4SHP17LE130P-**A | EA(C;U)1P36A+TDR+TXV | A80US2V060A12X | 30000 | 28000 | 16.2 | 13 | 8.1 | 2.3 | 66 | 52 | 210329387
ARMSTRONG AIR | 4SHP17LE136P-**A | ED1P50/60C+TDR+TXV | A80DF1E110C20 | 36000 | 32200 | 16.6 | 13.5 | 8.1 | 2.26 | 68 | 56 | 210329323
ARMSTRONG AIR | 4SHP17LE118P-**A | EA(C;U)1P30A+TDR+TXV | A80US2V090B12 | 18000 | 17600 | 16.8 | 14 | 8.1 | 2.02 | 61 | 45 | 210329630
ARMSTRONG AIR | 4SHP17LE130P-**A | ED1P30/36A+TDR+TXV | A96DF2E090C16 | 27600 | 28600 | 15.4 | 12.5 | 8.5 | 2.24 | 64 | 50 | 210329449
ARMSTRONG AIR | 4SHP17LE130P-**A | ED1P30/36A+TDR+TXV | A93DF1E070B12 | 27600 | 28800 | 15.4 | 12.5 | 8.5 | 2.22 | 64 | 49 | 210329443
AIREASE | 4SHP17LE148P-**A | EA(C;U)1P60C+TDR+TXV | A80UH2E110C20 | 48000 | 46500 | 15.6 | 13 | 8.3 | 2.38 | 68 | 54 | 210329738
ARMSTRONG AIR | 4SHP17LE118P-**A | EA(C;U)1P24A+TDR+TXV | A80US2V090B16 | 18000 | 17800 | 16 | 13.5 | 8.1 | 2.06 | 63 | 48 | 210329602
AIREASE | 4SHP17LE148P-**A | EA(C;U)1P60C+TDR+TXV | A97US2V080C16X | 48000 | 47000 | 15.2 | 12.5 | 8.3 | 2.34 | 68 | 54 | 210329754
AIREASE | 4SHP17LE148P-**A | EA(C;U)1P60C+TDR+TXV | A97US2V080C20X | 48000 | 47000 | 15.2 | 12.5 | 8.1 | 2.34 | 68 | 54 | 210329747
AIREASE | 4SHP17LE148P-**A | EA(C;U)1P50/60C+TDR+TXV | A80US2V080C20X | 47000 | 45000 | 15.2 | 12.5 | 8.1 | 2.2 | 68 | 54 | 210329759
AIREASE | 4SHP17LE148P-**A | EA(C;U)1P60C+TDR+TXV | A96US2V090C12 | 48000 | 46000 | 15.2 | 12.5 | 8.1 | 2.36 | 68 | 55 | 210329755
ARMSTRONG AIR | 4SHP17LE118P-**A | EA(C;U)1P24A+TDR+TXV | A96US2V045B12 | 18000 | 17400 | 16 | 13.5 | 8.1 | 2.06 | 63 | 48 | 210329595
ARMSTRONG AIR | 4SHP17LE130P-**A | ED1P30/36A+TDR+TXV | A96DF1E090C16 | 28000 | 29000 | 15.6 | 12.5 | 8.5 | 2.22 | 63 | 49 | 210329451
ARMSTRONG AIR | 4SHP17LE118P-**A | BCE5V18M*4X |  | 18000 | 17800 | 16 | 13.5 | 8.1 | 2.08 | 62 | 46 | 210329573
ARMSTRONG AIR | 4SHP17LE130P-**A | EA(C;U)1P36A+TDR+TXV | A96UH2E045B12 | 29400 | 27800 | 15.8 | 13 | 8.1 | 2.24 | 65 | 51 | 210329398
ARMSTRONG AIR | 4SHP17LE130P-**A | EA(C;U)1P36A+TDR+TXV | A96UH1E045B12 | 29400 | 27800 | 15.6 | 12.5 | 8.1 | 2.26 | 66 | 53 | 210329395
ARMSTRONG AIR | 4SHP17LE118P-**A | ED1P30/36A+TDR+TXV | A80DF1E070B12 | 18000 | 17800 | 16 | 13.5 | 8.1 | 2.12 | 62 | 46 | 210329691
ARMSTRONG AIR | 4SHP17LE118P-**A | ED1P30/36A+TDR+TXV | A96DF2E070B16 | 18000 | 18000 | 16 | 13.5 | 8.1 | 2.14 | 62 | 47 | 210329695
ARMSTRONG AIR | 4SHP17LE118P-**A | ED1P30/36A+TDR+TXV | A96DF2E045B12 | 18000 | 18000 | 16.2 | 13.5 | 8.1 | 2.14 | 62 | 47 | 210329694
AIREASE | 4SHP17LE148P-**A | EA(C;U)1P49C+TDR+TXV | A80US2V100C20X | 48000 | 45500 | 15.4 | 12.5 | 8.1 | 2.26 | 69 | 56 | 210329730
AIREASE | 4SHP17LE148P-**A | EA(C;U)1P49C+TDR+TXV | A96UH2E110C20 | 47500 | 45000 | 15.2 | 12.5 | 8.1 | 2.24 | 69 | 56 | 210329723
ARMSTRONG AIR | 4SHP17LE148P-**A | EA(C;U)1P60C+TDR+TXV | A80US2V110C20 | 48000 | 47000 | 15.4 | 12.5 | 8.3 | 2.32 | 67 | 54 | 210329141
ARMSTRONG AIR | 4SHP17LE148P-**A | EA(C;U)1P60C+TDR+TXV | A97US2V080C20X | 48000 | 47000 | 15.2 | 12.5 | 8.1 | 2.34 | 68 | 54 | 210329137
ARMSTRONG AIR | 4SHP17LE148P-**A | EA(C;U)1P50/60C+TDR+TXV | A80US2V080C20X | 47000 | 45000 | 15.2 | 12.5 | 8.1 | 2.2 | 68 | 54 | 210329149
ARMSTRONG AIR | 4SHP17LE148P-**A | EA(C;U)1P60C+TDR+TXV | A80US2V110C20L | 48000 | 47000 | 15.4 | 12.5 | 8.3 | 2.32 | 67 | 54 | 210329142
LENNOX | EL22XPV-036-230A** | CX35-36B+TDR | SL297UH040NV36B* | 35000 | 35000 | 20.5 | 12 | 8.5 | 2.12 | 63 | 52 | 211467972
LENNOX | EL22XPV-036-230A** | CX35-36B+TDR | SL280UH090XV48B* | 35000 | 34800 | 20.5 | 12 | 8.5 | 2.16 | 63 | 51 | 211467971
LENNOX | EL22XPV-036-230A** | CX35-36B+TDR | SL280UH080NV48B* | 35000 | 34800 | 20 | 12 | 8.5 | 2.14 | 63 | 52 | 211467968
LENNOX | EL22XPV-036-230A** | CX35-36B+TDR | SL280UH090V48B* | 35000 | 34800 | 20.5 | 12 | 8.5 | 2.16 | 63 | 51 | 211467970
LENNOX | EL22XPV-036-230A** | CX35-36B+TDR | ML193UH045XE36B* | 35000 | 34600 | 20 | 11.7 | 8.5 | 2.12 | 63 | 52 | 211467961
LENNOX | EL22XPV-036-230A** | CX35-36B+TDR | ML296UH070XV36B* | 35000 | 34600 | 19 | 11.7 | 8.5 | 2.1 | 64 | 52 | 211467967
LENNOX | EL22XPV-036-230A** | CX35-36B+TDR | ML296UH045XV36B* | 35000 | 34600 | 19 | 11.7 | 8.5 | 2.12 | 64 | 52 | 211467966
LENNOX | EL22XPV-036-230A** | CX35-36B+TDR | ML196UH070XE48B* | 35000 | 34600 | 18.5 | 11.7 | 8.2 | 2.12 | 64 | 52 | 211467965
LENNOX | EL22XPV-036-230A** | CX35-36B+TDR | ML196UH070XE36B* | 34600 | 34200 | 20 | 12 | 8.5 | 2.12 | 63 | 51 | 211467964
LENNOX | EL22XPV-036-230A** | CX35-36B+TDR | ML193UH070XE36B* | 35000 | 34400 | 20.5 | 12 | 8.5 | 2.14 | 63 | 52 | 211467962
LENNOX | EL22XPV-036-230A** | CX35-36A+TDR | SL280UH070XV36A* | 35000 | 35000 | 20.5 | 12 | 8.5 | 2.1 | 63 | 52 | 211467940
LENNOX | EL22XPV-036-230A** | CX35-36B+TDR | ML193UH030XE36B* | 34600 | 34400 | 19.5 | 11.7 | 8.5 | 2.12 | 63 | 52 | 211467960
LENNOX | EL22XPV-036-230A** | CX35-36B+TDR | ML180UH090XE48B* | 35400 | 34400 | 20 | 12 | 8.5 | 2.18 | 63 | 51 | 211467959
LENNOX | EL22XPV-036-230A** | CX35-36B+TDR | ML180UH090E48B* | 35400 | 34400 | 20 | 12 | 8.5 | 2.18 | 63 | 51 | 211467957
LENNOX | EL22XPV-036-230A** | CX35-36B+TDR | ML180UH070XE36B* | 35200 | 34400 | 20.5 | 12 | 8.5 | 2.16 | 63 | 51 | 211467956
LENNOX | EL22XPV-036-230A** | CX35-36B+TDR | ML180UH090V48B* | 35200 | 34400 | 20.5 | 12 | 8.5 | 2.14 | 63 | 51 | 211467958
LENNOX | EL22XPV-036-230A** | CX35-36B+TDR | EL280UH090E48B* | 35000 | 34000 | 19.5 | 12 | 8.5 | 2.18 | 63 | 51 | 211467947
LENNOX | EL22XPV-036-230A** | CX35-36B+TDR | ML180UH070V48B* | 34800 | 34000 | 21 | 12 | 8.5 | 2.16 | 63 | 51 | 211467955
LENNOX | EL22XPV-036-230A** | CX35-36B+TDR | ML180UH070V36B* | 35000 | 34200 | 21 | 12 | 8.5 | 2.16 | 63 | 51 | 211467954
LENNOX | EL22XPV-036-230A** | CX35-36B+TDR | ML180UH070E36B* | 35200 | 34400 | 20.5 | 12 | 8.5 | 2.16 | 63 | 51 | 211467953
LENNOX | EL22XPV-036-230A** | CX35-36B+TDR | EL195UH040NE36B* | 34400 | 34000 | 20 | 12 | 8.5 | 2.12 | 63 | 51 | 211467942
LENNOX | EL22XPV-036-230A** | CX35-36B+TDR | EL180UH080NE48B* | 35400 | 34800 | 19 | 12 | 8.5 | 2.14 | 63 | 52 | 211467941
LENNOX | EL22XPV-036-230A** | CX35-36B+TDR | EL296UH045XV36B* | 34800 | 35000 | 20.5 | 11.7 | 8.5 | 2.1 | 63 | 52 | 211467950
LENNOX | EL22XPV-036-230A** | CX35-36B+TDR | EL296UH070XE36B* | 34600 | 34200 | 20 | 12 | 8.5 | 2.12 | 63 | 52 | 211467951
LENNOX | EL22XPV-036-230A** | CX35-36B+TDR | EL296UH070XV36B* | 35000 | 35000 | 20.5 | 12 | 8.5 | 2.12 | 63 | 52 | 211467952
LENNOX | EL22XPV-036-230A** | CX35-36B+TDR | EL296UH045XE36B* | 34800 | 34400 | 20 | 12 | 8.5 | 2.12 | 63 | 52 | 211467949
LENNOX | EL22XPV-036-230A** | CX35-36B+TDR | EL196UH030XE36B* | 34600 | 34200 | 19.5 | 12 | 8.5 | 2.12 | 63 | 52 | 211467944
LENNOX | EL22XPV-036-230A** | CX35-36B+TDR | EL280UH090XE48B* | 35000 | 34000 | 19.5 | 12 | 8.5 | 2.18 | 63 | 51 | 211467948
LENNOX | EL22XPV-036-230A** | CX35-36B+TDR | EL280UH090E36B* | 35600 | 34600 | 21.5 | 12 | 8.5 | 2.16 | 63 | 52 | 211467946
LENNOX | EL22XPV-036-230A** | CX35-36B+TDR | EL196UH070XE36B* | 34600 | 34200 | 20 | 12 | 8.5 | 2.12 | 63 | 51 | 211467945
LENNOX | EL22XPV-036-230A** | CX35-36B+TDR | EL195UH060NE36B* | 35000 | 34400 | 20 | 12 | 8.5 | 2.14 | 63 | 52 | 211467943
LENNOX | EL22XPV-036-230A** | CX35-36A+TDR | ML180UH045XE36A* | 34800 | 34200 | 20.5 | 12 | 8.5 | 2.14 | 63 | 51 | 211467935
LENNOX | EL22XPV-036-230A** | CX35-36A+TDR | SL280UH070V36A* | 35000 | 35000 | 20.5 | 12 | 8.5 | 2.1 | 63 | 52 | 211467939
LENNOX | EL22XPV-036-230A** | CX35-36A+TDR | ML180UH070XE36A* | 34800 | 34200 | 20.5 | 12 | 8.5 | 2.14 | 63 | 51 | 211467938
LENNOX | EL22XPV-036-230A** | CX35-36A+TDR | ML180UH070V36A* | 35200 | 34600 | 20 | 12 | 8.5 | 2.12 | 63 | 52 | 211467937
LENNOX | EL22XPV-036-230A** | CX35-36A+TDR | ML180UH070E36A* | 34800 | 34200 | 20.5 | 12 | 8.5 | 2.14 | 63 | 51 | 211467936
LENNOX | EL22XPV-036-230A** | CX35-36A+TDR | EL280UH070XE36A* | 35000 | 34600 | 20 | 12 | 8.5 | 2.14 | 63 | 52 | 211467931
LENNOX | EL22XPV-036-230A** | CX35-36A+TDR | ML180UH045V36A* | 35200 | 34400 | 20.5 | 12 | 8.5 | 2.14 | 63 | 52 | 211467934
LENNOX | EL22XPV-036-230A** | CX35-36A+TDR | ML180UH045E36A* | 34800 | 34200 | 20.5 | 12 | 8.5 | 2.14 | 63 | 51 | 211467933
LENNOX | EL22XPV-036-230A** | CX35-36A+TDR | EL180UH060NE36A* | 34600 | 34200 | 20 | 12 | 8.5 | 2.12 | 63 | 51 | 211467928
LENNOX | EL22XPV-036-230A** | CX35-30B+TDR | SLP99UH070XV36B* | 34600 | 34800 | 20.5 | 12 | 8.5 | 2.1 | 63 | 52 | 211467926
LENNOX | EL22XPV-036-230A** | CX35-36A+TDR | EL180UH040NE36A* | 34600 | 34200 | 20 | 12 | 8.5 | 2.12 | 63 | 51 | 211467927
LENNOX | EL22XPV-036-230A** | CX35-36A+TDR | EL280UH070E36A* | 35000 | 34600 | 20 | 12 | 8.5 | 2.14 | 63 | 52 | 211467930
LENNOX | EL22XPV-036-230A** | CX35-36A+TDR | ML180UH030V36A* | 35200 | 34400 | 20.5 | 12 | 8.5 | 2.14 | 63 | 52 | 211467932
LENNOX | EL22XPV-036-230A** | CX35-30B+TDR | SL297UH060NV36B* | 34600 | 34800 | 20 | 11.7 | 8.5 | 2.1 | 64 | 52 | 211467925
LENNOX | EL22XPV-036-230A** | CX35-36A+TDR | EL280UH045E36A* | 35200 | 34600 | 21 | 12 | 8.5 | 2.14 | 63 | 51 | 211467929
LENNOX | EL22XPV-036-230A** | CX35-30B+TDR | SL280UH090V48B* | 34800 | 34600 | 20 | 12 | 8.5 | 2.14 | 63 | 51 | 211467922
LENNOX | EL22XPV-036-230A** | CX35-30B+TDR | SL280UH090XV48B* | 34800 | 34600 | 20 | 12 | 8.5 | 2.14 | 63 | 51 | 211467923
LENNOX | EL22XPV-036-230A** | CX35-30B+TDR | SL297UH040NV36B* | 34600 | 34800 | 20.5 | 12 | 8.5 | 2.1 | 63 | 52 | 211467924
LENNOX | EL22XPV-036-230A** | CX35-30B+TDR | ML196UH070XE48B* | 34600 | 34400 | 18 | 11.7 | 8.2 | 2.1 | 63 | 52 | 211467917
LENNOX | EL22XPV-036-230A** | CX35-30B+TDR | ML296UH070XV36B* | 34600 | 34600 | 18.5 | 11.7 | 8.2 | 2.1 | 64 | 52 | 211467919
LENNOX | EL22XPV-036-230A** | CX35-30B+TDR | SL280UH080NV48B* | 34600 | 34800 | 20 | 12 | 8.5 | 2.12 | 63 | 52 | 211467920
LENNOX | EL22XPV-036-230A** | CX35-30B+TDR | ML180UH070XE36B* | 34800 | 34200 | 20.5 | 12 | 8.5 | 2.14 | 63 | 51 | 211467908
LENNOX | EL22XPV-036-230A** | CX35-30B+TDR | SL280UH090V36B* | 34600 | 34600 | 20.5 | 12 | 8.5 | 2.14 | 63 | 52 | 211467921
LENNOX | EL22XPV-036-230A** | CX35-30B+TDR | ML296UH045XV36B* | 34600 | 34600 | 19 | 11.7 | 8.5 | 2.1 | 64 | 52 | 211467918
LENNOX | EL22XPV-036-230A** | CX35-30B+TDR | ML196UH070XE36B* | 34200 | 34000 | 19 | 11.7 | 8.5 | 2.1 | 64 | 52 | 211467916
ALLIED | 4HP17L30P-**A | E*1P30B+TDR+TXV | 95G1UH060BE12X | 28200 | 27200 | 15.2 | 12.5 | 8.1 | 2.1 | 65 | 51 | 210870009
ALLIED | 4HP17L30P-**A | E*1P30B+TDR+TXV | 80G2UH090BE16L | 28000 | 26800 | 15.6 | 13 | 8.1 | 2.14 | 66 | 52 | 210870007
ALLIED | 4HP17L30P-**A | E*1P30A+TDR+TXV | 80G2UH070AE12L | 28000 | 27000 | 15.2 | 12.5 | 8.1 | 2.1 | 65 | 51 | 210869997
ALLIED | 4HP17L30P-**A | E*1P30A+TDR+TXV | 80G1UH045AE12L | 28000 | 26800 | 15.4 | 12.5 | 8.1 | 2.12 | 66 | 52 | 210869995
LENNOX | ML17XP1-030-230A** | CR33-30/36A+TDR+TXV | EL280DF070E36A* | 27000 | 28400 | 15.2 | 12.5 | 8.3 | 2.22 | 64 | 50 | 210869882
LENNOX | ML17XP1-030-230A** | CR33-30/36A+TDR+TXV | ML180DF070E36A* | 27400 | 28600 | 15.2 | 12.5 | 8.3 | 2.2 | 64 | 50 | 210869884
LENNOX | ML17XP1-030-230A** | CR33-30/36A+TDR+TXV | ML180DF045E36A* | 27400 | 28600 | 15.2 | 12.5 | 8.3 | 2.2 | 64 | 50 | 210869883
LENNOX | ML17XP1-030-230A** | CR33-30/36A+TDR+TXV | SL280DF070V36A* | 28200 | 29200 | 15.4 | 12.5 | 8.5 | 2.22 | 64 | 49 | 210869885
LENNOX | XP20-024-230A** | CR33-48B*+TDR+TXV | SL280DF090V48B* | 21800 | 22000 | 18.2 | 12.5 | 8.3 | 2.04 | 67 | 53 | 8688154
LENNOX | XP20-024-230A** | CR33-48B*+TDR+TXV | SL280DF070V36A* | 21800 | 22000 | 18.2 | 12.5 | 8.3 | 2.02 | 67 | 53 | 8688155
LENNOX | XP20-024-230A** | CR33-48B*+TDR+TXV | EL296DF045XV36B* | 21800 | 22000 | 18.4 | 12.5 | 8.3 | 2.04 | 67 | 53 | 8550432
ARMSTRONG AIR | 4SHP17LE130P-**A | EAC4X36B+TDR | A93UH1E045B12 | 29400 | 27800 | 15.8 | 13 | 8.1 | 2.26 | 65 | 51 | 211662568
ARMSTRONG AIR | 4SHP17LE130P-**A | EAC4X36B+TDR | A93UH1E030B12 | 29600 | 28000 | 15.8 | 13 | 8.1 | 2.26 | 65 | 51 | 211662567
ARMSTRONG AIR | 4SHP17LE130P-**A | EAC4X36B+TDR | A80UH1E090B16 | 29200 | 27600 | 16.2 | 13 | 8.1 | 2.26 | 65 | 51 | 211662566
ARMSTRONG AIR | 4SHP17LE130P-**A | EAC4X36B+TDR | A80UH1E070B12 | 29600 | 27800 | 16 | 13 | 8.1 | 2.26 | 65 | 51 | 211662565
ARMSTRONG AIR | 4SHP17LE130P-**A | EAC4X36B+TDR | A96US2V070B12 | 30000 | 28000 | 16 | 13 | 8.1 | 2.28 | 66 | 52 | 211662564
ARMSTRONG AIR | 4SHP17LE130P-**A | EAC4X36B+TDR | A96US2V045B12 | 29800 | 28000 | 15.6 | 13 | 8.1 | 2.26 | 66 | 52 | 211662562
ARMSTRONG AIR | 4SHP17LE130P-**A | EAC4X36B+TDR | A96UH2E045B12 | 29400 | 27800 | 15.8 | 13 | 8.1 | 2.24 | 65 | 51 | 211662561
ARMSTRONG AIR | 4SHP17LE130P-**A | EAC4X30B+TDR | A80UH2E090B12 | 29200 | 27800 | 15.8 | 13 | 8.1 | 2.24 | 65 | 51 | 211662529
ARMSTRONG AIR | 4SHP17LE130P-**A | EAC4X36B+TDR | A97US2V040B12X | 30000 | 28200 | 16 | 13 | 8.1 | 2.28 | 65 | 51 | 211662576
ARMSTRONG AIR | 4SHP17LE130P-**A | EAC4X36B+TDR | A80US2V090B16 | 30000 | 28200 | 16 | 13 | 8.1 | 2.28 | 65 | 51 | 211662575
ARMSTRONG AIR | 4SHP17LE130P-**A | EAC4X36B+TDR | A80US2V090B12 | 30000 | 28000 | 16.2 | 13 | 8.1 | 2.3 | 66 | 52 | 211662574
ARMSTRONG AIR | 4SHP17LE130P-**A | EAC4X36B+TDR | A80US2V080B16X | 30000 | 28000 | 16.2 | 13 | 8.1 | 2.3 | 66 | 52 | 211662573
ARMSTRONG AIR | 4SHP17LE130P-**A | EAC4X36B+TDR | A96UH1E070B12 | 29400 | 27800 | 15.6 | 13 | 8.1 | 2.26 | 65 | 51 | 211662572
ARMSTRONG AIR | 4SHP17LE130P-**A | EAC4X36B+TDR | A96UH1E045B12 | 29400 | 27800 | 15.6 | 12.5 | 8.1 | 2.26 | 66 | 53 | 211662571
LENNOX | SL25XPV-024-230A** | CH35-42C+TDR+TXV | SLP99UH090XV36C* | 22200 | 21400 | 22.4 | 14.5 | 9.3 | 1.9 | 111 | 94 | 207436190
LENNOX | SL25XPV-024-230A** | CH35-42C+TDR+TXV | SL297UH080NV48C* | 22200 | 21400 | 21.4 | 14.4 | 9.3 | 1.9 | 111 | 94 | 207436188
LENNOX | SL25XPV-024-230A** | CH35-42C+TDR+TXV | SL280UH080NV60C* | 22200 | 21400 | 20.2 | 14.5 | 9.3 | 1.9 | 110 | 94 | 207436182
LENNOX | SL25XPV-024-230A** | CH35-42C+TDR+TXV | EL296UH110XV48C* | 22200 | 21400 | 21.2 | 14.5 | 9.3 | 1.9 | 111 | 94 | 207436180
LENNOX | SL25XPV-024-230A** | CH35-42C+TDR+TXV | EL296UH090XV48C* | 22200 | 21400 | 21.4 | 14.5 | 9.4 | 1.9 | 111 | 93 | 207436178
LENNOX | SL25XPV-024-230A** | CH35-42C+TDR+TXV | EL296UH090XV36C* | 22200 | 21400 | 22.4 | 14.5 | 9.3 | 1.9 | 111 | 94 | 207436177
LENNOX | SL25XPV-024-230A** | CH35-42B+TDR+TXV | SL297UH060NV36B* | 22800 | 21200 | 22.6 | 14.5 | 9.5 | 1.96 | 111 | 94 | 207436175
LENNOX | SL25XPV-024-230A** | CH35-42B+TDR+TXV | SLP99UH070XV36B* | 22800 | 21200 | 23.2 | 14.5 | 9.5 | 1.96 | 111 | 94 | 207436176
LENNOX | SL25XPV-024-230A** | CX35-48B+TDR | EL296UH045XV36B* | 22000 | 21600 | 21.2 | 13.5 | 9.3 | 1.86 | 112 | 95 | 207436240
LENNOX | SL25XPV-024-230A** | CX35-48B+TDR | EL296UH070XV36B* | 22000 | 21600 | 21.6 | 13.5 | 9.3 | 1.86 | 112 | 95 | 207436241
LENNOX | SL25XPV-024-230A** | CX35-36B+TDR | SL297UH060NV36B* | 22200 | 21600 | 22.2 | 14.3 | 9.2 | 1.82 | 112 | 94 | 207436238
LENNOX | SL25XPV-024-230A** | CX35-36B+TDR | SLP99UH070XV36B* | 22200 | 21600 | 23 | 14.3 | 9.2 | 1.84 | 112 | 94 | 207436239
LENNOX | SL25XPV-024-230A** | CX35-36B+TDR | SL280UH090V48B* | 22400 | 21600 | 22 | 14.5 | 9.3 | 1.84 | 112 | 94 | 207436235
LENNOX | SL25XPV-024-230A** | CX35-36B+TDR | SL297UH040NV36B* | 22200 | 21400 | 22.6 | 14.3 | 9.2 | 1.84 | 113 | 95 | 207436237
LENNOX | SL25XPV-024-230A** | CX35-36B+TDR | SL280UH090XV48B* | 22400 | 21600 | 22 | 14.5 | 9.3 | 1.84 | 112 | 94 | 207436236
LENNOX | SL25XPV-024-230A** | CX35-36B+TDR | SL280UH090V36B* | 22400 | 21400 | 23 | 14.5 | 9.3 | 1.84 | 113 | 95 | 207436234
LENNOX | SL25XPV-036-230A** | C35-50/60C+TDR+TXV | EL296UH110XV48C* | 33600 | 34400 | 22 | 13.3 | 8.7 | 1.82 | 89 | 78 | 207436290
LENNOX | SL25XPV-036-230A** | C35-50/60C+TDR+TXV | EL296UH110XV60C* | 33800 | 34400 | 21.4 | 13.5 | 8.6 | 1.82 | 89 | 77 | 207436291
LENNOX | SL25XPV-036-230A** | C35-50/60C+TDR+TXV | EL296UH090XV60C* | 33600 | 34400 | 21 | 13.3 | 8.6 | 1.8 | 89 | 77 | 207436289
LENNOX | SL25XPV-036-230A** | C35-50/60C+TDR+TXV | EL296UH090XV36C* | 33600 | 34400 | 22.2 | 13.3 | 8.7 | 1.8 | 90 | 78 | 207436287
LENNOX | SL25XPV-036-230A** | C35-50/60C+TDR+TXV | EL296UH090XV48C* | 33600 | 34400 | 22.2 | 13.3 | 8.7 | 1.82 | 89 | 78 | 207436288
LENNOX | SL25XPV-036-230A** | C35-48C+TDR+TXV | SLP99UH110XV60C* | 34000 | 35600 | 21.2 | 13.5 | 8.8 | 1.82 | 93 | 77 | 207436286
LENNOX | SL25XPV-036-230A** | C35-48C+TDR+TXV | SLP99UH090XV60C* | 34000 | 35600 | 20.8 | 13.5 | 8.8 | 1.82 | 93 | 77 | 207436285
Century | HRG1**8S1R-**A | ED1P30/36A+TDR+TXV | GDD80C090B4M | 18000 | 18000 | 15.6 | 13 | 8.1 | 2.08 | 63 | 48 | 210331500
Century | HRG1**8S1R-**A | ED1P30/36A+TDR+TXV | GDD92C070B3M | 18000 | 18000 | 16.8 | 14 | 8.5 | 2.18 | 62 | 47 | 210331499
Century | HRG1**8S1R-**A | ED1P30/36A+TDR+TXV | GDD92C045B3M | 18000 | 18000 | 16.8 | 14 | 8.5 | 2.18 | 62 | 47 | 210331498
Century | HRG1**8S1R-**A | ED1P30/36A+TDR+TXV | GDD96C070B4M | 18000 | 18000 | 16.4 | 13.5 | 8.3 | 2.16 | 62 | 47 | 210331497
Century | HRG1**8S1R-**A | ED1P30/36A+TDR+TXV | GDD96C045B3M | 18000 | 17800 | 16.4 | 13.5 | 8.3 | 2.16 | 62 | 46 | 210331496
Century | HRG1**8S1R-**A | ED1P30/36A+TDR+TXV | GDD80C070B3M | 18000 | 17800 | 16 | 13.5 | 8.1 | 2.12 | 62 | 46 | 210331495
Century | HRG1530S1R-**A | EA(C;U)1P36A+TDR+TXV | GUH96T045B3M | 29800 | 28000 | 15.6 | 13 | 8.1 | 2.26 | 66 | 52 | 210331364
Century | HRG1530S1R-**A | EA(C;U)1P36A+TDR+TXV | GUH80C070B3M | 29600 | 27800 | 16 | 13 | 8.1 | 2.26 | 65 | 51 | 210331363
Century | HRG1530S1R-**A | EA(C;U)1P36A+TDR+TXV | GUH96C070B3M | 29400 | 27800 | 15.6 | 13 | 8.1 | 2.26 | 65 | 51 | 210331362
Century | HRG1530S1R-**A | EA(C;U)1P36A+TDR+TXV | GUH96C045B3M | 29400 | 27800 | 15.6 | 12.5 | 8.1 | 2.26 | 66 | 53 | 210331361
Century | HRG1530S1R-**A | EA(C;U)1P36A+TDR+TXV | GUH92C070B3M | 29400 | 27600 | 16 | 13 | 8.1 | 2.28 | 66 | 52 | 210331360
Century | HRG1530S1R-**A | EA(C;U)1P36A+TDR+TXV | GUH92C045B3M | 29400 | 27800 | 15.8 | 13 | 8.1 | 2.26 | 65 | 51 | 210331359
Century | HRG1530S1R-**A | EA(C;U)1P36A+TDR+TXV | GUH80C090B4M | 29200 | 27600 | 16.2 | 13 | 8.1 | 2.26 | 65 | 51 | 210331358
Century | HRG1530S1R-**A | EA(C;U)1P36A+TDR+TXV | GUH80C070A3M | 29400 | 27600 | 16 | 13 | 8.1 | 2.28 | 66 | 52 | 210331357
Century | HRG1530S1R-**A | EAH1P36C+TDR+TXV | GUH97M090C3M | 28800 | 28200 | 15.6 | 12.5 | 8.3 | 2.22 | 66 | 52 | 210331375
Century | HRG1530S1R-**A | EAH1P36C+TDR+TXV | GUH96C110C5M | 29400 | 28800 | 15.6 | 12.5 | 8.5 | 2.26 | 65 | 51 | 210331379
Century | HRG1530S1R-**A | EAH1P36C+TDR+TXV | GUH92C110C5M | 29200 | 28600 | 15.6 | 12.5 | 8.5 | 2.24 | 66 | 52 | 210331378
Century | HRG1530S1R-**A | EAH1P36C+TDR+TXV | GUH80C090C5M | 29400 | 28600 | 15.8 | 13 | 8.5 | 2.26 | 66 | 52 | 210331376
Century | HRG1530S1R-**A | EAH1P36C+TDR+TXV | GUH80C110C5M | 29000 | 28400 | 15.6 | 13 | 8.3 | 2.22 | 65 | 51 | 210331377
Century | HRG1530S1R-**A | EAH1P36C+TDR+TXV | GUH96T090C3M | 28800 | 28200 | 15.6 | 12.5 | 8.3 | 2.22 | 66 | 52 | 210331374
Century | HRG1530S1R-**A | EAH1P36C+TDR+TXV | GUH97M090C4M | 28600 | 28200 | 15.6 | 13 | 8.3 | 2.22 | 65 | 51 | 210331373
Century | HRG1536S1R-**A | EAH1P51C+TDR+TXV | GUH97M110C5M | 36000 | 33600 | 16.2 | 13 | 8.1 | 2.18 | 66 | 52 | 210331320
Century | HRG1536S1R-**A | EAH1P51C+TDR+TXV | GUH96T110C5M | 36000 | 33600 | 16.2 | 13 | 8.1 | 2.18 | 66 | 52 | 210331319
Century | HRG1536S1R-**A | EAH1P51C+TDR+TXV | GUH97M090C5M | 36000 | 33800 | 16 | 13 | 8.1 | 2.16 | 66 | 53 | 210331318
Century | HRG1536S1R-**A | EAH1P51C+TDR+TXV | GUH96T090C5M | 36000 | 33800 | 16 | 13 | 8.1 | 2.16 | 66 | 53 | 210331317
Century | HRG1530S1R-**A | EA(C;U)1P36A+TDR+TXV | GUH80C045A3M | 29400 | 27600 | 16 | 13 | 8.1 | 2.28 | 66 | 52 | 210331356
AIREASE | 4SHP22LX148P-**A | BCE7S48M*4X |  | 46000 | 44500 | 19.5 | 12 | 8.1 | 1.9 | 64 | 51 | 211528878
AIREASE | 4SHP22LX148P-**A | BCE7E60M*4X |  | 46000 | 44000 | 17.5 | 12 | 8.2 | 2.02 | 61 | 52 | 211528877
AIREASE | 4SHP22LX148P-**A | EA(C;U)1P60C+TDR+TXV | A97USMV110C20 | 47500 | 45500 | 19 | 12 | 8.5 | 2.02 | 63 | 55 | 211528875
AIREASE | 4SHP22LX148P-**A | EA(C;U)1P60C+TDR+TXV | A97USMV090C16 | 47500 | 46000 | 19 | 11.7 | 8.5 | 2.02 | 63 | 55 | 211528873
AIREASE | 4SHP22LX148P-**A | EA(C;U)1P60C+TDR+TXV | A97US2V080C16X | 47500 | 45500 | 19 | 12 | 8.5 | 2.02 | 64 | 55 | 211528871
AIREASE | 4SHP22LX148P-**A | EA(C;U)1P60C+TDR+TXV | A97USMV090C20 | 47500 | 45500 | 19 | 12 | 8.5 | 2.04 | 63 | 55 | 211528874
AIREASE | 4SHP22LX148P-**A | EA(C;U)1P60C+TDR+TXV | A80US2V110C20L | 47500 | 45500 | 19 | 12 | 8.5 | 2.04 | 63 | 55 | 211528870
AIREASE | 4SHP22LX148P-**A | EA(C;U)1P60C+TDR+TXV | A97US2V080C20X | 47500 | 45500 | 19 | 12 | 8.5 | 2.02 | 64 | 55 | 211528872
AIREASE | 4SHP22LX148P-**A | EA(C;U)1P60C+TDR+TXV | A80US2V080C20X | 47500 | 45500 | 19 | 12 | 8.5 | 2.04 | 63 | 55 | 211528866
AIREASE | 4SHP22LX148P-**A | EA(C;U)1P60C+TDR+TXV | A80US2V110C20 | 47500 | 45500 | 19 | 12 | 8.5 | 2.04 | 63 | 55 | 211528869
AIREASE | 4SHP22LX148P-**A | EA(C;U)1P60C+TDR+TXV | A80US2V090C20 | 47500 | 45000 | 19 | 12 | 8.5 | 2.08 | 63 | 55 | 211528867
AIREASE | 4SHP22LX148P-**A | EA(C;U)1P60C+TDR+TXV | A80US2V100C20X | 47500 | 45500 | 19 | 12 | 8.5 | 2.04 | 63 | 55 | 211528868
AIREASE | 4SHP22LX148P-**A | EA(C;U)1P60C+TDR+TXV | A93UH1E110C20 | 47500 | 45000 | 18 | 12 | 8.2 | 2.04 | 64 | 56 | 211528864
AIREASE | 4SHP22LX148P-**A | EA(C;U)1P60C+TDR+TXV | A80UH1E110C20 | 47500 | 45500 | 18.5 | 12 | 8.5 | 2.04 | 63 | 55 | 211528863
AIREASE | 4SHP22LX148P-**A | EA(C;U)1P60C+TDR+TXV | A80UH1E090C20 | 48000 | 45500 | 18.5 | 12 | 8.5 | 2.06 | 63 | 55 | 211528862
AIREASE | 4SHP22LX148P-**A | EA(C;U)1P60C+TDR+TXV | A96US2V110C16 | 47500 | 45500 | 19 | 11.7 | 8.5 | 2 | 64 | 55 | 211528860
AIREASE | 4SHP22LX148P-**A | EA(C;U)1P60C+TDR+TXV | A96US2V090C20 | 47500 | 45500 | 19 | 12 | 8.5 | 2.02 | 64 | 55 | 211528858
AIREASE | 4SHP22LX148P-**A | EA(C;U)1P60C+TDR+TXV | A96US2V110C20 | 47500 | 45500 | 19 | 12 | 8.5 | 2.02 | 63 | 55 | 211528861
AIREASE | 4SHP22LX148P-**A | EA(C;U)1P60C+TDR+TXV | A96UH2E110C20 | 47500 | 45500 | 18 | 12 | 8.2 | 2.02 | 63 | 55 | 211528859
AIREASE | 4SHP22LX148P-**A | EA(C;U)1P60C+TDR+TXV | A96US2V090C16 | 47500 | 46000 | 19 | 11.7 | 8.5 | 2.02 | 63 | 55 | 211528857
ARMSTRONG AIR | 4SHP22LX148P-**A | EAC4X60C+TDR | A80US2V110C20L | 47500 | 45500 | 19 | 12 | 8.5 | 2.04 | 63 | 55 | 211528848
AIREASE | 4SHP22LX148P-**A | EA(C;U)1P60C+TDR+TXV | A80UH2E110C20 | 48000 | 45500 | 18.5 | 12 | 8.5 | 2.04 | 63 | 55 | 211528856
AIREASE | 4SHP22LX148P-**A | EA(C;U)1P60C+TDR+TXV | A80UH2E110C16 | 47500 | 45000 | 19 | 12 | 8.5 | 2.06 | 63 | 55 | 211528855
ARMSTRONG AIR | 4SHP22LX148P-**A | EAC4X60C+TDR | A97USMV110C20 | 47500 | 45500 | 19 | 12 | 8.5 | 2.02 | 63 | 55 | 211528853
AIREASE | 4SHP22LX148P-**A | EA(C;U)1P60C+TDR+TXV | A80UH1E100C20X | 47500 | 45500 | 18.5 | 11.7 | 8.2 | 2.02 | 63 | 55 | 211528854
ARMSTRONG AIR | 4SHP22LX148P-**A | EAC4X60C+TDR | A97USMV090C16 | 47500 | 46000 | 19 | 11.7 | 8.5 | 2.02 | 63 | 55 | 211528851
ARMSTRONG AIR | 4SHP22LX148P-**A | EAC4X60C+TDR | A97USMV090C20 | 47500 | 45500 | 19 | 12 | 8.5 | 2.04 | 63 | 55 | 211528852
ARMSTRONG AIR | 4SHP22LX148P-**A | EAC4X60C+TDR | A97US2V080C16X | 47500 | 45500 | 19 | 12 | 8.5 | 2.02 | 64 | 55 | 211528849
ARMSTRONG AIR | 4SHP22LX148P-**A | EAC4X60C+TDR | A97US2V080C20X | 47500 | 45500 | 19 | 12 | 8.5 | 2.02 | 64 | 55 | 211528850
COMFORT-AIRE | HRG1530S1R-**A | ED1P30/36A+TDR+TXV | GDD96C110C5M | 28400 | 29400 | 15.4 | 12.5 | 8.5 | 2.2 | 63 | 48 | 210330473
COMFORT-AIRE | HRG1530S1R-**A | ED1P30/36A+TDR+TXV | GDD96C045B3M | 27600 | 28800 | 15.4 | 12.5 | 8.5 | 2.2 | 64 | 49 | 210330468
COMFORT-AIRE | HRG1542S1R-**A | ED1P48B+TDR+TXV | GDD80C110C5M | 41000 | 42000 | 15.6 | 13 | 8.1 | 2.14 | 65 | 50 | 210330366
COMFORT-AIRE | HRG1530S1R-**A | EAH1P36C+TDR+TXV | GUH97M090C4M | 28600 | 28200 | 15.6 | 13 | 8.3 | 2.22 | 65 | 51 | 210330455
COMFORT-AIRE | HRG1530S1R-**A | EAH1P36C+TDR+TXV | GUH92C090C4M | 28800 | 28400 | 15.6 | 12.5 | 8.3 | 2.24 | 65 | 51 | 210330452
COMFORT-AIRE | HRG1548S1R-**A | EAH1P60D+TDR+TXV | GUH96C135D5M | 48000 | 45500 | 15.2 | 12.5 | 8.1 | 2.2 | 67 | 54 | 210330353
COMFORT-AIRE | HRG1548S1R-**A | EA(C;U)1P60C+TDR+TXV | GUH96T090C3M | 48000 | 46000 | 15.2 | 12.5 | 8.1 | 2.36 | 68 | 55 | 210330336
COMFORT-AIRE | HRG1548S1R-**A | EA(C;U)1P60C+TDR+TXV | GUH92C110C5M | 48000 | 47000 | 15.4 | 12.5 | 8.3 | 2.32 | 67 | 54 | 210330332
COMFORT-AIRE | HRG1536S1R-**A | EAH1P51C+TDR+TXV | GUH97M110C5M | 36000 | 33600 | 16.2 | 13 | 8.1 | 2.18 | 66 | 52 | 210330412
COMFORT-AIRE | HRG1536S1R-**A | EAH1P51C+TDR+TXV | GUH97M090C5M | 36000 | 33800 | 16 | 13 | 8.1 | 2.16 | 66 | 53 | 210330410
ARMSTRONG AIR | 4SHP22LX136P-**A | EA(C;U)1P36B+TDR+TXV | A80US2V080B16X | 35000 | 34800 | 20 | 12 | 8.5 | 2.14 | 63 | 52 | 211528263
ARMSTRONG AIR | 4SHP22LX136P-**A | EA(C;U)1P36B+TDR+TXV | A96UH1E070B12 | 34600 | 34200 | 20 | 12 | 8.5 | 2.12 | 63 | 51 | 211528262
ARMSTRONG AIR | 4SHP22LX136P-**A | EA(C;U)1P36B+TDR+TXV | A96UH1E030B12 | 34600 | 34200 | 19.5 | 12 | 8.5 | 2.12 | 63 | 52 | 211528261
ARMSTRONG AIR | 4SHP22LX136P-**A | EA(C;U)1P36B+TDR+TXV | A93UH1E070B12 | 35000 | 34400 | 20.5 | 12 | 8.5 | 2.14 | 63 | 52 | 211528260
ARMSTRONG AIR | 4SHP22LX136P-**A | EA(C;U)1P36B+TDR+TXV | A93UH1E030B12 | 34600 | 34400 | 19.5 | 11.7 | 8.5 | 2.12 | 63 | 52 | 211528258
ARMSTRONG AIR | 4SHP22LX136P-**A | EA(C;U)1P36B+TDR+TXV | A93UH1E045B12 | 35000 | 34600 | 20 | 11.7 | 8.5 | 2.12 | 63 | 52 | 211528259
ARMSTRONG AIR | 4SHP22LX136P-**A | EA(C;U)1P36B+TDR+TXV | A80UH1E090B16 | 35400 | 34400 | 20 | 12 | 8.5 | 2.18 | 63 | 51 | 211528257
ARMSTRONG AIR | 4SHP22LX136P-**A | EA(C;U)1P36B+TDR+TXV | A80UH1E070B12 | 35200 | 34400 | 20.5 | 12 | 8.5 | 2.16 | 63 | 51 | 211528256
ARMSTRONG AIR | 4SHP22LX136P-**A | EA(C;U)1P36B+TDR+TXV | A96US2V070B12 | 35000 | 35000 | 20.5 | 12 | 8.5 | 2.12 | 63 | 52 | 211528255
ARMSTRONG AIR | 4SHP22LX136P-**A | EA(C;U)1P36B+TDR+TXV | A96UH2E070B12 | 34600 | 34200 | 20 | 12 | 8.5 | 2.12 | 63 | 52 | 211528254
ARMSTRONG AIR | 4SHP22LX136P-**A | EA(C;U)1P36B+TDR+TXV | A96US2V045B12 | 34800 | 35000 | 20.5 | 11.7 | 8.5 | 2.1 | 63 | 52 | 211528253
ARMSTRONG AIR | 4SHP22LX136P-**A | EA(C;U)1P36B+TDR+TXV | A96UH2E045B12 | 34800 | 34400 | 20 | 12 | 8.5 | 2.12 | 63 | 52 | 211528252
ARMSTRONG AIR | 4SHP22LX136P-**A | EA(C;U)1P36B+TDR+TXV | A80UH2E090B16 | 35000 | 34000 | 19.5 | 12 | 8.5 | 2.18 | 63 | 51 | 211528251
ARMSTRONG AIR | 4SHP22LX136P-**A | EA(C;U)1P36B+TDR+TXV | A80UH2E090B12 | 35600 | 34600 | 21.5 | 12 | 8.5 | 2.16 | 63 | 52 | 211528250
ARMSTRONG AIR | 4SHP22LX136P-**A | EA(C;U)1P36B+TDR+TXV | A80UH1E080B16X | 35400 | 34800 | 19 | 12 | 8.5 | 2.14 | 63 | 52 | 211528249
ARMSTRONG AIR | 4SHP22LX136P-**A | EA(C;U)1P36A+TDR+TXV | A80US2V070A12L | 35000 | 35000 | 20.5 | 12 | 8.5 | 2.1 | 63 | 52 | 211528248
ARMSTRONG AIR | 4SHP22LX136P-**A | EA(C;U)1P36A+TDR+TXV | A80US2V070A12 | 35000 | 35000 | 20.5 | 12 | 8.5 | 2.1 | 63 | 52 | 211528247
ARMSTRONG AIR | 4SHP22LX136P-**A | EA(C;U)1P36A+TDR+TXV | A80UH1E070A12 | 34800 | 34200 | 20.5 | 12 | 8.5 | 2.14 | 63 | 51 | 211528246
ARMSTRONG AIR | 4SHP22LX136P-**A | EA(C;U)1P36A+TDR+TXV | A80UH1E045A12 | 34800 | 34200 | 20.5 | 12 | 8.5 | 2.14 | 63 | 51 | 211528245
ARMSTRONG AIR | 4SHP22LX136P-**A | EA(C;U)1P36A+TDR+TXV | A80UH2E070A12 | 35000 | 34600 | 20 | 12 | 8.5 | 2.14 | 63 | 52 | 211528244
ARMSTRONG AIR | 4SHP22LX136P-**A | EA(C;U)1P36A+TDR+TXV | A80UH2E045A12 | 35200 | 34600 | 21 | 12 | 8.5 | 2.14 | 63 | 51 | 211528243
ARMSTRONG AIR | 4SHP22LX136P-**A | EA(C;U)1P36A+TDR+TXV | A80UH1E060A12X | 34600 | 34200 | 20 | 12 | 8.5 | 2.12 | 63 | 51 | 211528242
ARMSTRONG AIR | 4SHP22LX136P-**A | EA(C;U)1P36A+TDR+TXV | A80UH1E040A12X | 34600 | 34200 | 20 | 12 | 8.5 | 2.12 | 63 | 51 | 211528241
ARMSTRONG AIR | 4SHP22LX136P-**A | EA(C;U)1P30B+TDR+TXV | A97USMV070B12 | 34600 | 34800 | 20.5 | 12 | 8.5 | 2.1 | 63 | 52 | 211528240
ARMSTRONG AIR | 4SHP22LX136P-**A | EA(C;U)1P30B+TDR+TXV | A97US2V060B12X | 34600 | 34800 | 20 | 11.7 | 8.5 | 2.1 | 64 | 52 | 211528239
ARMSTRONG AIR | 4SHP22LX136P-**A | EA(C;U)1P30B+TDR+TXV | A97US2V040B12X | 34600 | 34800 | 20.5 | 12 | 8.5 | 2.1 | 63 | 52 | 211528238
ARMSTRONG AIR | 4SHP22LX136P-**A | EA(C;U)1P30B+TDR+TXV | A80US2V090B16L | 34800 | 34600 | 20 | 12 | 8.5 | 2.14 | 63 | 51 | 211528237
ARMSTRONG AIR | 4SHP22LX136P-**A | EA(C;U)1P30B+TDR+TXV | A80US2V090B16 | 34800 | 34600 | 20 | 12 | 8.5 | 2.14 | 63 | 51 | 211528236
ARMSTRONG AIR | 4SHP22LX136P-**A | EA(C;U)1P30B+TDR+TXV | A80US2V090B12 | 34600 | 34600 | 20.5 | 12 | 8.5 | 2.14 | 63 | 52 | 211528235
ARMSTRONG AIR | 4SHP22LX136P-**A | EA(C;U)1P30B+TDR+TXV | A80US2V080B16X | 34600 | 34800 | 20 | 12 | 8.5 | 2.12 | 63 | 52 | 211528234
ARMSTRONG AIR | 4SHP22LX136P-**A | EA(C;U)1P30B+TDR+TXV | A96UH1E070B12 | 34200 | 34000 | 19 | 11.7 | 8.5 | 2.1 | 64 | 52 | 211528233
ARMSTRONG AIR | 4SHP22LX136P-**A | EA(C;U)1P30B+TDR+TXV | A96UH1E030B12 | 34600 | 34200 | 20 | 11.7 | 8.5 | 2.12 | 64 | 52 | 211528232
ARMSTRONG AIR | 4SHP22LX136P-**A | EA(C;U)1P30B+TDR+TXV | A93UH1E070B12 | 34600 | 34400 | 19.5 | 11.7 | 8.5 | 2.12 | 63 | 52 | 211528231
ARMSTRONG AIR | 4SHP22LX136P-**A | EA(C;U)1P30B+TDR+TXV | A93UH1E045B12 | 34400 | 34200 | 19.5 | 11.7 | 8.5 | 2.1 | 64 | 52 | 211528230
ARMSTRONG AIR | 4SHP22LX136P-**A | EA(C;U)1P30B+TDR+TXV | A93UH1E030B12 | 34400 | 34200 | 19.5 | 11.7 | 8.5 | 2.1 | 64 | 52 | 211528229
ARMSTRONG AIR | 4SHP22LX136P-**A | EA(C;U)1P30B+TDR+TXV | A80UH1E090B16 | 35000 | 34200 | 19.5 | 12 | 8.5 | 2.16 | 63 | 51 | 211528228
ARMSTRONG AIR | 4SHP22LX136P-**A | EA(C;U)1P30B+TDR+TXV | A80UH1E070B12 | 34800 | 34200 | 20.5 | 12 | 8.5 | 2.14 | 63 | 51 | 211528227
ARMSTRONG AIR | 4SHP22LX136P-**A | EA(C;U)1P30B+TDR+TXV | A96US2V070B12 | 34600 | 34800 | 20.5 | 12 | 8.5 | 2.1 | 63 | 52 | 211528226
ARMSTRONG AIR | 4SHP22LX136P-**A | EA(C;U)1P30B+TDR+TXV | A96UH2E070B12 | 34400 | 34200 | 20 | 11.7 | 8.5 | 2.1 | 63 | 52 | 211528225
ARMSTRONG AIR | 4SHP22LX136P-**A | EA(C;U)1P30B+TDR+TXV | A96US2V045B12 | 34400 | 35000 | 20 | 11.7 | 8.5 | 2.08 | 63 | 52 | 211528224
ARMSTRONG AIR | 4SHP22LX136P-**A | EA(C;U)1P30B+TDR+TXV | A96UH2E045B12 | 34400 | 34200 | 20 | 11.7 | 8.5 | 2.12 | 63 | 52 | 211528223
ARMSTRONG AIR | 4SHP22LX136P-**A | EA(C;U)1P30B+TDR+TXV | A80UH2E090B16 | 35000 | 34400 | 19.5 | 12 | 8.5 | 2.14 | 63 | 51 | 211528222
ARMSTRONG AIR | 4SHP22LX136P-**A | EA(C;U)1P30B+TDR+TXV | A80UH2E090B12 | 35000 | 34600 | 19.5 | 12 | 8.5 | 2.14 | 63 | 51 | 211528221
ARMSTRONG AIR | 4SHP22LX136P-**A | EA(C;U)1P30B+TDR+TXV | A80UH1E080B16X | 34400 | 34000 | 18.5 | 11.7 | 8.5 | 2.12 | 64 | 52 | 211528220
ARMSTRONG AIR | 4SHP22LX136P-**A | EA(C;U)1P30A+TDR+TXV | A80US2V070A12L | 34600 | 34800 | 20 | 12 | 8.5 | 2.1 | 63 | 52 | 211528219
ARMSTRONG AIR | 4SHP22LX136P-**A | EA(C;U)1P30A+TDR+TXV | A80US2V070A12 | 34600 | 34800 | 20 | 12 | 8.5 | 2.1 | 63 | 52 | 211528218
ARMSTRONG AIR | 4SHP22LX136P-**A | EA(C;U)1P30A+TDR+TXV | A80UH1E070A12 | 34400 | 34000 | 20 | 12 | 8.5 | 2.14 | 64 | 52 | 211528217
ARMSTRONG AIR | 4SHP22LX136P-**A | EA(C;U)1P30A+TDR+TXV | A80UH1E045A12 | 34400 | 34000 | 20 | 12 | 8.5 | 2.14 | 63 | 51 | 211528216
ARMSTRONG AIR | 4SHP22LX136P-**A | EA(C;U)1P30A+TDR+TXV | A80UH2E070A12 | 34800 | 34400 | 20 | 11.7 | 8.5 | 2.12 | 63 | 52 | 211528215
ARMSTRONG AIR | 4SHP22LX136P-**A | EA(C;U)1P30A+TDR+TXV | A80UH2E045A12 | 34800 | 34400 | 20.5 | 12 | 8.5 | 2.12 | 63 | 52 | 211528214
ARMSTRONG AIR | 4SHP22LX136P-**A | EA(C;U)1P30A+TDR+TXV | A80UH1E060A12X | 34200 | 34000 | 20 | 11.7 | 8.5 | 2.12 | 64 | 52 | 211528213
ARMSTRONG AIR | 4SHP22LX136P-**A | EA(C;U)1P30A+TDR+TXV | A80UH1E040A12X | 34200 | 34000 | 20.5 | 11.7 | 8.5 | 2.12 | 64 | 52 | 211528212
AIREASE | 4SHP17LE142P-**A | BCE7E48M*4X |  | 41000 | 40000 | 15.2 | 13 | 8.1 | 2.2 | 65 | 50 | 211521123
ARMSTRONG AIR | 4SHP17LE142P-**A | BCE7E48M*4X |  | 41000 | 40000 | 15.2 | 13 | 8.1 | 2.2 | 65 | 50 | 211521121
DUCANE | 4HP17L42P-**A | BCE7E48M*4X |  | 41000 | 40000 | 15.2 | 13 | 8.1 | 2.2 | 65 | 50 | 211521125
ROYALTON | 4HP17L42P-**A | BCE7E48M*4X |  | 41000 | 40000 | 15.2 | 13 | 8.1 | 2.2 | 65 | 50 | 211521133
LENNOX | EL17XP1-036-230A** | CH35-42B+TDR+TXV | ML180UH090V48B* | 36000 | 33800 | 16 | 13 | 8.1 | 2.26 | 68 | 55 | 211001683
LENNOX | EL17XP1-036-230A** | CH35-42B+TDR+TXV | ML180UH070V48B* | 36000 | 33800 | 16.2 | 13 | 8.1 | 2.3 | 68 | 55 | 211001681
LENNOX | EL17XP1-036-230A** | CH35-42B+TDR+TXV | EL296UH070XE36B* | 36000 | 33400 | 15.6 | 12.5 | 8.1 | 2.24 | 69 | 56 | 211001677
LENNOX | EL17XP1-036-230A** | CH35-42B+TDR+TXV | ML180UH090E48B* | 36000 | 33200 | 16.4 | 13 | 8.1 | 2.28 | 68 | 55 | 211001682
LENNOX | EL17XP1-036-230A** | CH35-42B+TDR+TXV | ML180UH070V36B* | 36000 | 33600 | 16 | 13 | 8.1 | 2.26 | 68 | 55 | 211001680
LENNOX | EL17XP1-036-230A** | CH35-42B+TDR+TXV | ML180UH070E36B* | 36000 | 33600 | 16 | 13 | 8.1 | 2.24 | 68 | 55 | 211001679
LENNOX | EL17XP1-036-230A** | CH35-42B+TDR+TXV | EL296UH070XV36B* | 36000 | 33800 | 15.6 | 13 | 8.1 | 2.26 | 69 | 56 | 211001678
LENNOX | EL17XP1-036-230A** | CH35-42B+TDR+TXV | EL280UH090XE48B* | 36000 | 33200 | 16.2 | 13 | 8.1 | 2.26 | 68 | 55 | 211001674
LENNOX | EL17XP1-036-230A** | CH35-42B+TDR+TXV | EL280UH090E36B* | 36000 | 33400 | 16.2 | 13 | 8.1 | 2.26 | 68 | 55 | 211001672
LENNOX | EL17XP1-036-230A** | CH35-42B+TDR+TXV | EL296UH045XE36B* | 36000 | 33400 | 15.8 | 13 | 8.1 | 2.24 | 68 | 55 | 211001675
LENNOX | EL17XP1-036-230A** | CH35-42B+TDR+TXV | EL296UH045XV36B* | 36000 | 34000 | 15.4 | 12.5 | 8.1 | 2.22 | 68 | 55 | 211001676
BLUERIDGE | BHP17L48P-**A | BC1P49C+TDR+TXV | BG801UH090CE20 | 48000 | 45000 | 15.6 | 13 | 8.1 | 2.26 | 68 | 56 | 210325142
DUCANE | 4HP17L48P-**A | EAC4X48C+TDR | 96G1UH110CE20 | 46500 | 45000 | 15.2 | 12.5 | 8.1 | 2.18 | 67 | 54 | 210324838
COMFORT-AIRE | HRG1536S1R-**A | EAH1P51C+TDR+TXV | GUH96T110C5M | 36000 | 33600 | 16.2 | 13 | 8.1 | 2.18 | 66 | 52 | 210330411
COMFORT-AIRE | HRG1536S1R-**A | EAH1P51C+TDR+TXV | GUH96T090C5M | 36000 | 33800 | 16 | 13 | 8.1 | 2.16 | 66 | 53 | 210330409
COMFORT-AIRE | HRG1530S1R-**A | ED1P30/36A+TDR+TXV | GDD92C045B3M | 27600 | 28800 | 15.4 | 12.5 | 8.5 | 2.2 | 64 | 49 | 210330466
COMFORT-AIRE | HRG1536S1R-**A | EAH1P51C+TDR+TXV | GUH80C110C5M | 36000 | 33400 | 16.4 | 13 | 8.1 | 2.18 | 66 | 52 | 210330404
COMFORT-AIRE | HRG1530S1R-**A | EAH1P36C+TDR+TXV | GUH96T110C5M | 30000 | 29200 | 15.2 | 12.5 | 8.5 | 2.22 | 66 | 52 | 210330462
COMFORT-AIRE | HRG1530S1R-**A | ED1P30/36A+TDR+TXV | GDD92C070B3M | 27600 | 28800 | 15.4 | 12.5 | 8.5 | 2.22 | 64 | 49 | 210330467
COMFORT-AIRE | HRG1530S1R-**A | ED1P30/36A+TDR+TXV | GDD96C070B4M | 27800 | 29000 | 15.2 | 12.5 | 8.5 | 2.2 | 63 | 49 | 210330465
COMFORT-AIRE | HRG1530S1R-**A | ED1P30/36A+TDR+TXV | GDD80C090B4M | 28200 | 29000 | 15.6 | 12.5 | 8.5 | 2.24 | 64 | 50 | 210330464
COMFORT-AIRE | HRG1530S1R-**A | EAH1P36C+TDR+TXV | GUH97M110C5M | 30000 | 29200 | 15.2 | 12.5 | 8.5 | 2.22 | 66 | 52 | 210330463
COMFORT-AIRE | HRG1530S1R-**A | EAH1P36C+TDR+TXV | GUH96C110C5M | 29400 | 28800 | 15.6 | 12.5 | 8.5 | 2.26 | 65 | 51 | 210330461
COMFORT-AIRE | HRG1530S1R-**A | EAH1P36C+TDR+TXV | GUH92C110C5M | 29200 | 28600 | 15.6 | 12.5 | 8.5 | 2.24 | 66 | 52 | 210330460
COMFORT-AIRE | HRG1530S1R-**A | EA(C;U)1P36A+TDR+TXV | GUH97M070B3M | 30000 | 28000 | 16 | 13 | 8.1 | 2.28 | 66 | 52 | 210330450
COMFORT-AIRE | HRG1**8S1R-**A | ED1P30/36A+TDR+TXV | GDD80C090B4M | 18000 | 18000 | 15.6 | 13 | 8.1 | 2.08 | 63 | 48 | 210330568
COMFORT-AIRE | HRG1**8S1R-**A | ED1P30/36A+TDR+TXV | GDD92C070B3M | 18000 | 18000 | 16.8 | 14 | 8.5 | 2.18 | 62 | 47 | 210330567
COMFORT-AIRE | HRG1**8S1R-**A | ED1P30/36A+TDR+TXV | GDD92C045B3M | 18000 | 18000 | 16.8 | 14 | 8.5 | 2.18 | 62 | 47 | 210330566
COMFORT-AIRE | HRG1**8S1R-**A | ED1P30/36A+TDR+TXV | GDD96C070B4M | 18000 | 18000 | 16.4 | 13.5 | 8.3 | 2.16 | 62 | 47 | 210330565
COMFORT-AIRE | HRG1**8S1R-**A | ED1P30/36A+TDR+TXV | GDD96C045B3M | 18000 | 17800 | 16.4 | 13.5 | 8.3 | 2.16 | 62 | 46 | 210330564
COMFORT-AIRE | HRG1530S1R-**A | EAH1P36C+TDR+TXV | GUH96C090C4M | 28200 | 28000 | 15.6 | 12.5 | 8.3 | 2.22 | 66 | 52 | 210330451
COMFORT-AIRE | HRG1530S1R-**A | EA(C;U)1P36A+TDR+TXV | GUH96T070B3M | 30000 | 28000 | 16 | 13 | 8.1 | 2.28 | 66 | 52 | 210330449
COMFORT-AIRE | HRG1530S1R-**A | EA(C;U)1P36A+TDR+TXV | GUH96T045B3M | 29800 | 28000 | 15.6 | 13 | 8.1 | 2.26 | 66 | 52 | 210330448
COMFORT-AIRE | HRG1530S1R-**A | EA(C;U)1P36A+TDR+TXV | GUH80C070B3M | 29600 | 27800 | 16 | 13 | 8.1 | 2.26 | 65 | 51 | 210330447
COMFORT-AIRE | HRG1530S1R-**A | EA(C;U)1P36A+TDR+TXV | GUH96C070B3M | 29400 | 27800 | 15.6 | 13 | 8.1 | 2.26 | 65 | 51 | 210330446
COMFORT-AIRE | HRG1530S1R-**A | EA(C;U)1P36A+TDR+TXV | GUH96C045B3M | 29400 | 27800 | 15.6 | 12.5 | 8.1 | 2.26 | 66 | 53 | 210330445
COMFORT-AIRE | HRG1530S1R-**A | EA(C;U)1P36A+TDR+TXV | GUH92C070B3M | 29400 | 27600 | 16 | 13 | 8.1 | 2.28 | 66 | 52 | 210330444
COMFORT-AIRE | HRG1530S1R-**A | ED1P30/36A+TDR+TXV | GDD80C110C5M | 28200 | 29000 | 15.6 | 12.5 | 8.5 | 2.24 | 63 | 49 | 210330472
COMFORT-AIRE | HRG1530S1R-**A | ED1P30/36A+TDR+TXV | GDD96C090C4M | 28000 | 29000 | 15.6 | 12.5 | 8.5 | 2.22 | 63 | 49 | 210330471
COMFORT-AIRE | HRG1530S1R-**A | ED1P30/36A+TDR+TXV | GDD92C090C4M | 28000 | 29000 | 15.6 | 12.5 | 8.5 | 2.22 | 63 | 49 | 210330470
COMFORT-AIRE | HRG1530S1R-**A | ED1P30/36A+TDR+TXV | GDD80C070B3M | 27800 | 29000 | 15.4 | 12.5 | 8.5 | 2.22 | 63 | 49 | 210330469
COMFORT-AIRE | HRG1542S1R-**A | ED1P48B+TDR+TXV | GDD92C090C4M | 40500 | 42000 | 15.2 | 12.5 | 8.1 | 2.12 | 65 | 51 | 210330367
COMFORT-AIRE | HRG1530S1R-**A | EAH1P36C+TDR+TXV | GUH80C110C5M | 29000 | 28400 | 15.6 | 13 | 8.3 | 2.22 | 65 | 51 | 210330459
COMFORT-AIRE | HRG1542S1R-**A | ED1P48B+TDR+TXV | GDD80C090B4M | 40500 | 42000 | 15.4 | 13 | 8.1 | 2.12 | 65 | 50 | 210330365
COMFORT-AIRE | HRG1530S1R-**A | EAH1P36C+TDR+TXV | GUH80C090C5M | 29400 | 28600 | 15.8 | 13 | 8.5 | 2.26 | 66 | 52 | 210330458
COMFORT-AIRE | HRG1530S1R-**A | EAH1P36C+TDR+TXV | GUH97M090C3M | 28800 | 28200 | 15.6 | 12.5 | 8.3 | 2.22 | 66 | 52 | 210330457
COMFORT-AIRE | HRG1530S1R-**A | EAH1P36C+TDR+TXV | GUH96T090C3M | 28800 | 28200 | 15.6 | 12.5 | 8.3 | 2.22 | 66 | 52 | 210330456
COMFORT-AIRE | HRG1530S1R-**A | EAH1P36C+TDR+TXV | GUH92C110C4M | 28800 | 28200 | 15.8 | 13 | 8.3 | 2.24 | 66 | 52 | 210330453
COMFORT-AIRE | HRG1530S1R-**A | EAH1P36C+TDR+TXV | GUH92C090C3M | 28800 | 28200 | 15.6 | 13 | 8.3 | 2.24 | 66 | 52 | 210330454
LENNOX | EL22XPV-048-230A** | C35-60C+TDR+TXV | ML193UH110XE60C* | 47500 | 45000 | 18 | 12 | 8.2 | 2.04 | 64 | 56 | 211455150
LENNOX | EL22XPV-048-230A** | C35-60C+TDR+TXV | ML180UH110XE60C* | 47500 | 45500 | 18.5 | 12 | 8.5 | 2.04 | 63 | 55 | 211455149
LENNOX | EL22XPV-048-230A** | C35-60C+TDR+TXV | ML180UH110V60C* | 47500 | 45000 | 19 | 12 | 8.5 | 2.06 | 64 | 55 | 211455148
LENNOX | EL22XPV-048-230A** | C35-60C+TDR+TXV | ML180UH110E60C* | 47500 | 45500 | 18.5 | 12 | 8.5 | 2.04 | 63 | 55 | 211455147
AIREASE | 4SHP17LE118P-**A | EA(C;U)1P24B+TDR+TXV | A80US2V090B12 | 18000 | 17600 | 16.4 | 13.5 | 8.1 | 2.1 | 64 | 49 | 211662763
LENNOX | SL25XPV-036-230A** | C35-48C+TDR+TXV | SLP99UH090XV48C* | 34000 | 35600 | 22 | 13.4 | 8.8 | 1.82 | 93 | 77 | 207436284
AIREASE | 4SHP17LE118P-**A | EA(C;U)1P24B+TDR+TXV | A97US2V040B12X | 18000 | 17400 | 16.4 | 13.5 | 8.1 | 2.06 | 63 | 48 | 211662765
AIREASE | 4SHP17LE118P-**A | EA(C;U)1P24B+TDR+TXV | A80US2V090B16 | 18000 | 17800 | 16 | 13.5 | 8.1 | 2.06 | 63 | 48 | 211662764
AIREASE | 4SHP17LE118P-**A | EA(C;U)1P24B+TDR+TXV | A97US2V060B12X | 18000 | 17400 | 16.4 | 13.5 | 8.1 | 2.06 | 63 | 48 | 211662766
AIREASE | 4SHP17LE118P-**A | EA(C;U)1P24B+TDR+TXV | A97USMV070B12 | 18000 | 17400 | 16.4 | 13.5 | 8.1 | 2.08 | 63 | 48 | 211662767
AIREASE | 4SHP17LE118P-**A | EA(C;U)1P30B+TDR+TXV | A80US2V080B16X | 18000 | 17600 | 16.8 | 14 | 8.1 | 1.98 | 60 | 44 | 211662782
AIREASE | 4SHP17LE118P-**A | EA(C;U)1P30B+TDR+TXV | A80US2V090B12 | 18000 | 17600 | 16.8 | 14 | 8.1 | 2.02 | 61 | 45 | 211662783
ARMSTRONG AIR | 4SHP17LE118P-**A | EAC4X30B+TDR | A80US2V080B16X | 18000 | 17600 | 16.8 | 14 | 8.1 | 1.98 | 60 | 44 | 211662341
ARMSTRONG AIR | 4SHP17LE118P-**A | EAC4X30B+TDR | A80US2V090B12 | 18000 | 17600 | 16.8 | 14 | 8.1 | 2.02 | 61 | 45 | 211662342
ARMSTRONG AIR | 4SHP17LE130P-**A | ED1P30/36B+TDR+TXV | A93DF1E045B12 | 27600 | 28800 | 15.4 | 12.5 | 8.5 | 2.2 | 64 | 49 | 211662506
ARMSTRONG AIR | 4SHP17LE130P-**A | ED1P30/36B+TDR+TXV | A93DF1E070B12 | 27600 | 28800 | 15.4 | 12.5 | 8.5 | 2.22 | 64 | 49 | 211662507
ARMSTRONG AIR | 4SHP17LE130P-**A | ED1P30/36B+TDR+TXV | A96DF1E045B12 | 27600 | 28800 | 15.4 | 12.5 | 8.5 | 2.2 | 64 | 49 | 211662508
ARMSTRONG AIR | 4SHP17LE130P-**A | ED1P30/36B+TDR+TXV | A96DF1E070B16 | 27800 | 29000 | 15.2 | 12.5 | 8.5 | 2.2 | 63 | 49 | 211662509
ARMSTRONG AIR | 4SHP17LE130P-**A | ED1P30/36B+TDR+TXV | A80DS2V090B16 | 28000 | 29000 | 15.2 | 12.5 | 8.5 | 2.22 | 64 | 50 | 211662510
ARMSTRONG AIR | 4SHP17LE130P-**A | ED1P30/36C+TDR+TXV | A96DF2E090C16 | 27600 | 28600 | 15.4 | 12.5 | 8.5 | 2.24 | 64 | 50 | 211662511
ARMSTRONG AIR | 4SHP17LE130P-**A | ED1P30/36C+TDR+TXV | A96DF2E110C20 | 28200 | 29200 | 15.2 | 12.5 | 8.5 | 2.22 | 64 | 50 | 211662512
ARMSTRONG AIR | 4SHP17LE118P-**A | EAC4X24B+TDR | A80US2V090B12 | 18000 | 17600 | 16.4 | 13.5 | 8.1 | 2.1 | 64 | 49 | 211662313
ARMSTRONG AIR | 4SHP17LE118P-**A | EAC4X24B+TDR | A80US2V090B16 | 18000 | 17800 | 16 | 13.5 | 8.1 | 2.06 | 63 | 48 | 211662314
ARMSTRONG AIR | 4SHP17LE118P-**A | EAC4X24B+TDR | A97US2V040B12X | 18000 | 17400 | 16.4 | 13.5 | 8.1 | 2.06 | 63 | 48 | 211662315
ARMSTRONG AIR | 4SHP17LE118P-**A | EAC4X24B+TDR | A97US2V060B12X | 18000 | 17400 | 16.4 | 13.5 | 8.1 | 2.06 | 63 | 48 | 211662316
ARMSTRONG AIR | 4SHP17LE118P-**A | EAC4X24B+TDR | A97USMV070B12 | 18000 | 17400 | 16.4 | 13.5 | 8.1 | 2.08 | 63 | 48 | 211662317
COMFORT-AIRE | HRG1524S1R-**AA | ED1P30/36C+TDR+TXV | GDD80C110C5M | 23400 | 23600 | 15.6 | 12.5 | 8.1 | 2 | 63 | 47 | 211199937
Century | HRG1524S1R-**AA | ED1P30/36C+TDR+TXV | GDD92C090C4M | 23200 | 23200 | 16 | 13 | 8.1 | 2.06 | 63 | 48 | 211199825
COMFORT-AIRE | HRG1536S1R-**AA | EAH1P42C+TDR+TXV | GUH96T110C5M | 36000 | 33600 | 16.2 | 13.5 | 8.1 | 2.2 | 67 | 54 | 211199953
LENNOX | EL22XPV-048-230A** | CBA38MV-060-230*+TDR |  | 47000 | 44500 | 19.5 | 12 | 8.5 | 2.02 | 61 | 52 | 211455134
LENNOX | EL22XPV-048-230A** | C35-60C+TDR+TXV | EL180UH100NE60C* | 47500 | 45500 | 18.5 | 11.7 | 8.2 | 2.02 | 63 | 55 | 211455135
LENNOX | EL22XPV-048-230A** | C35-60C+TDR+TXV | EL195UH100NE60C* | 47000 | 45500 | 18 | 11.7 | 8.2 | 2.02 | 63 | 55 | 211455136
LENNOX | EL22XPV-048-230A** | C35-60C+TDR+TXV | EL196UH110XE60C* | 47500 | 45500 | 18 | 12 | 8.2 | 2.02 | 63 | 55 | 211455137
LENNOX | EL22XPV-048-230A** | C35-60C+TDR+TXV | EL280UH110E48C* | 47500 | 45000 | 19 | 12 | 8.5 | 2.06 | 63 | 55 | 211455138
LENNOX | EL22XPV-048-230A** | C35-60C+TDR+TXV | EL280UH110E60C* | 48000 | 45500 | 18.5 | 12 | 8.5 | 2.04 | 63 | 55 | 211455139
LENNOX | EL22XPV-048-230A** | C35-60C+TDR+TXV | EL280UH110XE60C* | 48000 | 45500 | 18.5 | 12 | 8.5 | 2.04 | 63 | 55 | 211455140
LENNOX | EL22XPV-048-230A** | C35-60C+TDR+TXV | EL296UH090XV48C* | 47500 | 46000 | 19 | 11.7 | 8.5 | 2.02 | 63 | 55 | 211455141
LENNOX | EL22XPV-048-230A** | C35-60C+TDR+TXV | EL296UH090XV60C* | 47500 | 45500 | 19 | 12 | 8.5 | 2.02 | 64 | 55 | 211455142
LENNOX | EL22XPV-048-230A** | C35-60C+TDR+TXV | EL296UH110XE60C* | 47500 | 45500 | 18 | 12 | 8.2 | 2.02 | 63 | 55 | 211455143
LENNOX | EL22XPV-048-230A** | C35-60C+TDR+TXV | EL296UH110XV48C* | 47500 | 45500 | 19 | 11.7 | 8.5 | 2 | 64 | 55 | 211455144
LENNOX | EL22XPV-048-230A** | C35-60C+TDR+TXV | EL296UH110XV60C* | 47500 | 45500 | 19 | 12 | 8.5 | 2.02 | 63 | 55 | 211455145
LENNOX | EL22XPV-048-230A** | C35-60C+TDR+TXV | ML180UH090E60C* | 48000 | 45500 | 18.5 | 12 | 8.5 | 2.06 | 63 | 55 | 211455146
AIREASE | 4SHP17LE118P-**A | BCE5E24M*4X |  | 18000 | 17800 | 16 | 13 | 8.1 | 2.14 | 63 | 48 | 211174469
BLUERIDGE | BHP17L18P-**A | BE5E24MA4X |  | 18000 | 17800 | 16 | 13 | 8.1 | 2.14 | 63 | 48 | 211174468
MRCOOL | MHP17018A-**A | MAHM024ETA |  | 18000 | 17800 | 16 | 13 | 8.1 | 2.14 | 63 | 48 | 211174467
COMFORT-AIRE | HRG1518S1R-**A | HMG24X1P |  | 18000 | 17800 | 16 | 13 | 8.1 | 2.14 | 63 | 48 | 211174466
ROYALTON | 4HP17L18P-**A | BCE5E24M*4X |  | 18000 | 17800 | 16 | 13 | 8.1 | 2.14 | 63 | 48 | 211174464
AC PRO | 4HP17L18P-**A | BCE5E24M*4X |  | 18000 | 17800 | 16 | 13 | 8.1 | 2.14 | 63 | 48 | 211174463
CONCORD | 4HP17L18P-**A | BCE5E24M*4X |  | 18000 | 17800 | 16 | 13 | 8.1 | 2.14 | 63 | 48 | 211174462
ROYALTON | 4HP17L18P-**A | BCE5V24M*4X |  | 18000 | 18000 | 15.6 | 13 | 8.1 | 2.12 | 62 | 47 | 211174381
ALLIED | 4HP17L18P-**A | BCE5V24M*4X |  | 18000 | 18000 | 15.6 | 13 | 8.1 | 2.12 | 62 | 47 | 211174380
AC PRO | 4HP17L18P-**A | BCE5V24M*4X |  | 18000 | 18000 | 15.6 | 13 | 8.1 | 2.12 | 62 | 47 | 211174379
DUCANE | 4HP17L18P-**A | BCE5V24M*4X |  | 18000 | 18000 | 15.6 | 13 | 8.1 | 2.12 | 62 | 47 | 211174377
MRCOOL | MHP17018A-**A | MAHM024CTA |  | 18000 | 17800 | 15.4 | 13 | 8.1 | 2.1 | 63 | 48 | 211174374
AIREASE | 4SHP17LE118P-**A | BCE5V24M*4X |  | 18000 | 18000 | 15.6 | 13 | 8.1 | 2.12 | 62 | 47 | 211174376
ARMSTRONG AIR | 4SHP17LE118P-**A | BCE5V24M*4X |  | 18000 | 18000 | 15.6 | 13 | 8.1 | 2.12 | 62 | 47 | 211174375
DUCANE | 4HP17L18P-**A | BCE5E24M*4X |  | 18000 | 17800 | 16 | 13 | 8.1 | 2.14 | 63 | 48 | 211174461
BLUERIDGE | BHP17L18P-**A | BE5C24MA4X |  | 18000 | 17800 | 15.4 | 13 | 8.1 | 2.1 | 63 | 48 | 211174373
ROYALTON | 4HP17L18P-**A | BCE5C24M*4X |  | 18000 | 17800 | 15.4 | 13 | 8.1 | 2.1 | 63 | 48 | 211174372
AC PRO | 4HP17L18P-**A | BCE5C24M*4X |  | 18000 | 17800 | 15.4 | 13 | 8.1 | 2.1 | 63 | 48 | 211174370
CONCORD | 4HP17L18P-**A | BCE5C24M*4X |  | 18000 | 17800 | 15.4 | 13 | 8.1 | 2.1 | 63 | 48 | 211174369
AIREASE | 4SHP17LE118P-**A | BCE5C24M*4X |  | 18000 | 17800 | 15.4 | 13 | 8.1 | 2.1 | 63 | 48 | 211174367
ARMSTRONG AIR | 4SHP17LE118P-**A | BCE5C24M*4X |  | 18000 | 17800 | 15.4 | 13 | 8.1 | 2.1 | 63 | 48 | 211174366
ARMSTRONG AIR | 4SHP17LE136P-**A | BCE5E42M*4X |  | 35600 | 33600 | 15.8 | 13 | 8.1 | 2.2 | 65 | 51 | 211170815
ARMSTRONG AIR | 4SHP17LE130P-**A | BCE5E36M*4X |  | 28600 | 27000 | 15.8 | 12.5 | 8.3 | 2.14 | 64 | 49 | 211170814
ALLIED | 4HP17L36P-**A | BCE5E42M*4X |  | 35600 | 33600 | 15.8 | 13 | 8.1 | 2.2 | 65 | 51 | 211170813
ALLIED | 4HP17L30P-**A | BCE5E36M*4X |  | 28600 | 27000 | 15.8 | 12.5 | 8.3 | 2.14 | 64 | 49 | 211170812
ARMSTRONG AIR | 4SHP17LE118P-**A | BCE5E24M*4X |  | 18000 | 17800 | 16 | 13 | 8.1 | 2.14 | 63 | 48 | 211170811
ALLIED | 4HP17L18P-**A | BCE5E24M*4X |  | 18000 | 17800 | 16 | 13 | 8.1 | 2.14 | 63 | 48 | 211170810
LENNOX | ML17XP1-036-230A** | CBA25UHV-042-230-** |  | 36000 | 34000 | 16.2 | 13 | 8.1 | 2.22 | 65 | 51 | 211056294
LENNOX | ML17XP1-018-230A** | CBA25UH-024-230-** |  | 18000 | 17800 | 15.4 | 13 | 8.1 | 2.1 | 63 | 48 | 211056285
LENNOX | ML17XP1-030-230A** | CBA25UH-036-230-** |  | 29000 | 27400 | 15.4 | 12.2 | 8.1 | 2.14 | 64 | 50 | 211056289
LENNOX | ML17XP1-036-230A** | CBA25UH-042-230-** |  | 35600 | 34200 | 15.6 | 12.2 | 8.1 | 2.16 | 65 | 51 | 211056292
LENNOX | ML17XP1-018-230A** | CBA25UHV-024-230-** |  | 18000 | 18000 | 15.6 | 13 | 8.1 | 2.12 | 62 | 47 | 211056288
LENNOX | ML17XP1-030-230A** | CBA25UHV-036-230-** |  | 29000 | 27200 | 15.8 | 12.5 | 8.1 | 2.16 | 64 | 49 | 211056290
LENNOX | XP20-024-230A** | CR33-48B*+TDR+TXV | SLP99DF070XV36B* | 21800 | 22000 | 18.6 | 12.5 | 8.3 | 2.06 | 67 | 53 | 205544226
ARMSTRONG AIR | 4SHP17LE130P-**A | ED1P30/36B+TDR+TXV | A80DF1E070B12 | 27800 | 29000 | 15.4 | 12.5 | 8.5 | 2.22 | 63 | 49 | 211662504
ARMSTRONG AIR | 4SHP17LE130P-**A | ED1P30/36B+TDR+TXV | A96DS2V045B12 | 28000 | 29200 | 15.2 | 12.5 | 8.5 | 2.2 | 64 | 49 | 211662503
ARMSTRONG AIR | 4SHP17LE130P-**A | ED1P30/36B+TDR+TXV | A96DF2E045B12 | 27800 | 29000 | 15.2 | 12.5 | 8.5 | 2.2 | 64 | 50 | 211662502
ARMSTRONG AIR | 4SHP17LE130P-**A | EA(C;U)1P36B+TDR+TXV | A97USMV070B12 | 30000 | 28000 | 16 | 13 | 8.1 | 2.28 | 66 | 52 | 211662501
ARMSTRONG AIR | 4SHP17LE130P-**A | EA(C;U)1P36B+TDR+TXV | A97US2V060B12X | 29800 | 28200 | 15.8 | 13 | 8.1 | 2.26 | 65 | 51 | 211662500
ARMSTRONG AIR | 4SHP17LE130P-**A | EA(C;U)1P36B+TDR+TXV | A97US2V040B12X | 30000 | 28200 | 16 | 13 | 8.1 | 2.28 | 65 | 51 | 211662499
ARMSTRONG AIR | 4SHP17LE130P-**A | EA(C;U)1P36B+TDR+TXV | A80US2V090B16 | 30000 | 28200 | 16 | 13 | 8.1 | 2.28 | 65 | 51 | 211662498
AIREASE | 4SHP17LE118P-**A | EA(C;U)1P24B+TDR+TXV | A93UH1E070B12 | 18000 | 17200 | 16.2 | 13.5 | 8.1 | 2.1 | 63 | 48 | 211662758
AIREASE | 4SHP17LE118P-**A | EA(C;U)1P24B+TDR+TXV | A93UH1E030B12 | 18000 | 17400 | 16 | 13.5 | 8.1 | 2.08 | 63 | 48 | 211662756
AIREASE | 4SHP17LE118P-**A | EA(C;U)1P24B+TDR+TXV | A96US2V070B12 | 18000 | 17400 | 16.4 | 13.5 | 8.1 | 2.08 | 63 | 48 | 211662754
ARMSTRONG AIR | 4SHP17LE148P-**A | EAC4X49C+TDR | A80US2V080C20X | 48000 | 45500 | 15.6 | 13 | 8.1 | 2.28 | 69 | 56 | 211662720
ARMSTRONG AIR | 4SHP17LE148P-**A | EAC4X49C+TDR | A96UH1E110C20 | 48000 | 45000 | 15.2 | 12.5 | 8.1 | 2.26 | 69 | 56 | 211662719
ARMSTRONG AIR | 4SHP17LE148P-**A | EAC4X49C+TDR | A96UH1E090C16 | 47500 | 45000 | 15.2 | 12.5 | 8.1 | 2.24 | 69 | 56 | 211662718
ARMSTRONG AIR | 4SHP17LE148P-**A | EAC4X49C+TDR | A93UH1E110C20 | 47500 | 45000 | 15.4 | 12.5 | 8.1 | 2.24 | 68 | 56 | 211662717
ARMSTRONG AIR | 4SHP17LE148P-**A | EAC4X49C+TDR | A93UH1E110C16 | 48000 | 45000 | 15.2 | 12.5 | 8.1 | 2.22 | 69 | 56 | 211662716
ARMSTRONG AIR | 4SHP17LE148P-**A | EAC4X49C+TDR | A80UH1E110C20 | 48000 | 45500 | 15.2 | 12.5 | 8.1 | 2.26 | 69 | 56 | 211662715
ARMSTRONG AIR | 4SHP17LE148P-**A | EAC4X49C+TDR | A80UH1E090C20 | 48000 | 45000 | 15.6 | 13 | 8.1 | 2.26 | 68 | 56 | 211662714
ARMSTRONG AIR | 4SHP17LE148P-**A | EAC4X49C+TDR | A96UH2E110C20 | 47500 | 45000 | 15.2 | 12.5 | 8.1 | 2.24 | 69 | 56 | 211662713
ARMSTRONG AIR | 4SHP17LE136P-**A | EAC4X50/60C+TDR | A80US2V100C20X | 36000 | 33400 | 16.2 | 13 | 8.1 | 2.14 | 66 | 52 | 211662657
LENNOX | SL25XPV-024-230A** | CX35-36B+TDR | EL296UH045XV36B* | 22200 | 21600 | 22.4 | 14 | 9.1 | 1.84 | 112 | 95 | 207436231
LENNOX | SL25XPV-024-230A** | CX35-36A+TDR | SL280UH070XV36A* | 22200 | 21600 | 21.8 | 14.3 | 9.2 | 1.84 | 112 | 94 | 207436230
LENNOX | SL25XPV-024-230A** | CX35-36A+TDR | SL280UH060NV36A* | 22400 | 21400 | 22.2 | 14.5 | 9.2 | 1.84 | 113 | 95 | 207436229
LENNOX | SL25XPV-024-230A** | CR33-50/60+TDR+TXV | SLP99DF090XV48C* | 22600 | 21600 | 19.6 | 12.5 | 9.2 | 1.76 | 115 | 87 | 207436226
LENNOX | SL25XPV-024-230A** | CR33-50/60+TDR+TXV | SLP99DF090XV36C* | 22600 | 21600 | 20.8 | 12.5 | 9.3 | 1.76 | 115 | 86 | 207436225
LENNOX | SL25XPV-024-230A** | CHX35-42C-**-*+TDR | SLP99UH090XV48C* | 22200 | 21400 | 21.4 | 14.5 | 9.4 | 1.9 | 111 | 93 | 207436217
LENNOX | SL25XPV-036-230A** | CH35-42B+TDR+TXV | SL280UH080NV48B* | 34600 | 34200 | 21 | 13.3 | 8.8 | 1.82 | 89 | 77 | 207436331
LENNOX | SL25XPV-036-230A** | CBA38MV-036-230*+TDR |  | 33400 | 36000 | 22 | 13.4 | 9.1 | 1.92 | 94 | 74 | 207436328
LENNOX | SL25XPV-036-230A** | CH35-42B+TDR+TXV | EL296UH070XV36B* | 34600 | 34400 | 21.4 | 13 | 8.8 | 1.82 | 90 | 77 | 207436330
LENNOX | SL25XPV-036-230A** | CH35-42B+TDR+TXV | EL296UH045XV36B* | 34400 | 34600 | 21.2 | 12.5 | 8.8 | 1.8 | 89 | 76 | 207436329
LENNOX | SL25XPV-036-230A** | C35-50/60C+TDR+TXV | SLP99UH110XV60C* | 33800 | 34400 | 21.6 | 13.5 | 8.7 | 1.82 | 89 | 77 | 207436327
LENNOX | SL25XPV-036-230A** | C35-50/60C+TDR+TXV | SLP99UH090XV48C* | 33600 | 34400 | 22.2 | 13.3 | 8.7 | 1.82 | 89 | 78 | 207436314
LENNOX | SL25XPV-036-230A** | C35-50/60C+TDR+TXV | SLP99UH090XV60C* | 33600 | 34400 | 21 | 13.3 | 8.6 | 1.8 | 89 | 77 | 207436326
LENNOX | SL25XPV-036-230A** | C35-50/60C+TDR+TXV | SLP99UH090XV36C* | 33600 | 34400 | 22.2 | 13.3 | 8.7 | 1.8 | 90 | 78 | 207436308
LENNOX | SL25XPV-024-230A** | CH35-42B+TDR+TXV | SL297UH040NV36B* | 22800 | 21200 | 23 | 14.5 | 9.5 | 1.96 | 110 | 94 | 207436174
LENNOX | SL25XPV-024-230A** | CH35-42B+TDR+TXV | SL280UH090XV48B* | 22800 | 21400 | 22.4 | 15 | 9.6 | 1.98 | 110 | 93 | 207436173
LENNOX | SL25XPV-024-230A** | CH35-42B+TDR+TXV | SL280UH090V48B* | 22800 | 21400 | 22.4 | 15 | 9.6 | 1.98 | 110 | 93 | 207436172
LENNOX | SL25XPV-024-230A** | CH35-42B+TDR+TXV | SL280UH090V36B* | 22800 | 21400 | 23.2 | 15 | 9.7 | 1.98 | 109 | 93 | 207436171
LENNOX | SL25XPV-024-230A** | CH35-42B+TDR+TXV | EL296UH045XV36B* | 22800 | 21200 | 22.6 | 14.5 | 9.5 | 1.96 | 111 | 94 | 207436168
LENNOX | SL25XPV-024-230A** | CH35-42B+TDR+TXV | SL280UH080NV48B* | 22600 | 21400 | 21.8 | 14.4 | 9.4 | 1.94 | 109 | 93 | 207436170
LENNOX | SL25XPV-024-230A** | CH35-42B+TDR+TXV | EL296UH070XV36B* | 22800 | 21200 | 23.2 | 14.5 | 9.5 | 1.96 | 111 | 94 | 207436169
LENNOX | SL25XPV-024-230A** | CBA38MV-036-230*+TDR |  | 22200 | 22200 | 22.4 | 14.4 | 9.1 | 1.86 | 114 | 95 | 207436167
Century | HRG1530S1R-**A | EA(C;U)1P36A+TDR+TXV | GUH96T070B3M | 30000 | 28000 | 16 | 13 | 8.1 | 2.28 | 66 | 52 | 210331365
Century | HRG1530S1R-**A | EAH1P36C+TDR+TXV | GUH96T110C5M | 30000 | 29200 | 15.2 | 12.5 | 8.5 | 2.22 | 66 | 52 | 210331381
Century | HRG1530S1R-**A | ED1P30/36A+TDR+TXV | GDD92C090C4M | 28000 | 29000 | 15.6 | 12.5 | 8.5 | 2.22 | 63 | 49 | 210331389
Century | HRG1548S1R-**A | ED1P50/60C+TDR+TXV | GDD96C110C5M | 47000 | 45000 | 15.4 | 12.5 | 8.1 | 2.2 | 67 | 54 | 210331228
Century | HRG1548S1R-**A | EA(C;U)1P60C+TDR+TXV | GUH97M090C3M | 48000 | 46000 | 15.2 | 12.5 | 8.1 | 2.36 | 68 | 55 | 210331183
ARMSTRONG AIR | 4SHP22LX160P-**A | EAC4X60C+TDR | A96US2V110C20 | 54500 | 55500 | 18 | 11.7 | 8.2 | 2.02 | 67 | 56 | 211528970
ARMSTRONG AIR | 4SHP22LX160P-**A | ED1P60D+TDR+TXV | A97DSMV090C20 | 55000 | 58000 | 19 | 11.7 | 8.2 | 1.96 | 66 | 54 | 211528967
ARMSTRONG AIR | 4SHP22LX160P-**A | ED1P60D+TDR+TXV | A96DF1E110C20 | 55500 | 58000 | 18 | 11.7 | 8.5 | 1.98 | 66 | 54 | 211528965
ARMSTRONG AIR | 4SHP22LX160P-**A | ED1P50/60C+TDR+TXV | A97DSMV110C20 | 55000 | 58000 | 18.5 | 11.7 | 8.5 | 1.96 | 66 | 54 | 211528960
ARMSTRONG AIR | 4SHP22LX160P-**A | ED1P50/60C+TDR+TXV | A96DF1E110C20 | 55500 | 58000 | 18 | 11.7 | 8.5 | 1.98 | 66 | 54 | 211528957
ARMSTRONG AIR | 4SHP22LX160P-**A | ED1P60D+TDR+TXV | A96DF2E110C20 | 55000 | 57500 | 17.5 | 11.7 | 8.5 | 1.98 | 66 | 54 | 211528962
ARMSTRONG AIR | 4SHP22LX160P-**A | ED1P60D+TDR+TXV | A96DS2V090C20 | 55000 | 58000 | 19 | 11.7 | 8.5 | 1.96 | 66 | 54 | 211528961
ARMSTRONG AIR | 4SHP22LX160P-**A | ED1P60D+TDR+TXV | A96DS2V110C20 | 55000 | 58000 | 19 | 11.7 | 8.5 | 1.96 | 66 | 54 | 211528963
ARMSTRONG AIR | 4SHP22LX160P-**A | ED1P50/60C+TDR+TXV | A97DSMV090C20 | 55000 | 58000 | 19 | 11.7 | 8.2 | 1.96 | 66 | 54 | 211528959
ARMSTRONG AIR | 4SHP22LX160P-**A | ED1P50/60C+TDR+TXV | A80DS2V110C20 | 55500 | 57500 | 19 | 12 | 8.5 | 2 | 66 | 54 | 211528958
ARMSTRONG AIR | 4SHP22LX160P-**A | EA(C;U)1P60C+TDR+TXV | A97USMV110C20 | 54500 | 55500 | 18 | 11.7 | 8.2 | 2.02 | 67 | 56 | 211528952
ARMSTRONG AIR | 4SHP22LX160P-**A | ED1P50/60C+TDR+TXV | A80DF1E110C20 | 55500 | 57000 | 18.5 | 12 | 8.5 | 2.02 | 66 | 53 | 211528956
ARMSTRONG AIR | 4SHP22LX160P-**A | ED1P50/60C+TDR+TXV | A96DS2V110C20 | 55000 | 58000 | 19 | 11.7 | 8.5 | 1.96 | 66 | 54 | 211528955
ARMSTRONG AIR | 4SHP22LX160P-**A | ED1P50/60C+TDR+TXV | A96DF2E110C20 | 55000 | 57500 | 17.5 | 11.7 | 8.5 | 1.98 | 66 | 54 | 211528954
ARMSTRONG AIR | 4SHP22LX160P-**A | ED1P50/60C+TDR+TXV | A96DS2V090C20 | 55000 | 58000 | 19 | 11.7 | 8.5 | 1.96 | 66 | 54 | 211528953
ARMSTRONG AIR | 4SHP22LX160P-**A | EA(C;U)1P60C+TDR+TXV | A80US2V110C20 | 54500 | 55000 | 18 | 11.7 | 8.2 | 2.02 | 68 | 56 | 211528950
ARMSTRONG AIR | 4SHP22LX160P-**A | EA(C;U)1P60C+TDR+TXV | A80US2V110C20L | 54500 | 55000 | 18 | 11.7 | 8.2 | 2.02 | 68 | 56 | 211528951
ARMSTRONG AIR | 4SHP22LX160P-**A | EA(C;U)1P60C+TDR+TXV | A80US2V090C20 | 54500 | 55000 | 18 | 11.7 | 8.5 | 2.02 | 68 | 56 | 211528948
AIREASE | 4SHP22LX148P-**A | EAC4X60C+TDR | A97USMV090C20 | 47500 | 45500 | 19 | 12 | 8.5 | 2.04 | 63 | 55 | 211528942
ARMSTRONG AIR | 4SHP22LX160P-**A | EA(C;U)1P60C+TDR+TXV | A80US2V100C20X | 54500 | 55500 | 18 | 11.7 | 8.2 | 2.02 | 67 | 56 | 211528949
ARMSTRONG AIR | 4SHP22LX160P-**A | EA(C;U)1P60C+TDR+TXV | A80UH2E110C20 | 54500 | 55000 | 16.9 | 11.7 | 8.5 | 2.04 | 68 | 56 | 211528944
AIREASE | 4SHP22LX148P-**A | EAC4X60C+TDR | A97USMV110C20 | 47500 | 45500 | 19 | 12 | 8.5 | 2.02 | 63 | 55 | 211528943
ARMSTRONG AIR | 4SHP22LX160P-**A | EA(C;U)1P60C+TDR+TXV | A80UH1E090C20 | 54000 | 54500 | 17.5 | 11.7 | 8.5 | 2.04 | 68 | 56 | 211528946
ARMSTRONG AIR | 4SHP22LX160P-**A | EA(C;U)1P60C+TDR+TXV | A80US2V080C20X | 54500 | 55500 | 18 | 11.7 | 8.2 | 2.02 | 67 | 56 | 211528947
AIREASE | 4SHP22LX148P-**A | EAC4X60C+TDR | A96UH1E110C20 | 47500 | 45500 | 18 | 12 | 8.2 | 2.02 | 63 | 55 | 211528933
AIREASE | 4SHP22LX148P-**A | EAC4X60C+TDR | A97US2V080C20X | 47500 | 45500 | 19 | 12 | 8.5 | 2.02 | 64 | 55 | 211528940
AIREASE | 4SHP22LX148P-**A | EAC4X60C+TDR | A97USMV090C16 | 47500 | 46000 | 19 | 11.7 | 8.5 | 2.02 | 63 | 55 | 211528941
AIREASE | 4SHP22LX148P-**A | EAC4X60C+TDR | A97US2V080C16X | 47500 | 45500 | 19 | 12 | 8.5 | 2.02 | 64 | 55 | 211528939
AIREASE | 4SHP22LX148P-**A | EAC4X60C+TDR | A80US2V100C20X | 47500 | 45500 | 19 | 12 | 8.5 | 2.04 | 63 | 55 | 211528936
AIREASE | 4SHP22LX148P-**A | EAC4X60C+TDR | A80US2V110C20L | 47500 | 45500 | 19 | 12 | 8.5 | 2.04 | 63 | 55 | 211528938
AIREASE | 4SHP22LX148P-**A | EAC4X60C+TDR | A80US2V110C20 | 47500 | 45500 | 19 | 12 | 8.5 | 2.04 | 63 | 55 | 211528937
AIREASE | 4SHP22LX148P-**A | EAC4X60C+TDR | A80US2V090C20 | 47500 | 45000 | 19 | 12 | 8.5 | 2.08 | 63 | 55 | 211528935
AIREASE | 4SHP22LX148P-**A | EAC4X60C+TDR | A93UH1E110C20 | 47500 | 45000 | 18 | 12 | 8.2 | 2.04 | 64 | 56 | 211528932
AIREASE | 4SHP22LX148P-**A | EAC4X60C+TDR | A80UH1E090C20 | 48000 | 45500 | 18.5 | 12 | 8.5 | 2.06 | 63 | 55 | 211528930
AIREASE | 4SHP22LX148P-**A | EAC4X60C+TDR | A80US2V080C20X | 47500 | 45500 | 19 | 12 | 8.5 | 2.04 | 63 | 55 | 211528934
AIREASE | 4SHP22LX148P-**A | EAC4X60C+TDR | A96US2V090C20 | 47500 | 45500 | 19 | 12 | 8.5 | 2.02 | 64 | 55 | 211528926
AIREASE | 4SHP22LX148P-**A | EAC4X60C+TDR | A96US2V110C16 | 47500 | 45500 | 19 | 11.7 | 8.5 | 2 | 64 | 55 | 211528928
AIREASE | 4SHP22LX148P-**A | EAC4X60C+TDR | A80UH1E110C20 | 47500 | 45500 | 18.5 | 12 | 8.5 | 2.04 | 63 | 55 | 211528931
AIREASE | 4SHP22LX148P-**A | EAC4X60C+TDR | A96US2V110C20 | 47500 | 45500 | 19 | 12 | 8.5 | 2.02 | 63 | 55 | 211528929
AIREASE | 4SHP22LX148P-**A | EAC4X60C+TDR | A96UH2E110C20 | 47500 | 45500 | 18 | 12 | 8.2 | 2.02 | 63 | 55 | 211528927
AIREASE | 4SHP22LX148P-**A | EAC4X60C+TDR | A96US2V090C16 | 47500 | 46000 | 19 | 11.7 | 8.5 | 2.02 | 63 | 55 | 211528925
AIREASE | 4SHP22LX148P-**A | EAC4X60C+TDR | A80UH2E110C20 | 48000 | 45500 | 18.5 | 12 | 8.5 | 2.04 | 63 | 55 | 211528924
AIREASE | 4SHP22LX148P-**A | EAC4X60C+TDR | A80UH2E110C16 | 47500 | 45000 | 19 | 12 | 8.5 | 2.06 | 63 | 55 | 211528923
AIREASE | 4SHP22LX148P-**A | EAC4X60C+TDR | A80UH1E100C20X | 47500 | 45500 | 18.5 | 11.7 | 8.2 | 2.02 | 63 | 55 | 211528922
ARMSTRONG AIR | 4SHP22LX136P-**A | EAH1P36C+TDR+TXV | A80UH2E110C16 | 34600 | 34200 | 19.5 | 12 | 8.5 | 2.06 | 65 | 52 | 211528320
ARMSTRONG AIR | 4SHP22LX136P-**A | EAH1P36C+TDR+TXV | A80UH1E100C20X | 34600 | 34400 | 17.5 | 11.7 | 8.2 | 2.02 | 66 | 53 | 211528319
ARMSTRONG AIR | 4SHP22LX136P-**A | EAH1P30B+TDR+TXV | A97US2V060B12X | 34600 | 34800 | 20 | 11.7 | 8.7 | 2.1 | 66 | 54 | 211528317
ARMSTRONG AIR | 4SHP22LX136P-**A | EAH1P30B+TDR+TXV | A80US2V090B16 | 34600 | 34600 | 19.5 | 11.7 | 8.7 | 2.12 | 65 | 53 | 211528314
ARMSTRONG AIR | 4SHP22LX136P-**A | EAH1P30B+TDR+TXV | A97US2V040B12X | 34600 | 34800 | 20 | 11.7 | 8.7 | 2.1 | 66 | 54 | 211528316
ARMSTRONG AIR | 4SHP22LX136P-**A | EAH1P30B+TDR+TXV | A80US2V090B16L | 34600 | 34600 | 19.5 | 11.7 | 8.7 | 2.12 | 65 | 53 | 211528315
ARMSTRONG AIR | 4SHP22LX136P-**A | EAH1P30B+TDR+TXV | A80US2V090B12 | 34600 | 34600 | 20 | 11.7 | 8.7 | 2.12 | 66 | 53 | 211528313
ARMSTRONG AIR | 4SHP22LX136P-**A | EAH1P30B+TDR+TXV | A96UH1E070B12 | 34200 | 34000 | 19.5 | 11.7 | 8.5 | 2.08 | 66 | 54 | 211528311
ARMSTRONG AIR | 4SHP22LX136P-**A | EAH1P30B+TDR+TXV | A80US2V080B16X | 34600 | 34800 | 19.5 | 11.7 | 8.7 | 2.1 | 66 | 53 | 211528312
ARMSTRONG AIR | 4SHP22LX136P-**A | EAH1P30B+TDR+TXV | A93UH1E070B12 | 34600 | 34400 | 19.5 | 11.7 | 8.5 | 2.1 | 66 | 53 | 211528309
ARMSTRONG AIR | 4SHP22LX136P-**A | EAH1P30B+TDR+TXV | A96UH1E030B12 | 34200 | 34000 | 19 | 11.7 | 8.5 | 2.08 | 66 | 54 | 211528310
ARMSTRONG AIR | 4SHP22LX136P-**A | EAH1P30B+TDR+TXV | A93UH1E045B12 | 34600 | 34600 | 19.5 | 11.7 | 8.5 | 2.1 | 65 | 53 | 211528308
ARMSTRONG AIR | 4SHP22LX136P-**A | EAH1P30B+TDR+TXV | A80UH1E070B12 | 34800 | 34200 | 20 | 11.7 | 8.7 | 2.12 | 65 | 53 | 211528306
ARMSTRONG AIR | 4SHP22LX136P-**A | EAH1P30B+TDR+TXV | A80UH1E090B16 | 34400 | 33800 | 19 | 12 | 8.5 | 2.14 | 66 | 53 | 211528307
ARMSTRONG AIR | 4SHP22LX136P-**A | EAH1P30B+TDR+TXV | A96US2V070B12 | 34600 | 34800 | 20 | 11.7 | 8.7 | 2.08 | 66 | 54 | 211528305
ARMSTRONG AIR | 4SHP22LX136P-**A | EAH1P30B+TDR+TXV | A96UH2E070B12 | 34200 | 34200 | 19.5 | 11.7 | 8.5 | 2.08 | 65 | 54 | 211528304
ARMSTRONG AIR | 4SHP22LX136P-**A | EAH1P30B+TDR+TXV | A96UH2E045B12 | 34400 | 34200 | 19.5 | 11.7 | 8.5 | 2.1 | 66 | 54 | 211528303
ARMSTRONG AIR | 4SHP22LX136P-**A | EAH1P30B+TDR+TXV | A80UH2E090B16 | 35200 | 34400 | 19 | 12 | 8.5 | 2.12 | 66 | 53 | 211528302
ARMSTRONG AIR | 4SHP22LX136P-**A | EAH1P30B+TDR+TXV | A80UH2E090B12 | 35200 | 34600 | 20.5 | 11.7 | 8.7 | 2.12 | 65 | 53 | 211528301
ARMSTRONG AIR | 4SHP22LX136P-**A | EAH1P30B+TDR+TXV | A80UH1E080B16X | 34800 | 34600 | 18.5 | 11.7 | 8.5 | 2.1 | 66 | 53 | 211528300
ARMSTRONG AIR | 4SHP22LX136P-**A | EAH1P30A+TDR+TXV | A80UH1E045A12 | 34600 | 34600 | 19 | 11.7 | 8.2 | 1.98 | 65 | 53 | 211528298
ARMSTRONG AIR | 4SHP22LX136P-**A | EAH1P30A+TDR+TXV | A80UH1E070A12 | 34400 | 34600 | 19 | 11.7 | 8.2 | 1.98 | 65 | 53 | 211528299
ARMSTRONG AIR | 4SHP22LX136P-**A | EAH1P30A+TDR+TXV | A80UH2E045A12 | 35000 | 35000 | 19.5 | 11.7 | 8.2 | 1.98 | 66 | 53 | 211528297
ARMSTRONG AIR | 4SHP22LX136P-**A | BCE7S42M*4X |  | 35400 | 35000 | 19.5 | 11.7 | 9 | 2.3 | 65 | 53 | 211528296
ARMSTRONG AIR | 4SHP22LX136P-**A | BCE7E42M*4X |  | 35000 | 34400 | 19 | 11.7 | 9 | 2.3 | 65 | 52 | 211528295
ARMSTRONG AIR | 4SHP22LX136P-**A | BCE7E36M*4X |  | 34600 | 33600 | 20.5 | 11.7 | 8.8 | 2.24 | 68 | 54 | 211528294
ARMSTRONG AIR | 4SHP22LX136P-**A | BCE5V42M*4X |  | 35600 | 33600 | 17.5 | 12 | 8.8 | 2.24 | 66 | 54 | 211528293
ARMSTRONG AIR | 4SHP22LX136P-**A | BCE5V36M*4X |  | 35400 | 33400 | 19.5 | 12 | 9 | 2.24 | 66 | 54 | 211528292
ARMSTRONG AIR | 4SHP22LX136P-**A | EA(C;U)1P48B+TDR+TXV | A97USMV070B12 | 35000 | 34000 | 20.5 | 12 | 8.8 | 2.18 | 66 | 55 | 211528291
ARMSTRONG AIR | 4SHP22LX136P-**A | EA(C;U)1P48B+TDR+TXV | A97US2V060B12X | 34800 | 34000 | 20 | 12 | 8.8 | 2.18 | 66 | 55 | 211528290
ARMSTRONG AIR | 4SHP22LX136P-**A | EA(C;U)1P48B+TDR+TXV | A97US2V040B12X | 35000 | 34000 | 20.5 | 12 | 8.8 | 2.18 | 66 | 55 | 211528289
ARMSTRONG AIR | 4SHP22LX136P-**A | EA(C;U)1P48B+TDR+TXV | A80US2V090B12 | 35000 | 33800 | 20.5 | 12 | 9 | 2.22 | 66 | 54 | 211528286
ARMSTRONG AIR | 4SHP22LX136P-**A | EA(C;U)1P48B+TDR+TXV | A80US2V090B16L | 35000 | 33800 | 20 | 12 | 9 | 2.22 | 66 | 54 | 211528288
ARMSTRONG AIR | 4SHP22LX136P-**A | EA(C;U)1P48B+TDR+TXV | A80US2V090B16 | 35000 | 33800 | 20 | 12 | 9 | 2.22 | 66 | 54 | 211528287
ARMSTRONG AIR | 4SHP22LX136P-**A | EA(C;U)1P48B+TDR+TXV | A80US2V080B16X | 35000 | 33800 | 20 | 12 | 8.8 | 2.2 | 67 | 55 | 211528285
ARMSTRONG AIR | 4SHP22LX136P-**A | EA(C;U)1P48B+TDR+TXV | A96UH1E070B12 | 34600 | 33400 | 19.5 | 12 | 8.8 | 2.2 | 66 | 55 | 211528284
ARMSTRONG AIR | 4SHP22LX136P-**A | EA(C;U)1P48B+TDR+TXV | A96UH1E045B12 | 34400 | 33200 | 19.5 | 12 | 8.7 | 2.18 | 66 | 55 | 211528283
ARMSTRONG AIR | 4SHP22LX136P-**A | EA(C;U)1P48B+TDR+TXV | A96UH1E030B12 | 34400 | 33400 | 19 | 11.7 | 8.7 | 2.18 | 66 | 55 | 211528282
ARMSTRONG AIR | 4SHP22LX136P-**A | EA(C;U)1P48B+TDR+TXV | A93UH1E045B12 | 35000 | 33600 | 19.5 | 11.7 | 8.8 | 2.18 | 67 | 55 | 211528280
ARMSTRONG AIR | 4SHP22LX136P-**A | EA(C;U)1P48B+TDR+TXV | A93UH1E070B12 | 35000 | 33600 | 19.5 | 12 | 8.8 | 2.2 | 66 | 55 | 211528281
ARMSTRONG AIR | 4SHP22LX136P-**A | EA(C;U)1P48B+TDR+TXV | A80UH1E090B16 | 35600 | 33600 | 19.5 | 12 | 8.8 | 2.24 | 66 | 54 | 211528278
ARMSTRONG AIR | 4SHP22LX136P-**A | EA(C;U)1P48B+TDR+TXV | A93UH1E030B12 | 34800 | 33400 | 19 | 11.7 | 8.8 | 2.18 | 67 | 55 | 211528279
ARMSTRONG AIR | 4SHP22LX136P-**A | EA(C;U)1P48B+TDR+TXV | A80UH1E070B12 | 35200 | 33400 | 20 | 12 | 8.8 | 2.22 | 66 | 54 | 211528277
ARMSTRONG AIR | 4SHP22LX136P-**A | EA(C;U)1P48B+TDR+TXV | A96US2V070B12 | 35000 | 34000 | 20.5 | 12 | 8.8 | 2.18 | 66 | 55 | 211528276
ARMSTRONG AIR | 4SHP22LX136P-**A | EA(C;U)1P48B+TDR+TXV | A96UH2E070B12 | 34800 | 33400 | 19.5 | 12 | 8.8 | 2.18 | 66 | 55 | 211528275
ARMSTRONG AIR | 4SHP22LX136P-**A | EA(C;U)1P48B+TDR+TXV | A96US2V045B12 | 34800 | 34000 | 20 | 12 | 8.8 | 2.18 | 66 | 55 | 211528274
ARMSTRONG AIR | 4SHP22LX136P-**A | EA(C;U)1P48B+TDR+TXV | A96UH2E045B12 | 34800 | 33600 | 20 | 12 | 8.8 | 2.2 | 67 | 55 | 211528273
ARMSTRONG AIR | 4SHP22LX136P-**A | EA(C;U)1P48B+TDR+TXV | A80UH2E090B16 | 35000 | 33200 | 19 | 12 | 8.8 | 2.24 | 66 | 54 | 211528272
ARMSTRONG AIR | 4SHP22LX136P-**A | EA(C;U)1P48B+TDR+TXV | A80UH2E090B12 | 35000 | 33200 | 20.5 | 12 | 8.8 | 2.24 | 66 | 55 | 211528271
ARMSTRONG AIR | 4SHP22LX136P-**A | EA(C;U)1P48B+TDR+TXV | A80UH1E080B16X | 35400 | 33800 | 18.5 | 12 | 8.7 | 2.18 | 67 | 55 | 211528270
ARMSTRONG AIR | 4SHP22LX136P-**A | EA(C;U)1P36B+TDR+TXV | A97USMV070B12 | 35000 | 35000 | 20.5 | 12 | 8.5 | 2.12 | 63 | 52 | 211528269
ARMSTRONG AIR | 4SHP22LX136P-**A | EA(C;U)1P36B+TDR+TXV | A97US2V060B12X | 35000 | 35000 | 20.5 | 12 | 8.5 | 2.1 | 63 | 52 | 211528268
ARMSTRONG AIR | 4SHP22LX136P-**A | EA(C;U)1P36B+TDR+TXV | A97US2V040B12X | 35000 | 35000 | 20.5 | 12 | 8.5 | 2.12 | 63 | 52 | 211528267
ARMSTRONG AIR | 4SHP22LX136P-**A | EA(C;U)1P36B+TDR+TXV | A80US2V090B16L | 35000 | 34800 | 20.5 | 12 | 8.5 | 2.16 | 63 | 51 | 211528266
ARMSTRONG AIR | 4SHP22LX136P-**A | EA(C;U)1P36B+TDR+TXV | A80US2V090B16 | 35000 | 34800 | 20.5 | 12 | 8.5 | 2.16 | 63 | 51 | 211528265
ARMSTRONG AIR | 4SHP22LX136P-**A | EA(C;U)1P36B+TDR+TXV | A80US2V090B12 | 35000 | 34800 | 21 | 12 | 8.5 | 2.16 | 63 | 51 | 211528264
LENNOX | EL17XP1-036-230A** | CHX35-42B-**-*+TDR | ML180UH090E48B* | 36000 | 33200 | 16.4 | 13 | 8.1 | 2.28 | 68 | 55 | 211001752
LENNOX | EL17XP1-036-230A** | CHX35-42B-**-*+TDR | EL296UH045XV36B* | 36000 | 34000 | 15.4 | 12.5 | 8.1 | 2.22 | 68 | 55 | 211001746
LENNOX | EL17XP1-036-230A** | CHX35-42B-**-*+TDR | ML180UH070V48B* | 36000 | 33800 | 16.2 | 13 | 8.1 | 2.3 | 68 | 55 | 211001751
LENNOX | EL17XP1-036-230A** | CHX35-42B-**-*+TDR | EL280UH090XE48B* | 36000 | 33200 | 16.2 | 13 | 8.1 | 2.26 | 68 | 55 | 211001744
LENNOX | EL17XP1-036-230A** | CHX35-42B-**-*+TDR | ML180UH070V36B* | 36000 | 33600 | 16 | 13 | 8.1 | 2.26 | 68 | 55 | 211001750
LENNOX | EL17XP1-036-230A** | CHX35-42B-**-*+TDR | EL296UH070XE36B* | 36000 | 33400 | 15.6 | 12.5 | 8.1 | 2.24 | 69 | 56 | 211001747
LENNOX | EL17XP1-036-230A** | CHX35-42B-**-*+TDR | EL296UH070XV36B* | 36000 | 33800 | 15.6 | 13 | 8.1 | 2.26 | 69 | 56 | 211001748
LENNOX | EL17XP1-036-230A** | CHX35-42B-**-*+TDR | EL296UH045XE36B* | 36000 | 33400 | 15.8 | 13 | 8.1 | 2.24 | 68 | 55 | 211001745
LENNOX | EL17XP1-036-230A** | CHX35-42B-**-*+TDR | EL280UH090E48B* | 36000 | 33200 | 16.2 | 13 | 8.1 | 2.26 | 68 | 55 | 211001743
LENNOX | EL17XP1-036-230A** | CH35-42C+TDR+TXV | SLP99UH110XV60C* | 36000 | 33600 | 16.2 | 13.5 | 8.1 | 2.2 | 67 | 54 | 211001737
LENNOX | EL17XP1-036-230A** | CHX35-42B-**-*+TDR | EL280UH090E36B* | 36000 | 33400 | 16.2 | 13 | 8.1 | 2.26 | 68 | 55 | 211001742
LENNOX | EL17XP1-036-230A** | CH35-42C+TDR+TXV | SLP99UH090XV60C* | 36000 | 33800 | 16 | 13 | 8.1 | 2.18 | 67 | 54 | 211001736
LENNOX | EL17XP1-036-230A** | CH35-42C+TDR+TXV | SL280UH100NV60C* | 36000 | 33800 | 16.6 | 13.5 | 8.1 | 2.22 | 67 | 54 | 211001729
LENNOX | EL17XP1-036-230A** | CH35-42C+TDR+TXV | SL297UH080NV60C* | 36000 | 33600 | 16.2 | 13 | 8.1 | 2.2 | 68 | 55 | 211001733
LENNOX | EL17XP1-036-230A** | CH35-42C+TDR+TXV | EL296UH110XV60C* | 36000 | 33600 | 16.2 | 13.5 | 8.1 | 2.2 | 67 | 54 | 211001712
LENNOX | EL17XP1-036-230A** | CH35-42C+TDR+TXV | ML296UH110XV60C* | 36000 | 33000 | 16.6 | 13.5 | 8.1 | 2.24 | 68 | 55 | 211001725
LENNOX | EL17XP1-036-230A** | CH35-42C+TDR+TXV | SL280UH080NV60C* | 36000 | 33400 | 16.6 | 13.5 | 8.1 | 2.22 | 67 | 54 | 211001726
LENNOX | EL17XP1-036-230A** | CH35-42C+TDR+TXV | SL280UH090XV60C* | 36000 | 33600 | 16.2 | 13 | 8.1 | 2.2 | 68 | 55 | 211001728
LENNOX | EL17XP1-036-230A** | CH35-42C+TDR+TXV | SL280UH090V60C* | 36000 | 33600 | 16.2 | 13 | 8.1 | 2.2 | 68 | 55 | 211001727
LENNOX | EL17XP1-036-230A** | CH35-42C+TDR+TXV | ML296UH090XV48C* | 36000 | 33400 | 16.2 | 13.5 | 8.1 | 2.2 | 68 | 54 | 211001724
LENNOX | EL17XP1-036-230A** | CH35-42C+TDR+TXV | ML180UH110E60C* | 36000 | 33200 | 16.4 | 13.5 | 8.1 | 2.2 | 67 | 54 | 211001714
LENNOX | EL17XP1-036-230A** | CH35-42C+TDR+TXV | ML180UH110V60C* | 36000 | 33400 | 16.6 | 13.5 | 8.1 | 2.22 | 68 | 54 | 211001715
LENNOX | EL17XP1-036-230A** | CH35-42C+TDR+TXV | EL280UH110E60C* | 36000 | 33000 | 16.6 | 13.5 | 8.1 | 2.24 | 68 | 55 | 211001704
LENNOX | EL17XP1-036-230A** | CH35-42C+TDR+TXV | EL296UH090XV60C* | 36000 | 33800 | 16 | 13 | 8.1 | 2.18 | 67 | 54 | 211001709
LENNOX | EL17XP1-036-230A** | CH35-42C+TDR+TXV | EL280UH110XE60C* | 36000 | 33000 | 16.6 | 13.5 | 8.1 | 2.24 | 68 | 55 | 211001705
LENNOX | EL17XP1-036-230A** | CH35-42B+TDR+TXV | SL280UH090V36B* | 36000 | 33600 | 16.2 | 13 | 8.1 | 2.28 | 68 | 55 | 211001693
LENNOX | EL17XP1-036-230A** | CH35-42B+TDR+TXV | ML296UH070XV36B* | 36000 | 34000 | 15.2 | 12.5 | 8.1 | 2.2 | 68 | 55 | 211001691
LENNOX | EL17XP1-036-230A** | CH35-42B+TDR+TXV | SL297UH060NV36B* | 36000 | 33800 | 15.6 | 12.5 | 8.1 | 2.24 | 69 | 56 | 211001696
LENNOX | EL17XP1-036-230A** | CH35-42B+TDR+TXV | SLP99UH070XV36B* | 36000 | 33800 | 15.6 | 13 | 8.1 | 2.26 | 69 | 56 | 211001697
LENNOX | EL17XP1-036-230A** | CH35-42B+TDR+TXV | SL297UH040NV36B* | 36000 | 34000 | 15.6 | 12.5 | 8.1 | 2.24 | 68 | 55 | 211001695
LENNOX | EL17XP1-036-230A** | CH35-42B+TDR+TXV | SL280UH090V48B* | 36000 | 33800 | 16 | 13 | 8.1 | 2.26 | 68 | 55 | 211001694
LENNOX | EL17XP1-036-230A** | CH35-42B+TDR+TXV | SL280UH080NV48B* | 36000 | 33600 | 16.4 | 13.5 | 8.1 | 2.28 | 68 | 55 | 211001692
LENNOX | EL17XP1-036-230A** | CH35-42B+TDR+TXV | ML296UH045XV36B* | 36000 | 34000 | 15.4 | 12.5 | 8.1 | 2.2 | 68 | 55 | 211001690
LENNOX | EL17XP1-036-230A** | CH35-42B+TDR+TXV | ML193UH070XE36B* | 36000 | 33200 | 16 | 13 | 8.1 | 2.22 | 68 | 55 | 211001686
LENNOX | EL17XP1-036-230A** | CH35-42B+TDR+TXV | EL280UH090E48B* | 36000 | 33200 | 16.2 | 13 | 8.1 | 2.26 | 68 | 55 | 211001673
DUCANE | 4HP17L48P-**A | EAC4X60C+TDR | 80G1UH110CE20 | 48000 | 47000 | 15.4 | 12.5 | 8.3 | 2.34 | 67 | 54 | 210324863
DUCANE | 4HP17L48P-**A | EA(C;U)1P50/60C+TDR+TXV | 80G2UH110CE20L | 46500 | 45000 | 15.2 | 12.5 | 8.1 | 2.18 | 67 | 54 | 210324810
DUCANE | 4HP17L30P-**A | ED1P30/36B+TDR+TXV | 80G2DF090BE16 | 28000 | 29000 | 15.4 | 12.5 | 8.5 | 2.24 | 64 | 50 | 210325205
DUCANE | 4HP17L48P-**A | EAC4X60C+TDR | 80G2UH110CV20 | 48000 | 47000 | 15.4 | 12.5 | 8.3 | 2.32 | 67 | 54 | 210324870
BLUERIDGE | BHP17L48P-**A | BC1P49C+TDR+TXV | BG962UH090CV12 | 47500 | 45000 | 15.2 | 12.5 | 8.1 | 2.22 | 68 | 56 | 210325161
DUCANE | 4HP17L48P-**A | ED1P50/60C+TDR+TXV | 96G2DF110CE20 | 47000 | 45000 | 15.2 | 12.5 | 8.1 | 2.2 | 67 | 54 | 210324830
DUCANE | 4HP17L42P-**A | ED1P48C+TDR+TXV | 80G1DF110CE20 | 41000 | 42000 | 15.6 | 13 | 8.1 | 2.14 | 65 | 50 | 210324909
DUCANE | 4HP17L48P-**A | EA(C;U)1P60C+TDR+TXV | 80G2UH110CE20L | 48000 | 46500 | 15.6 | 13 | 8.3 | 2.38 | 68 | 54 | 210324797
DUCANE | 4HP17L48P-**A | EA(C;U)1P49C+TDR+TXV | 80G2UH110CV20 | 48000 | 45500 | 15.2 | 12.5 | 8.1 | 2.26 | 69 | 56 | 210324791
BLUERIDGE | BHP17L48P-**A | BC1P60C+TDR+TXV | BG802UH110CV20 | 48000 | 47000 | 15.4 | 12.5 | 8.3 | 2.32 | 67 | 54 | 210325180
DUCANE | 4HP17L48P-**A | EA(C;U)1P49C+TDR+TXV | 96G1UH090CE16 | 47500 | 45000 | 15.2 | 12.5 | 8.1 | 2.24 | 69 | 56 | 210324788
DUCANE | 4HP17L30P-**A | ED1P30/36B+TDR+TXV | 96G2DF045BE12 | 27800 | 29000 | 15.2 | 12.5 | 8.5 | 2.2 | 64 | 50 | 210325214
DUCANE | 4HP17L48P-**A | EAC4X49C+TDR | 96G2UH090CE16 | 47500 | 45000 | 15.2 | 12.5 | 8.1 | 2.24 | 69 | 56 | 210324854
BLUERIDGE | BHP17L48P-**A | BC1P48B+TDR+TXV | BG961UH110CE20 | 46500 | 45000 | 15.2 | 12.5 | 8.1 | 2.18 | 67 | 54 | 210325124
BLUERIDGE | BHP17L48P-**A | BC1P48B+TDR+TXV | BG921UH110CE20 | 46500 | 44500 | 15.4 | 12.5 | 8.1 | 2.18 | 68 | 55 | 210325122
DUCANE | 4HP17L30P-**A | EA(C;U)1P36B+TDR+TXV | 80G1UH080BE16X | 30000 | 28400 | 15.6 | 12.5 | 8.1 | 2.24 | 65 | 51 | 210325123
DUCANE | 4HP17L30P-**A | EA(C;U)1P36B+TDR+TXV | 80G2UH090BE16L | 29400 | 27600 | 16.2 | 13 | 8.1 | 2.28 | 65 | 51 | 210325121
BLUERIDGE | BHP17L48P-**A | BC1P60C+TDR+TXV | BG921UH110CE16 | 48000 | 46500 | 15.4 | 12.5 | 8.1 | 2.36 | 68 | 54 | 210325174
DUCANE | 4HP17L30P-**A | EA(C;U)1P36B+TDR+TXV | 80G2UH090BE16 | 29400 | 27600 | 16.2 | 13 | 8.1 | 2.28 | 65 | 51 | 210325119
DUCANE | 4HP17L30P-**A | EA(C;U)1P36A+TDR+TXV | 80G2UH070AV12 | 30000 | 28200 | 15.8 | 13 | 8.1 | 2.26 | 65 | 51 | 210325115
BLUERIDGE | BHP17L48P-**A | BE5V48MA4X |  | 47000 | 45500 | 15.2 | 12.5 | 8.3 | 2.28 | 67 | 53 | 210325110
DUCANE | 4HP17L30P-**A | EA(C;U)1P30B+TDR+TXV | 80G2UH090BV16 | 29200 | 28000 | 15.6 | 13 | 8.1 | 2.18 | 66 | 52 | 210325098
DUCANE | 4HP17L30P-**A | EA(C;U)1P36A+TDR+TXV | 80G2UH070AE12 | 29600 | 27800 | 16 | 13 | 8.1 | 2.26 | 65 | 51 | 210325100
DUCANE | 4HP17L42P-**A | ED1P48C+TDR+TXV | 96G2DF090CE16 | 40500 | 42000 | 15.2 | 12.5 | 8.1 | 2.12 | 65 | 51 | 210324910
DUCANE | 4HP17L48P-**A | BCE7E48M*4X |  | 48000 | 45000 | 15.4 | 12.5 | 8.5 | 2.34 | 68 | 54 | 210324767
LENNOX | EL22XPV-048-230A** | CX35-60C+TDR | SLP99UH090XV60C* | 47500 | 45500 | 19 | 12 | 8.5 | 2.04 | 63 | 55 | 211455258
LENNOX | EL22XPV-048-230A** | CX35-60C+TDR | SLP99UH110XV60C* | 47500 | 45500 | 19 | 12 | 8.5 | 2.02 | 63 | 55 | 211455259
LENNOX | EL22XPV-048-230A** | CX35-60C+TDR | SLP99UH090XV48C* | 47500 | 46000 | 19 | 11.7 | 8.5 | 2.02 | 63 | 55 | 211455257
LENNOX | EL22XPV-048-230A** | CX35-60C+TDR | SL297UH080NV60C* | 47500 | 45500 | 19 | 12 | 8.5 | 2.02 | 64 | 55 | 211455256
LENNOX | EL22XPV-048-230A** | CX35-60C+TDR | SL280UH110V60C* | 47500 | 45500 | 19 | 12 | 8.5 | 2.04 | 63 | 55 | 211455253
LENNOX | EL22XPV-048-230A** | CX35-60C+TDR | SL280UH110XV60C* | 47500 | 45500 | 19 | 12 | 8.5 | 2.04 | 63 | 55 | 211455254
LENNOX | EL22XPV-048-230A** | CX35-60C+TDR | SL297UH080NV48C* | 47500 | 45500 | 19 | 12 | 8.5 | 2.02 | 64 | 55 | 211455255
LENNOX | EL22XPV-048-230A** | CX35-60C+TDR | SL280UH100NV60C* | 47500 | 45500 | 19 | 12 | 8.5 | 2.04 | 63 | 55 | 211455252
LENNOX | EL22XPV-048-230A** | CX35-60C+TDR | SL280UH090XV60C* | 47500 | 45000 | 19 | 12 | 8.5 | 2.08 | 63 | 55 | 211455251
LENNOX | EL22XPV-048-230A** | CX35-60C+TDR | SL280UH090V60C* | 47500 | 45000 | 19 | 12 | 8.5 | 2.08 | 63 | 55 | 211455250
LENNOX | EL22XPV-048-230A** | CX35-60C+TDR | SL280UH080NV60C* | 47500 | 45500 | 19 | 12 | 8.5 | 2.04 | 63 | 55 | 211455249
LENNOX | EL22XPV-048-230A** | CX35-60C+TDR | ML296UH110XV60C* | 47500 | 45500 | 18.5 | 12 | 8.5 | 2.04 | 63 | 55 | 211455248
LENNOX | EL22XPV-048-230A** | CX35-60C+TDR | ML296UH090XV48C* | 47500 | 45500 | 18 | 11.7 | 8.2 | 2.02 | 63 | 55 | 211455247
LENNOX | EL22XPV-048-230A** | CX35-60C+TDR | ML196UH110XE60C* | 47500 | 45500 | 18 | 12 | 8.2 | 2.02 | 63 | 55 | 211455246
LENNOX | EL22XPV-048-230A** | CX35-60C+TDR | ML196UH090XE60C* | 47000 | 45000 | 18 | 11.7 | 8.5 | 2.04 | 64 | 56 | 211455245
LENNOX | EL22XPV-048-230A** | CX35-60C+TDR | ML180UH110XE60C* | 47500 | 45500 | 18.5 | 12 | 8.5 | 2.04 | 63 | 55 | 211455243
LENNOX | EL22XPV-048-230A** | CX35-60C+TDR | ML193UH110XE60C* | 47500 | 45000 | 18 | 12 | 8.2 | 2.04 | 64 | 56 | 211455244
LENNOX | EL22XPV-048-230A** | CX35-60C+TDR | ML180UH110V60C* | 47500 | 45000 | 19 | 12 | 8.5 | 2.06 | 64 | 55 | 211455242
LENNOX | EL22XPV-048-230A** | CX35-60C+TDR | ML180UH110E60C* | 47500 | 45500 | 18.5 | 12 | 8.5 | 2.04 | 63 | 55 | 211455241
LENNOX | EL22XPV-048-230A** | CX35-60C+TDR | ML180UH090E60C* | 48000 | 45500 | 18.5 | 12 | 8.5 | 2.06 | 63 | 55 | 211455240
LENNOX | EL22XPV-048-230A** | CX35-60C+TDR | EL296UH110XV60C* | 47500 | 45500 | 19 | 12 | 8.5 | 2.02 | 63 | 55 | 211455239
LENNOX | EL22XPV-048-230A** | CX35-60C+TDR | EL296UH110XE60C* | 47500 | 45500 | 18 | 12 | 8.2 | 2.02 | 63 | 55 | 211455237
LENNOX | EL22XPV-048-230A** | CX35-60C+TDR | EL296UH110XV48C* | 47500 | 45500 | 19 | 11.7 | 8.5 | 2 | 64 | 55 | 211455238
LENNOX | EL22XPV-048-230A** | CX35-60C+TDR | EL296UH090XV60C* | 47500 | 45500 | 19 | 12 | 8.5 | 2.02 | 64 | 55 | 211455236
LENNOX | EL22XPV-048-230A** | CX35-60C+TDR | EL296UH090XV48C* | 47500 | 46000 | 19 | 11.7 | 8.5 | 2.02 | 63 | 55 | 211455235
LENNOX | EL22XPV-048-230A** | CX35-60C+TDR | EL280UH110E48C* | 47500 | 45000 | 19 | 12 | 8.5 | 2.06 | 63 | 55 | 211455232
LENNOX | EL22XPV-048-230A** | CX35-60C+TDR | EL280UH110XE60C* | 48000 | 45500 | 18.5 | 12 | 8.5 | 2.04 | 63 | 55 | 211455234
LENNOX | EL22XPV-048-230A** | CX35-60C+TDR | EL280UH110E60C* | 48000 | 45500 | 18.5 | 12 | 8.5 | 2.04 | 63 | 55 | 211455233
LENNOX | EL22XPV-048-230A** | CX35-60C+TDR | EL196UH110XE60C* | 47500 | 45500 | 18 | 12 | 8.2 | 2.02 | 63 | 55 | 211455231
LENNOX | EL22XPV-048-230A** | CX35-60C+TDR | EL195UH100NE60C* | 47000 | 45500 | 18 | 11.7 | 8.2 | 2.02 | 63 | 55 | 211455230
LENNOX | EL22XPV-048-230A** | CX35-60C+TDR | EL180UH100NE60C* | 47500 | 45500 | 18.5 | 11.7 | 8.2 | 2.02 | 63 | 55 | 211455229
LENNOX | EL22XPV-048-230A** | CBA38MV-048-230*+TDR |  | 46000 | 44500 | 19.5 | 12 | 8.1 | 1.9 | 64 | 51 | 211455168
LENNOX | EL22XPV-048-230A** | CBA27UHE-060-230*+TDR |  | 46000 | 44000 | 17.5 | 12 | 8.2 | 2.02 | 61 | 52 | 211455167
LENNOX | EL22XPV-048-230A** | C35-60C+TDR+TXV | SLP99UH110XV60C* | 47500 | 45500 | 19 | 12 | 8.5 | 2.02 | 63 | 55 | 211455165
LENNOX | EL22XPV-048-230A** | C35-60C+TDR+TXV | SLP99UH090XV60C* | 47500 | 45500 | 19 | 12 | 8.5 | 2.04 | 63 | 55 | 211455164
LENNOX | EL22XPV-048-230A** | C35-60C+TDR+TXV | SLP99UH090XV48C* | 47500 | 46000 | 19 | 11.7 | 8.5 | 2.02 | 63 | 55 | 211455163
LENNOX | EL22XPV-048-230A** | C35-60C+TDR+TXV | SL297UH080NV60C* | 47500 | 45500 | 19 | 12 | 8.5 | 2.02 | 64 | 55 | 211455162
LENNOX | EL22XPV-048-230A** | C35-60C+TDR+TXV | SL297UH080NV48C* | 47500 | 45500 | 19 | 12 | 8.5 | 2.02 | 64 | 55 | 211455161
LENNOX | EL22XPV-048-230A** | C35-60C+TDR+TXV | SL280UH110XV60C* | 47500 | 45500 | 19 | 12 | 8.5 | 2.04 | 63 | 55 | 211455160
LENNOX | EL22XPV-048-230A** | C35-60C+TDR+TXV | SL280UH110V60C* | 47500 | 45500 | 19 | 12 | 8.5 | 2.04 | 63 | 55 | 211455159
LENNOX | EL22XPV-048-230A** | C35-60C+TDR+TXV | SL280UH100NV60C* | 47500 | 45500 | 19 | 12 | 8.5 | 2.04 | 63 | 55 | 211455158
LENNOX | EL22XPV-048-230A** | C35-60C+TDR+TXV | SL280UH090XV60C* | 47500 | 45000 | 19 | 12 | 8.5 | 2.08 | 63 | 55 | 211455157
LENNOX | EL22XPV-048-230A** | C35-60C+TDR+TXV | SL280UH090V60C* | 47500 | 45000 | 19 | 12 | 8.5 | 2.08 | 63 | 55 | 211455156
LENNOX | EL22XPV-048-230A** | C35-60C+TDR+TXV | SL280UH080NV60C* | 47500 | 45500 | 19 | 12 | 8.5 | 2.04 | 63 | 55 | 211455155
LENNOX | EL22XPV-048-230A** | C35-60C+TDR+TXV | ML296UH110XV60C* | 47500 | 45500 | 18.5 | 12 | 8.5 | 2.04 | 63 | 55 | 211455154
LENNOX | EL22XPV-048-230A** | C35-60C+TDR+TXV | ML296UH090XV48C* | 47500 | 45500 | 18 | 11.7 | 8.2 | 2.02 | 63 | 55 | 211455153
LENNOX | EL22XPV-048-230A** | C35-60C+TDR+TXV | ML196UH110XE60C* | 47500 | 45500 | 18 | 12 | 8.2 | 2.02 | 63 | 55 | 211455152
LENNOX | EL22XPV-048-230A** | C35-60C+TDR+TXV | ML196UH090XE60C* | 47000 | 45000 | 18 | 11.7 | 8.5 | 2.04 | 64 | 56 | 211455151
BLUERIDGE | BHP17L48P-**A | BC4X60C+TDR | BG802UH110CV20 | 48000 | 47000 | 15.4 | 12.5 | 8.3 | 2.32 | 67 | 54 | 210441413
BLUERIDGE | BHP17L18P-**A | BC4X24B+TDR | BG802UH090BE12 | 18000 | 17400 | 16.4 | 14 | 8.1 | 2.12 | 62 | 47 | 210441164
BLUERIDGE | BHP17L30P-**A | BC4X36B+TDR | BG921UH045BE12 | 29400 | 27800 | 15.8 | 13 | 8.1 | 2.26 | 65 | 51 | 210441298
BLUERIDGE | BHP17L42P-**A | BD1P-48B+TDR+TXV | BG802DF070AE12 | 41000 | 42000 | 15.4 | 13 | 8.1 | 2.12 | 65 | 50 | 210441343
BLUERIDGE | BHP17L48P-**A | BC1P48C+TDR+TXV | BG961UH110CE20 | 46500 | 45000 | 15.2 | 12.5 | 8.1 | 2.18 | 67 | 54 | 210441370
BLUERIDGE | BHP17L48P-**A | BC4X49C+TDR | BG802UH110CV20 | 48000 | 45500 | 15.2 | 12.5 | 8.1 | 2.26 | 69 | 56 | 210441402
BLUERIDGE | BHP17L30P-**A | BC4X36A+TDR | BG801UH045AE12 | 29400 | 27600 | 16 | 13 | 8.1 | 2.28 | 66 | 52 | 210441289
BLUERIDGE | BHP17L30P-**A | BC1P36B+TDR+TXV | BG921UH070BE12 | 29400 | 27600 | 16 | 13 | 8.1 | 2.28 | 66 | 52 | 210441264
LENNOX | XP20-024-230A** | CR33-48C*+TDR+TXV | SLP99DF090XV36C* | 21800 | 22000 | 19 | 12.5 | 8.3 | 2.06 | 67 | 53 | 205782026
Century | HRG1518S1R-**A | EAH1P24B+TDR+TXV | GUH97M070B3M | 18000 | 18000 | 16.4 | 13.5 | 8.1 | 2.1 | 62 | 47 | 210421134
Century | HRG1518S1R-**A | EAH1P24B+TDR+TXV | GUH96T070B3M | 18000 | 18000 | 16.4 | 13.5 | 8.1 | 2.1 | 62 | 47 | 210421133
Century | HRG1548S1R-**A | EA(C;U)1P49C+TDR+TXV | GUH80C090C5M | 48000 | 45000 | 15.6 | 13 | 8.1 | 2.26 | 68 | 56 | 210331155
ARMSTRONG AIR | 4SHP17LE124P-**A | ED1P30/36C+TDR+TXV | A96DF2E090C16 | 23400 | 23400 | 15.8 | 13 | 8.1 | 2.02 | 62 | 47 | 211198469
AIREASE | 4SHP17LE142P-**A | ED1P48C+TDR+TXV | A96DF2E090C16 | 40500 | 42000 | 15.2 | 12.5 | 8.1 | 2.12 | 65 | 51 | 211663184
AIREASE | 4SHP17LE142P-**A | ED1P48C+TDR+TXV | A80DF1E110C20 | 41000 | 42000 | 15.6 | 13 | 8.1 | 2.14 | 65 | 50 | 211663185
LENNOX | SL25XPV-036-230A** | C35-50/60C+TDR+TXV | SL297UH080NV60C* | 33600 | 34400 | 21 | 13.3 | 8.6 | 1.8 | 89 | 77 | 207436305
LENNOX | SL25XPV-036-230A** | C35-50/60C+TDR+TXV | SL280UH110XV60C* | 33800 | 34200 | 21.2 | 13.5 | 8.6 | 1.82 | 89 | 78 | 207436300
LENNOX | SL25XPV-036-230A** | C35-50/60C+TDR+TXV | SL297UH080NV48C* | 33600 | 34200 | 22.2 | 13.3 | 8.7 | 1.8 | 89 | 78 | 207436302
LENNOX | SL25XPV-036-230A** | C35-50/60C+TDR+TXV | SL280UH110V60C* | 33800 | 34200 | 21.2 | 13.5 | 8.6 | 1.82 | 89 | 78 | 207436297
LENNOX | SL25XPV-036-230A** | C35-50/60C+TDR+TXV | SL280UH100NV60C* | 33800 | 34000 | 21.2 | 13.5 | 8.6 | 1.8 | 89 | 78 | 207436295
LENNOX | SL25XPV-036-230A** | C35-50/60C+TDR+TXV | SL280UH090XV60C* | 33800 | 34200 | 21.6 | 13.5 | 8.7 | 1.82 | 89 | 78 | 207436294
LENNOX | SL25XPV-036-230A** | C35-50/60C+TDR+TXV | SL280UH090V60C* | 33800 | 34200 | 21.6 | 13.5 | 8.7 | 1.82 | 89 | 78 | 207436293
Century | HRG1518S1R-**A | EAH1P24B+TDR+TXV | GUH96C070B3M | 18000 | 17800 | 16 | 13.5 | 8.1 | 2.06 | 62 | 46 | 210421128
Century | HRG1518S1R-**A | EAH1P24B+TDR+TXV | GUH96C045B3M | 18000 | 17800 | 16 | 13.5 | 8.1 | 2.06 | 62 | 46 | 210421127
Century | HRG1518S1R-**A | EAH1P24B+TDR+TXV | GUH80C070B3M | 18000 | 17800 | 16.4 | 13.5 | 8.1 | 2.1 | 62 | 46 | 210421126
LENNOX | EL22XPV-060-230A** | CBA38MV-060-230*+TDR |  | 55000 | 55500 | 19 | 12 | 8.7 | 2.12 | 67 | 54 | 211465229
LENNOX | EL22XPV-060-230A** | C35-60C+TDR+TXV | EL280UH110E60C* | 54500 | 55000 | 16.9 | 11.7 | 8.5 | 2.04 | 68 | 56 | 211465232
LENNOX | EL22XPV-060-230A** | C35-60C+TDR+TXV | EL280UH110XE60C* | 54500 | 55000 | 16.9 | 11.7 | 8.5 | 2.04 | 68 | 56 | 211465233
LENNOX | EL22XPV-060-230A** | C35-60C+TDR+TXV | EL296UH110XV60C* | 54500 | 55500 | 18 | 11.7 | 8.2 | 2.02 | 67 | 56 | 211465238
LENNOX | EL22XPV-060-230A** | C35-60C+TDR+TXV | ML180UH090E60C* | 54000 | 54500 | 17.5 | 11.7 | 8.5 | 2.04 | 68 | 56 | 211465239
LENNOX | EL22XPV-060-230A** | C35-60C+TDR+TXV | ML180UH110V60C* | 54500 | 55000 | 17.5 | 11.7 | 8.5 | 2.04 | 68 | 56 | 211465241
LENNOX | EL22XPV-060-230A** | C35-60C+TDR+TXV | ML296UH110XV60C* | 54500 | 55000 | 17 | 11.7 | 8.5 | 2.04 | 68 | 56 | 211465247
LENNOX | EL22XPV-060-230A** | C35-60C+TDR+TXV | SL280UH080NV60C* | 54500 | 55500 | 18 | 11.7 | 8.2 | 2.02 | 67 | 56 | 211465248
LENNOX | EL22XPV-060-230A** | C35-60C+TDR+TXV | SL280UH090V60C* | 54500 | 55000 | 18 | 11.7 | 8.5 | 2.02 | 68 | 56 | 211465249
LENNOX | EL22XPV-060-230A** | C35-60C+TDR+TXV | SL280UH090XV60C* | 54500 | 55000 | 18 | 11.7 | 8.5 | 2.02 | 68 | 56 | 211465250
LENNOX | EL22XPV-060-230A** | C35-60C+TDR+TXV | SL280UH100NV60C* | 54500 | 55500 | 18 | 11.7 | 8.2 | 2.02 | 67 | 56 | 211465251
LENNOX | EL22XPV-060-230A** | C35-60C+TDR+TXV | SL280UH110V60C* | 54500 | 55000 | 18 | 11.7 | 8.2 | 2.02 | 68 | 56 | 211465252
LENNOX | EL22XPV-060-230A** | C35-60C+TDR+TXV | SL280UH110XV60C* | 54500 | 55000 | 18 | 11.7 | 8.2 | 2.02 | 68 | 56 | 211465253
LENNOX | EL22XPV-060-230A** | C35-60C+TDR+TXV | SLP99UH110XV60C* | 54500 | 55500 | 18 | 11.7 | 8.2 | 2.02 | 67 | 56 | 211465257
DUCANE | 4HP17L30P-**A | EA(C;U)1P36B+TDR+TXV | 96G2UH070BV12 | 30000 | 28000 | 16 | 13 | 8.1 | 2.28 | 66 | 52 | 210325154
DUCANE | 4HP17L18P-**A | EA(C;U)1P24B+TDR+TXV | 80G2UH090BV16 | 18000 | 17800 | 16 | 13.5 | 8.1 | 2.06 | 63 | 48 | 210325690
DUCANE | 4HP17L18P-**A | EA(C;U)1P24A+TDR+TXV | 80G2UH070AE12L | 18000 | 17200 | 16.4 | 13.5 | 8.1 | 2.12 | 63 | 48 | 210325667
DUCANE | 4HP17L30P-**A | EAC4X36B+TDR | 80G2UH090BE12 | 29800 | 27800 | 16.2 | 13 | 8.1 | 2.3 | 65 | 51 | 210325314
DUCANE | 4HP17L30P-**A | EAC4X36B+TDR | 96G2UH045BV12 | 29800 | 28000 | 15.6 | 13 | 8.1 | 2.26 | 66 | 52 | 210325329
BLUERIDGE | BHP17L18P-**A | BC1P24A+TDR+TXV | BG802UH090BV16 | 18000 | 17800 | 16 | 13.5 | 8.1 | 2.06 | 63 | 48 | 210325594
DUCANE | 4HP17L18P-**A | EA(C;U)1P24B+TDR+TXV | 80G2UH090BE12 | 18000 | 17400 | 16.4 | 14 | 8.1 | 2.12 | 62 | 47 | 210325683
DUCANE | 4HP17L18P-**A | EA(C;U)1P24A+TDR+TXV | 80G2UH070AE12 | 18000 | 17200 | 16.4 | 13.5 | 8.1 | 2.12 | 63 | 48 | 210325665
DUCANE | 4HP17L30P-**A | EAC4X36B+TDR | 80G1UH080BE16X | 30000 | 28400 | 15.6 | 12.5 | 8.1 | 2.24 | 65 | 51 | 210325300
DUCANE | 4HP17L30P-**A | EAC4X36B+TDR | 92G1UH070BE12 | 29400 | 27600 | 16 | 13 | 8.1 | 2.28 | 66 | 52 | 210325304
LENNOX | EL17XP1-036-230A** | CHX35-42B-**-*+TDR | ML180UH070E36B* | 36000 | 33600 | 16 | 13 | 8.1 | 2.24 | 68 | 55 | 211001749
LENNOX | EL17XP1-036-230A** | CHX35-42B-**-*+TDR | ML193UH070XE36B* | 36000 | 33200 | 16 | 13 | 8.1 | 2.22 | 68 | 55 | 211001756
LENNOX | EL17XP1-036-230A** | CHX35-42B-**-*+TDR | ML180UH090V48B* | 36000 | 33800 | 16 | 13 | 8.1 | 2.26 | 68 | 55 | 211001753
LENNOX | EL17XP1-036-230A** | CHX35-42B-**-*+TDR | SL280UH080NV48B* | 36000 | 33600 | 16.4 | 13.5 | 8.1 | 2.28 | 68 | 55 | 211001762
LENNOX | EL17XP1-036-230A** | CHX35-42B-**-*+TDR | SL280UH090V36B* | 36000 | 33600 | 16.2 | 13 | 8.1 | 2.28 | 68 | 55 | 211001763
LENNOX | EL17XP1-036-230A** | CHX35-42B-**-*+TDR | ML296UH045XV36B* | 36000 | 34000 | 15.4 | 12.5 | 8.1 | 2.2 | 68 | 55 | 211001760
LENNOX | EL17XP1-036-230A** | CHX35-42B-**-*+TDR | SL297UH040NV36B* | 36000 | 34000 | 15.6 | 12.5 | 8.1 | 2.24 | 68 | 55 | 211001765
LENNOX | EL17XP1-036-230A** | CHX35-42B-**-*+TDR | SL297UH060NV36B* | 36000 | 33800 | 15.6 | 12.5 | 8.1 | 2.24 | 69 | 56 | 211001766
LENNOX | EL17XP1-036-230A** | CHX35-42B-**-*+TDR | SLP99UH070XV36B* | 36000 | 33800 | 15.6 | 13 | 8.1 | 2.26 | 69 | 56 | 211001767
LENNOX | EL17XP1-036-230A** | CHX35-42B-**-*+TDR | ML296UH070XV36B* | 36000 | 34000 | 15.2 | 12.5 | 8.1 | 2.2 | 68 | 55 | 211001761
LENNOX | EL17XP1-036-230A** | CHX35-42B-**-*+TDR | SL280UH090V48B* | 36000 | 33800 | 16 | 13 | 8.1 | 2.26 | 68 | 55 | 211001764
LENNOX | EL17XP1-036-230A** | CHX35-42C-**-*+TDR | EL280UH110E60C* | 36000 | 33000 | 16.6 | 13.5 | 8.1 | 2.24 | 68 | 55 | 211001774
LENNOX | EL17XP1-036-230A** | CHX35-42C-**-*+TDR | EL296UH110XV60C* | 36000 | 33600 | 16.2 | 13.5 | 8.1 | 2.2 | 67 | 54 | 211001782
LENNOX | EL17XP1-036-230A** | CHX35-42C-**-*+TDR | EL296UH090XV60C* | 36000 | 33800 | 16 | 13 | 8.1 | 2.18 | 67 | 54 | 211001779
LENNOX | EL17XP1-036-230A** | CHX35-42C-**-*+TDR | EL280UH110XE60C* | 36000 | 33000 | 16.6 | 13.5 | 8.1 | 2.24 | 68 | 55 | 211001775
LENNOX | EL17XP1-036-230A** | CHX35-42C-**-*+TDR | ML296UH090XV48C* | 36000 | 33400 | 16.2 | 13.5 | 8.1 | 2.2 | 68 | 54 | 211001794
LENNOX | EL17XP1-036-230A** | CHX35-42C-**-*+TDR | ML296UH110XV60C* | 36000 | 33000 | 16.6 | 13.5 | 8.1 | 2.24 | 68 | 55 | 211001795
LENNOX | EL17XP1-036-230A** | CHX35-42C-**-*+TDR | SL280UH090V60C* | 36000 | 33600 | 16.2 | 13 | 8.1 | 2.2 | 68 | 55 | 211001797
LENNOX | EL17XP1-036-230A** | CHX35-42C-**-*+TDR | SL280UH090XV60C* | 36000 | 33600 | 16.2 | 13 | 8.1 | 2.2 | 68 | 55 | 211001798
LENNOX | EL17XP1-036-230A** | CHX35-42C-**-*+TDR | SL280UH080NV60C* | 36000 | 33400 | 16.6 | 13.5 | 8.1 | 2.22 | 67 | 54 | 211001796
LENNOX | EL17XP1-036-230A** | CHX35-42C-**-*+TDR | ML180UH110E60C* | 36000 | 33200 | 16.4 | 13.5 | 8.1 | 2.2 | 67 | 54 | 211001784
LENNOX | EL17XP1-036-230A** | CHX35-42C-**-*+TDR | ML180UH110V60C* | 36000 | 33400 | 16.6 | 13.5 | 8.1 | 2.22 | 68 | 54 | 211001785
LENNOX | EL17XP1-036-230A** | CHX35-42C-**-*+TDR | SL297UH080NV60C* | 36000 | 33600 | 16.2 | 13 | 8.1 | 2.2 | 68 | 55 | 211001803
LENNOX | EL17XP1-036-230A** | CHX35-42C-**-*+TDR | SL280UH100NV60C* | 36000 | 33800 | 16.6 | 13.5 | 8.1 | 2.22 | 67 | 54 | 211001799
LENNOX | EL17XP1-036-230A** | CHX35-42C-**-*+TDR | SLP99UH110XV60C* | 36000 | 33600 | 16.2 | 13.5 | 8.1 | 2.2 | 67 | 54 | 211001807
LENNOX | EL17XP1-036-230A** | CHX35-42C-**-*+TDR | SLP99UH090XV60C* | 36000 | 33800 | 16 | 13 | 8.1 | 2.18 | 67 | 54 | 211001806
LENNOX | ML17XP1-036-230A** | CH35-42B+TDR+TXV | EL296UH045XV36B* | 36000 | 34000 | 15.4 | 12.5 | 8.1 | 2.22 | 68 | 55 | 211001816
LENNOX | ML17XP1-036-230A** | CH35-42B+TDR+TXV | EL296UH045XE36B* | 36000 | 33400 | 15.8 | 13 | 8.1 | 2.24 | 68 | 55 | 211001815
LENNOX | ML17XP1-036-230A** | CH35-42B+TDR+TXV | EL280UH090E48B* | 36000 | 33200 | 16.2 | 13 | 8.1 | 2.26 | 68 | 55 | 211001813
LENNOX | ML17XP1-036-230A** | CH35-42B+TDR+TXV | EL280UH090XE48B* | 36000 | 33200 | 16.2 | 13 | 8.1 | 2.26 | 68 | 55 | 211001814
LENNOX | ML17XP1-036-230A** | CH35-42B+TDR+TXV | EL296UH070XV36B* | 36000 | 33800 | 15.6 | 13 | 8.1 | 2.26 | 69 | 56 | 211001818
ARMSTRONG AIR | 4SHP22LX160P-**A | EAC4X60C+TDR | A80UH2E110C20 | 54500 | 55000 | 16.9 | 11.7 | 8.5 | 2.04 | 68 | 56 | 211528969
ARMSTRONG AIR | 4SHP22LX160P-**A | EAC4X60C+TDR | A80UH1E090C20 | 54000 | 54500 | 17.5 | 11.7 | 8.5 | 2.04 | 68 | 56 | 211528971
ARMSTRONG AIR | 4SHP22LX160P-**A | ED1P60D+TDR+TXV | A97DSMV110C20 | 55000 | 58000 | 18.5 | 11.7 | 8.5 | 1.96 | 66 | 54 | 211528968
ARMSTRONG AIR | 4SHP22LX160P-**A | EAC4X60C+TDR | A80US2V080C20X | 54500 | 55500 | 18 | 11.7 | 8.2 | 2.02 | 67 | 56 | 211528972
ARMSTRONG AIR | 4SHP22LX160P-**A | ED1P60D+TDR+TXV | A80DF1E110C20 | 55500 | 57000 | 18.5 | 12 | 8.5 | 2.02 | 66 | 53 | 211528964
ARMSTRONG AIR | 4SHP22LX160P-**A | EAC4X60C+TDR | A80US2V090C20 | 54500 | 55000 | 18 | 11.7 | 8.5 | 2.02 | 68 | 56 | 211528973
ARMSTRONG AIR | 4SHP22LX160P-**A | EAC4X60C+TDR | A80US2V100C20X | 54500 | 55500 | 18 | 11.7 | 8.2 | 2.02 | 67 | 56 | 211528974
ARMSTRONG AIR | 4SHP22LX160P-**A | EAC4X60C+TDR | A80US2V110C20L | 54500 | 55000 | 18 | 11.7 | 8.2 | 2.02 | 68 | 56 | 211528976
ARMSTRONG AIR | 4SHP22LX160P-**A | EAC4X60D+TDR | A80US2V135D20 | 55000 | 55000 | 18 | 11.7 | 8.1 | 1.98 | 68 | 56 | 211528980
ARMSTRONG AIR | 4SHP22LX160P-**A | BCE7E60M*4X |  | 54500 | 55000 | 18 | 12 | 8.7 | 2.12 | 67 | 54 | 211528982
ARMSTRONG AIR | 4SHP22LX160P-**A | EAC4X60D+TDR | A96UH1E135D20 | 55000 | 55500 | 16 | 11.7 | 8.1 | 1.96 | 68 | 56 | 211528979
ARMSTRONG AIR | 4SHP22LX160P-**A | EAC4X60D+TDR | A97USMV135D20 | 55000 | 55000 | 18 | 11.7 | 8.1 | 1.96 | 68 | 56 | 211528981
ARMSTRONG AIR | 4SHP22LX160P-**A | EAC4X60C+TDR | A97USMV110C20 | 54500 | 55500 | 18 | 11.7 | 8.2 | 2.02 | 67 | 56 | 211528977
AIREASE | 4SHP22LX160P-**A | EA(C;U)1P60C+TDR+TXV | A96US2V110C20 | 54500 | 55500 | 18 | 11.7 | 8.2 | 2.02 | 67 | 56 | 211528984
AIREASE | 4SHP22LX160P-**A | EA(C;U)1P60C+TDR+TXV | A80UH2E110C20 | 54500 | 55000 | 16.9 | 11.7 | 8.5 | 2.04 | 68 | 56 | 211528983
AIREASE | 4SHP22LX160P-**A | EA(C;U)1P60C+TDR+TXV | A80US2V110C20L | 54500 | 55000 | 18 | 11.7 | 8.2 | 2.02 | 68 | 56 | 211528990
AIREASE | 4SHP22LX160P-**A | EA(C;U)1P60C+TDR+TXV | A97USMV110C20 | 54500 | 55500 | 18 | 11.7 | 8.2 | 2.02 | 67 | 56 | 211528991
AIREASE | 4SHP22LX160P-**A | EA(C;U)1P60C+TDR+TXV | A80US2V080C20X | 54500 | 55500 | 18 | 11.7 | 8.2 | 2.02 | 67 | 56 | 211528986
AIREASE | 4SHP22LX160P-**A | EA(C;U)1P60C+TDR+TXV | A80UH1E090C20 | 54000 | 54500 | 17.5 | 11.7 | 8.5 | 2.04 | 68 | 56 | 211528985
AIREASE | 4SHP22LX160P-**A | ED1P50/60C+TDR+TXV | A96DS2V090C20 | 55000 | 58000 | 19 | 11.7 | 8.5 | 1.96 | 66 | 54 | 211528992
AIREASE | 4SHP22LX160P-**A | EA(C;U)1P60C+TDR+TXV | A80US2V090C20 | 54500 | 55000 | 18 | 11.7 | 8.5 | 2.02 | 68 | 56 | 211528987
AIREASE | 4SHP22LX160P-**A | EA(C;U)1P60C+TDR+TXV | A80US2V100C20X | 54500 | 55500 | 18 | 11.7 | 8.2 | 2.02 | 67 | 56 | 211528988
AIREASE | 4SHP22LX160P-**A | EA(C;U)1P60C+TDR+TXV | A80US2V110C20 | 54500 | 55000 | 18 | 11.7 | 8.2 | 2.02 | 68 | 56 | 211528989
AIREASE | 4SHP22LX160P-**A | ED1P50/60C+TDR+TXV | A80DF1E110C20 | 55500 | 57000 | 18.5 | 12 | 8.5 | 2.02 | 66 | 53 | 211528995
AIREASE | 4SHP22LX160P-**A | ED1P50/60C+TDR+TXV | A96DS2V110C20 | 55000 | 58000 | 19 | 11.7 | 8.5 | 1.96 | 66 | 54 | 211528994
AIREASE | 4SHP22LX160P-**A | ED1P50/60C+TDR+TXV | A80DS2V110C20 | 55500 | 57500 | 19 | 12 | 8.5 | 2 | 66 | 54 | 211528997
AIREASE | 4SHP22LX160P-**A | ED1P50/60C+TDR+TXV | A96DF1E110C20 | 55500 | 58000 | 18 | 11.7 | 8.5 | 1.98 | 66 | 54 | 211528996
AIREASE | 4SHP22LX160P-**A | ED1P50/60C+TDR+TXV | A97DSMV090C20 | 55000 | 58000 | 19 | 11.7 | 8.2 | 1.96 | 66 | 54 | 211528998
AIREASE | 4SHP22LX160P-**A | ED1P50/60C+TDR+TXV | A96DF2E110C20 | 55000 | 57500 | 17.5 | 11.7 | 8.5 | 1.98 | 66 | 54 | 211528993
AIREASE | 4SHP22LX160P-**A | ED1P60D+TDR+TXV | A96DF2E110C20 | 55000 | 57500 | 17.5 | 11.7 | 8.5 | 1.98 | 66 | 54 | 211529001
AIREASE | 4SHP22LX160P-**A | ED1P50/60C+TDR+TXV | A97DSMV110C20 | 55000 | 58000 | 18.5 | 11.7 | 8.5 | 1.96 | 66 | 54 | 211528999
AIREASE | 4SHP22LX160P-**A | ED1P60D+TDR+TXV | A80DF1E110C20 | 55500 | 57000 | 18.5 | 12 | 8.5 | 2.02 | 66 | 53 | 211529003
AIREASE | 4SHP22LX160P-**A | ED1P60D+TDR+TXV | A96DS2V110C20 | 55000 | 58000 | 19 | 11.7 | 8.5 | 1.96 | 66 | 54 | 211529002
AIREASE | 4SHP22LX160P-**A | ED1P60D+TDR+TXV | A96DS2V090C20 | 55000 | 58000 | 19 | 11.7 | 8.5 | 1.96 | 66 | 54 | 211529000
AIREASE | 4SHP22LX160P-**A | ED1P60D+TDR+TXV | A80DS2V110C20 | 55500 | 57500 | 19 | 12 | 8.5 | 2 | 66 | 54 | 211529005
AIREASE | 4SHP22LX160P-**A | EAC4X60C+TDR | A80UH2E110C20 | 54500 | 55000 | 16.9 | 11.7 | 8.5 | 2.04 | 68 | 56 | 211529008
AIREASE | 4SHP22LX160P-**A | ED1P60D+TDR+TXV | A97DSMV110C20 | 55000 | 58000 | 18.5 | 11.7 | 8.5 | 1.96 | 66 | 54 | 211529007
AIREASE | 4SHP22LX160P-**A | EAC4X60C+TDR | A80US2V080C20X | 54500 | 55500 | 18 | 11.7 | 8.2 | 2.02 | 67 | 56 | 211529011
AIREASE | 4SHP22LX160P-**A | EAC4X60C+TDR | A80UH1E090C20 | 54000 | 54500 | 17.5 | 11.7 | 8.5 | 2.04 | 68 | 56 | 211529010
AIREASE | 4SHP22LX160P-**A | ED1P60D+TDR+TXV | A97DSMV090C20 | 55000 | 58000 | 19 | 11.7 | 8.2 | 1.96 | 66 | 54 | 211529006
AIREASE | 4SHP22LX160P-**A | EAC4X60C+TDR | A80US2V110C20 | 54500 | 55000 | 18 | 11.7 | 8.2 | 2.02 | 68 | 56 | 211529014
AIREASE | 4SHP22LX160P-**A | EAC4X60C+TDR | A80US2V090C20 | 54500 | 55000 | 18 | 11.7 | 8.5 | 2.02 | 68 | 56 | 211529012
AIREASE | 4SHP22LX160P-**A | EAC4X60C+TDR | A80US2V110C20L | 54500 | 55000 | 18 | 11.7 | 8.2 | 2.02 | 68 | 56 | 211529015
AIREASE | 4SHP22LX160P-**A | ED1P60D+TDR+TXV | A96DF1E110C20 | 55500 | 58000 | 18 | 11.7 | 8.5 | 1.98 | 66 | 54 | 211529004
AIREASE | 4SHP22LX160P-**A | EAC4X60C+TDR | A80US2V100C20X | 54500 | 55500 | 18 | 11.7 | 8.2 | 2.02 | 67 | 56 | 211529013
AIREASE | 4SHP22LX160P-**A | EAC4X60C+TDR | A97USMV110C20 | 54500 | 55500 | 18 | 11.7 | 8.2 | 2.02 | 67 | 56 | 211529016
AIREASE | 4SHP22LX160P-**A | EAC4X60D+TDR | A97USMV135D20 | 55000 | 55000 | 18 | 11.7 | 8.1 | 1.96 | 68 | 56 | 211529020
AIREASE | 4SHP22LX160P-**A | EAC4X60D+TDR | A80US2V135D20 | 55000 | 55000 | 18 | 11.7 | 8.1 | 1.98 | 68 | 56 | 211529019
AIREASE | 4SHP22LX160P-**A | EAC4X60D+TDR | A96US2V135D20 | 55000 | 55000 | 18 | 11.7 | 8.1 | 1.98 | 68 | 56 | 211529017
AIREASE | 4SHP22LX160P-**A | EAC4X60D+TDR | A96UH1E135D20 | 55000 | 55500 | 16 | 11.7 | 8.1 | 1.96 | 68 | 56 | 211529018
AIREASE | 4SHP22LX160P-**A | BCE7E60M*4X |  | 54500 | 55000 | 18 | 12 | 8.7 | 2.12 | 67 | 54 | 211529021
AIREASE | 4SHP22LX136P-**A | EAH1P30B+TDR+TXV | A80US2V090B16L | 34600 | 34600 | 19.5 | 11.7 | 8.7 | 2.12 | 65 | 53 | 211528591
ARMSTRONG AIR | 4SHP22LX136P-**A | EAH1P42C+TDR+TXV | A96UH2E110C20 | 36000 | 33800 | 17 | 12 | 8.5 | 2.04 | 67 | 54 | 211528355
ARMSTRONG AIR | 4SHP22LX136P-**A | EAC4X30B+TDR | A96UH2E045B12 | 34400 | 34200 | 20 | 11.7 | 8.5 | 2.12 | 63 | 52 | 211528419
AIREASE | 4SHP22LX136P-**A | EAC4X36B+TDR | A96US2V070B12 | 35000 | 35000 | 20.5 | 12 | 8.5 | 2.12 | 63 | 52 | 211528727
ARMSTRONG AIR | 4SHP22LX136P-**A | EAC4X36B+TDR | A80US2V090B12 | 35000 | 34800 | 21 | 12 | 8.5 | 2.16 | 63 | 51 | 211528460
COMFORT-AIRE | HRG1518S1R-**A | ED1P30/36A+TDR+TXV | GDD80C070B3M | 18000 | 17800 | 16 | 13.5 | 8.1 | 2.12 | 62 | 46 | 210421092
COMFORT-AIRE | HRG1518S1R-**A | ED1P30/36A+TDR+TXV | GDD96C045B3M | 18000 | 17800 | 16.4 | 13.5 | 8.3 | 2.16 | 62 | 46 | 210421093
COMFORT-AIRE | HRG1518S1R-**A | EA(C;U)1P24A+TDR+TXV | GUH92C070B3M | 18000 | 17200 | 16.2 | 13.5 | 8.1 | 2.1 | 63 | 48 | 210421043
COMFORT-AIRE | HRG1518S1R-**A | EA(C;U)1P24A+TDR+TXV | GUH96T045B3M | 18000 | 17400 | 16 | 13.5 | 8.1 | 2.06 | 63 | 48 | 210421045
COMFORT-AIRE | HRG1518S1R-**A | EA(C;U)1P24A+TDR+TXV | GUH96T070B3M | 18000 | 17400 | 16.4 | 13.5 | 8.1 | 2.08 | 63 | 48 | 210421046
COMFORT-AIRE | HRG1518S1R-**A | EA(C;U)1P24A+TDR+TXV | GUH97M070B3M | 18000 | 17400 | 16.4 | 13.5 | 8.1 | 2.08 | 63 | 48 | 210421047
COMFORT-AIRE | HRG1518S1R-**A | EAH1P24B+TDR+TXV | GUH80C070B3M | 18000 | 17800 | 16.4 | 13.5 | 8.1 | 2.1 | 62 | 46 | 210421064
COMFORT-AIRE | HRG1518S1R-**A | EAH1P24B+TDR+TXV | GUH96C045B3M | 18000 | 17800 | 16 | 13.5 | 8.1 | 2.06 | 62 | 46 | 210421065
COMFORT-AIRE | HRG1518S1R-**A | EAH1P24B+TDR+TXV | GUH96C070B3M | 18000 | 17800 | 16 | 13.5 | 8.1 | 2.06 | 62 | 46 | 210421066
COMFORT-AIRE | HRG1518S1R-**A | EAH1P24B+TDR+TXV | GUH92C045B3M | 18000 | 18000 | 16.4 | 13.5 | 8.1 | 2.08 | 61 | 46 | 210421067
COMFORT-AIRE | HRG1518S1R-**A | EAH1P24B+TDR+TXV | GUH92C070B3M | 18000 | 17800 | 16.4 | 13.5 | 8.1 | 2.1 | 62 | 46 | 210421068
COMFORT-AIRE | HRG1518S1R-**A | EAH1P24B+TDR+TXV | GUH96T045B3M | 18000 | 18000 | 16.4 | 13.5 | 8.1 | 2.06 | 62 | 47 | 210421069
COMFORT-AIRE | HRG1518S1R-**A | EAH1P24B+TDR+TXV | GUH96T070B3M | 18000 | 18000 | 16.4 | 13.5 | 8.1 | 2.1 | 62 | 47 | 210421071
COMFORT-AIRE | HRG1518S1R-**A | EAH1P24B+TDR+TXV | GUH97M070B3M | 18000 | 18000 | 16.4 | 13.5 | 8.1 | 2.1 | 62 | 47 | 210421072
COMFORT-AIRE | HRG1518S1R-**A | ED1P30/36A+TDR+TXV | GDD96C070B4M | 18000 | 18000 | 16.4 | 13.5 | 8.3 | 2.16 | 62 | 47 | 210421094
COMFORT-AIRE | HRG1518S1R-**A | ED1P30/36A+TDR+TXV | GDD92C045B3M | 18000 | 18000 | 16.8 | 14 | 8.5 | 2.18 | 62 | 47 | 210421095
COMFORT-AIRE | HRG1518S1R-**A | ED1P30/36A+TDR+TXV | GDD92C070B3M | 18000 | 18000 | 16.8 | 14 | 8.5 | 2.18 | 62 | 47 | 210421096
COMFORT-AIRE | HRG1518S1R-**A | ED1P30/36A+TDR+TXV | GDD80C090B4M | 18000 | 18000 | 15.6 | 13 | 8.1 | 2.08 | 63 | 48 | 210421097
LENNOX | SL25XPV-024-230A** | CX35-36B+TDR | EL296UH070XV36B* | 22200 | 21600 | 23 | 14.3 | 9.2 | 1.84 | 112 | 94 | 207436232
LENNOX | SL25XPV-024-230A** | CX35-36B+TDR | SL280UH080NV48B* | 22200 | 21400 | 21.6 | 14 | 9.1 | 1.84 | 113 | 96 | 207436233
LENNOX | SL25XPV-036-230A** | C35-48C+TDR+TXV | EL296UH090XV36C* | 34000 | 35600 | 22 | 13.4 | 8.8 | 1.82 | 93 | 78 | 207436270
LENNOX | SL25XPV-036-230A** | C35-48B+TDR+TXV | SLP99UH070XV36B* | 33800 | 35800 | 21.6 | 13 | 8.8 | 1.8 | 93 | 78 | 207436269
LENNOX | SL25XPV-036-230A** | C35-48B+TDR+TXV | SL297UH060NV36B* | 33800 | 35800 | 21.4 | 13 | 8.8 | 1.8 | 93 | 78 | 207436268
LENNOX | SL25XPV-036-230A** | C35-48C+TDR+TXV | EL296UH090XV48C* | 34000 | 35600 | 22 | 13.4 | 8.8 | 1.82 | 93 | 77 | 207436271
LENNOX | SL25XPV-036-230A** | C35-48C+TDR+TXV | EL296UH090XV60C* | 34000 | 35600 | 20.8 | 13.5 | 8.8 | 1.82 | 93 | 77 | 207436272
LENNOX | SL25XPV-036-230A** | C35-48C+TDR+TXV | EL296UH110XV48C* | 34000 | 35400 | 21.8 | 13.4 | 8.8 | 1.82 | 93 | 78 | 207436273
LENNOX | SL25XPV-036-230A** | C35-48C+TDR+TXV | EL296UH110XV60C* | 34000 | 35600 | 21.2 | 13.5 | 8.8 | 1.82 | 93 | 77 | 207436274
LENNOX | SL25XPV-036-230A** | C35-48C+TDR+TXV | SL280UH080NV60C* | 34000 | 35400 | 21.4 | 13.5 | 8.8 | 1.82 | 93 | 77 | 207436275
LENNOX | SL25XPV-024-230A** | C35-48B+TDR+TXV | EL296UH070XV36B* | 22000 | 21600 | 21.6 | 13.5 | 9.3 | 1.86 | 112 | 95 | 207436158
LENNOX | SL25XPV-024-230A** | C35-48B+TDR+TXV | SL280UH090XV48B* | 22200 | 21600 | 21 | 14.3 | 9.4 | 1.86 | 112 | 94 | 207436162
LENNOX | SL25XPV-024-230A** | C35-48B+TDR+TXV | SL280UH090V36B* | 22200 | 21400 | 21.8 | 14.3 | 9.5 | 1.86 | 113 | 95 | 207436160
LENNOX | SL25XPV-024-230A** | C35-48B+TDR+TXV | SL280UH090V48B* | 22200 | 21600 | 21 | 14.3 | 9.4 | 1.86 | 112 | 94 | 207436161
LENNOX | SL25XPV-024-230A** | C35-48B+TDR+TXV | SL297UH040NV36B* | 22200 | 21600 | 21.6 | 14 | 9.3 | 1.86 | 112 | 95 | 207436163
LENNOX | SL25XPV-024-230A** | C35-48B+TDR+TXV | SL297UH060NV36B* | 22000 | 21600 | 21.2 | 13.5 | 9.3 | 1.86 | 112 | 95 | 207436164
LENNOX | SL25XPV-024-230A** | CBA38MV-030-230*+TDR |  | 22200 | 22200 | 22.8 | 14.4 | 9.2 | 1.88 | 114 | 95 | 207436166
LENNOX | SL25XPV-024-230A** | C35-48B+TDR+TXV | SLP99UH070XV36B* | 22000 | 21600 | 21.6 | 13.5 | 9.3 | 1.86 | 112 | 95 | 207436165
LENNOX | SL25XPV-024-230A** | CH35-42C+TDR+TXV | SLP99UH090XV48C* | 22200 | 21400 | 21.4 | 14.5 | 9.4 | 1.9 | 110 | 93 | 207436191
ARMSTRONG AIR | 4SHP17LE148P-**A | EAC4X60C+TDR | A93UH1E110C16 | 48000 | 46500 | 15.4 | 12.5 | 8.1 | 2.36 | 68 | 54 | 211662738
ARMSTRONG AIR | 4SHP17LE148P-**A | EAC4X60C+TDR | A93UH1E110C20 | 48000 | 47000 | 15.4 | 12.5 | 8.3 | 2.32 | 67 | 54 | 211662739
ARMSTRONG AIR | 4SHP17LE148P-**A | EAC4X60C+TDR | A96UH1E090C16 | 48000 | 46000 | 15.4 | 12.5 | 8.1 | 2.36 | 68 | 55 | 211662740
ARMSTRONG AIR | 4SHP17LE148P-**A | EAC4X60C+TDR | A96UH1E110C20 | 48000 | 46500 | 15.4 | 12.5 | 8.1 | 2.34 | 68 | 54 | 211662741
ARMSTRONG AIR | 4SHP17LE148P-**A | EAC4X60C+TDR | A80US2V090C20 | 48000 | 47000 | 15.4 | 12.5 | 8.3 | 2.34 | 68 | 54 | 211662743
ARMSTRONG AIR | 4SHP17LE148P-**A | EAC4X60C+TDR | A80US2V080C20X | 48000 | 46500 | 15.8 | 13 | 8.3 | 2.38 | 68 | 54 | 211662742
ARMSTRONG AIR | 4SHP17LE130P-**A | EA(C;U)1P30B+TDR+TXV | A80US2V080B16X | 29200 | 27800 | 15.8 | 13 | 8.1 | 2.2 | 65 | 51 | 211662475
ARMSTRONG AIR | 4SHP17LE130P-**A | EA(C;U)1P30B+TDR+TXV | A80US2V090B12 | 29400 | 27800 | 16 | 13 | 8.1 | 2.2 | 65 | 51 | 211662476
ARMSTRONG AIR | 4SHP17LE130P-**A | EA(C;U)1P30B+TDR+TXV | A80US2V090B16 | 29200 | 28000 | 15.6 | 13 | 8.1 | 2.18 | 66 | 52 | 211662477
ARMSTRONG AIR | 4SHP17LE130P-**A | EA(C;U)1P36B+TDR+TXV | A80UH1E090B16 | 29200 | 27600 | 16.2 | 13 | 8.1 | 2.26 | 65 | 51 | 211662489
ARMSTRONG AIR | 4SHP17LE130P-**A | EA(C;U)1P36B+TDR+TXV | A93UH1E030B12 | 29600 | 28000 | 15.8 | 13 | 8.1 | 2.26 | 65 | 51 | 211662490
ARMSTRONG AIR | 4SHP17LE130P-**A | EA(C;U)1P36B+TDR+TXV | A93UH1E045B12 | 29400 | 27800 | 15.8 | 13 | 8.1 | 2.26 | 65 | 51 | 211662491
ARMSTRONG AIR | 4SHP17LE130P-**A | EA(C;U)1P36B+TDR+TXV | A93UH1E070B12 | 29400 | 27600 | 16 | 13 | 8.1 | 2.28 | 66 | 52 | 211662492
ARMSTRONG AIR | 4SHP17LE130P-**A | EA(C;U)1P36B+TDR+TXV | A96UH1E070B12 | 29400 | 27800 | 15.6 | 13 | 8.1 | 2.26 | 65 | 51 | 211662495
ARMSTRONG AIR | 4SHP17LE130P-**A | EA(C;U)1P36B+TDR+TXV | A80US2V080B16X | 30000 | 28000 | 16.2 | 13 | 8.1 | 2.3 | 66 | 52 | 211662496
ARMSTRONG AIR | 4SHP17LE130P-**A | EA(C;U)1P36B+TDR+TXV | A96UH1E045B12 | 29400 | 27800 | 15.6 | 12.5 | 8.1 | 2.26 | 66 | 53 | 211662494
ARMSTRONG AIR | 4SHP17LE130P-**A | EA(C;U)1P30B+TDR+TXV | A80UH2E090B12 | 29200 | 27800 | 15.8 | 13 | 8.1 | 2.24 | 65 | 51 | 211662461
ARMSTRONG AIR | 4SHP17LE130P-**A | EAC4X30B+TDR | A80US2V090B16 | 29200 | 28000 | 15.6 | 13 | 8.1 | 2.18 | 66 | 52 | 211662545
ARMSTRONG AIR | 4SHP17LE130P-**A | EAC4X36A+TDR | A80UH2E045A12 | 29600 | 27800 | 16 | 13 | 8.1 | 2.28 | 65 | 51 | 211662551
ARMSTRONG AIR | 4SHP17LE130P-**A | EAC4X36A+TDR | A80UH2E070A12 | 29600 | 27800 | 16 | 13 | 8.1 | 2.26 | 65 | 51 | 211662552
DUCANE | 4HP17L30P-**A | BCE5E36M*4X |  | 28600 | 27000 | 15.8 | 12.5 | 8.3 | 2.14 | 64 | 49 | 211174470
Century | HRG1518S1R-**A | HMG24X1P |  | 18000 | 17800 | 16 | 13 | 8.1 | 2.14 | 63 | 48 | 211174465
CONCORD | 4HP17L30P-**A | BCE5E36M*4X |  | 28600 | 27000 | 15.8 | 12.5 | 8.3 | 2.14 | 64 | 49 | 211174471
ROYALTON | 4HP17L30P-**A | BCE5E36M*4X |  | 28600 | 27000 | 15.8 | 12.5 | 8.3 | 2.14 | 64 | 49 | 211174473
Century | HRG1530S1R-**A | HMG36X1P |  | 28600 | 27000 | 15.8 | 12.5 | 8.3 | 2.14 | 64 | 49 | 211174474
COMFORT-AIRE | HRG1530S1R-**A | HMG36X1P |  | 28600 | 27000 | 15.8 | 12.5 | 8.3 | 2.14 | 64 | 49 | 211174475
MRCOOL | MHP17030A-**A | MAHM036ETA |  | 28600 | 27000 | 15.8 | 12.5 | 8.3 | 2.14 | 64 | 49 | 211174476
BLUERIDGE | BHP17L30P-**A | BE5E36MA4X |  | 28600 | 27000 | 15.8 | 12.5 | 8.3 | 2.14 | 64 | 49 | 211174477
AC PRO | 4HP17L30P-**A | BCE5E36M*4X |  | 28600 | 27000 | 15.8 | 12.5 | 8.3 | 2.14 | 64 | 49 | 211174472
BLUERIDGE | BHP17L18P-**A | BE5V24MA4X |  | 18000 | 18000 | 15.6 | 13 | 8.1 | 2.12 | 62 | 47 | 211174382
Century | HRG1518S1R-**A | HCG24V1P |  | 18000 | 18000 | 15.6 | 13 | 8.1 | 2.12 | 62 | 47 | 211174383
ARMSTRONG AIR | 4SHP17LE130P-**A | BCE5C36M*4X |  | 29000 | 27400 | 15.4 | 12.2 | 8.1 | 2.14 | 64 | 50 | 211174385
AIREASE | 4SHP17LE130P-**A | BCE5C36M*4X |  | 29000 | 27400 | 15.4 | 12.2 | 8.1 | 2.14 | 64 | 50 | 211174386
DUCANE | 4HP17L30P-**A | BCE5C36M*4X |  | 29000 | 27400 | 15.4 | 12.2 | 8.1 | 2.14 | 64 | 50 | 211174387
CONCORD | 4HP17L30P-**A | BCE5C36M*4X |  | 29000 | 27400 | 15.4 | 12.2 | 8.1 | 2.14 | 64 | 50 | 211174388
DUCANE | 4HP17L36P-**A | BCE5V42M*4X |  | 36000 | 34000 | 16.2 | 13 | 8.1 | 2.22 | 65 | 51 | 211174415
CONCORD | 4HP17L36P-**A | BCE5V42M*4X |  | 36000 | 34000 | 16.2 | 13 | 8.1 | 2.22 | 65 | 51 | 211174416
AC PRO | 4HP17L30P-**A | BCE5C36M*4X |  | 29000 | 27400 | 15.4 | 12.2 | 8.1 | 2.14 | 64 | 50 | 211174389
AC PRO | 4HP17L36P-**A | BCE5V42M*4X |  | 36000 | 34000 | 16.2 | 13 | 8.1 | 2.22 | 65 | 51 | 211174417
ALLIED | 4HP17L36P-**A | BCE5V42M*4X |  | 36000 | 34000 | 16.2 | 13 | 8.1 | 2.22 | 65 | 51 | 211174418
ROYALTON | 4HP17L36P-**A | BCE5V42M*4X |  | 36000 | 34000 | 16.2 | 13 | 8.1 | 2.22 | 65 | 51 | 211174419
BLUERIDGE | BHP17L36P-**A | BE5V42MA4X |  | 36000 | 34000 | 16.2 | 13 | 8.1 | 2.22 | 65 | 51 | 211174420
Century | HRG1536S1R-**A | HCG42V1P |  | 36000 | 34000 | 16.2 | 13 | 8.1 | 2.22 | 65 | 51 | 211174421
COMFORT-AIRE | HRG1536S1R-**A | HCG42V1P |  | 36000 | 34000 | 16.2 | 13 | 8.1 | 2.22 | 65 | 51 | 211174422
ALLIED | 4HP17L30P-**A | BCE5C36M*4X |  | 29000 | 27400 | 15.4 | 12.2 | 8.1 | 2.14 | 64 | 50 | 211174390
ROYALTON | 4HP17L30P-**A | BCE5C36M*4X |  | 29000 | 27400 | 15.4 | 12.2 | 8.1 | 2.14 | 64 | 50 | 211174391
BLUERIDGE | BHP17L30P-**A | BE5C36MA4X |  | 29000 | 27400 | 15.4 | 12.2 | 8.1 | 2.14 | 64 | 50 | 211174392
MRCOOL | MHP17030A-**A | MAHM036CTA |  | 29000 | 27400 | 15.4 | 12.2 | 8.1 | 2.14 | 64 | 50 | 211174393
ARMSTRONG AIR | 4SHP17LE130P-**A | BCE5V36M*4X |  | 29000 | 27200 | 15.8 | 12.5 | 8.1 | 2.16 | 64 | 49 | 211174394
AIREASE | 4SHP17LE130P-**A | BCE5V36M*4X |  | 29000 | 27200 | 15.8 | 12.5 | 8.1 | 2.16 | 64 | 49 | 211174395
DUCANE | 4HP17L30P-**A | BCE5V36M*4X |  | 29000 | 27200 | 15.8 | 12.5 | 8.1 | 2.16 | 64 | 49 | 211174396
CONCORD | 4HP17L30P-**A | BCE5V36M*4X |  | 29000 | 27200 | 15.8 | 12.5 | 8.1 | 2.16 | 64 | 49 | 211174397
AIREASE | 4SHP17LE136P-**A | BCE5E42M*4X |  | 35600 | 33600 | 15.8 | 13 | 8.1 | 2.2 | 65 | 51 | 211174487
AC PRO | 4HP17L30P-**A | BCE5V36M*4X |  | 29000 | 27200 | 15.8 | 12.5 | 8.1 | 2.16 | 64 | 49 | 211174398
ALLIED | 4HP17L30P-**A | BCE5V36M*4X |  | 29000 | 27200 | 15.8 | 12.5 | 8.1 | 2.16 | 64 | 49 | 211174399
ROYALTON | 4HP17L30P-**A | BCE5V36M*4X |  | 29000 | 27200 | 15.8 | 12.5 | 8.1 | 2.16 | 64 | 49 | 211174400
BLUERIDGE | BHP17L30P-**A | BE5V36MA4X |  | 29000 | 27200 | 15.8 | 12.5 | 8.1 | 2.16 | 64 | 49 | 211174401
Century | HRG1530S1R-**A | HCG36V1P |  | 29000 | 27200 | 15.8 | 12.5 | 8.1 | 2.16 | 64 | 49 | 211174402
COMFORT-AIRE | HRG1530S1R-**A | HCG36V1P |  | 29000 | 27200 | 15.8 | 12.5 | 8.1 | 2.16 | 64 | 49 | 211174403
ARMSTRONG AIR | 4SHP17LE136P-**A | BCE5C42M*4X |  | 35600 | 34200 | 15.6 | 12.2 | 8.1 | 2.16 | 65 | 51 | 211174404
AIREASE | 4SHP17LE124P-**A | ED1P30/36B+TDR+TXV | A80DS2V090B16 | 23400 | 23600 | 15.6 | 12.5 | 8.1 | 2 | 63 | 47 | 211198710
AIREASE | 4SHP17LE124P-**A | ED1P30/36B+TDR+TXV | A97DSMV070B12 | 22800 | 23200 | 15.8 | 13 | 8.1 | 2.02 | 62 | 47 | 211198711
AIREASE | 4SHP17LE124P-**A | ED1P30/36C+TDR+TXV | A96DF2E090C16 | 23400 | 23400 | 15.8 | 13 | 8.1 | 2.02 | 62 | 47 | 211198712
AIREASE | 4SHP17LE124P-**A | ED1P30/36C+TDR+TXV | A80DF1E110C20 | 23400 | 23600 | 15.6 | 12.5 | 8.1 | 2 | 63 | 47 | 211198713
AIREASE | 4SHP17LE124P-**A | ED1P30/36C+TDR+TXV | A93DF1E090C16 | 23200 | 23200 | 16 | 13 | 8.1 | 2.06 | 63 | 48 | 211198714
AIREASE | 4SHP17LE124P-**A | ED1P30/36C+TDR+TXV | A96DF1E090C16 | 23400 | 23200 | 16 | 13 | 8.1 | 2.04 | 63 | 48 | 211198715
AIREASE | 4SHP17LE124P-**A | ED1P30/36C+TDR+TXV | A80DS2V110C20 | 24000 | 24000 | 15.4 | 12.5 | 8.1 | 1.94 | 63 | 48 | 211198721
ARMSTRONG AIR | 4SHP17LE124P-**A | ED1P30/36C+TDR+TXV | A80DF1E110C20 | 23400 | 23600 | 15.6 | 12.5 | 8.1 | 2 | 63 | 47 | 211198470
ARMSTRONG AIR | 4SHP17LE124P-**A | ED1P30/36C+TDR+TXV | A93DF1E090C16 | 23200 | 23200 | 16 | 13 | 8.1 | 2.06 | 63 | 48 | 211198471
ARMSTRONG AIR | 4SHP17LE124P-**A | ED1P30/36C+TDR+TXV | A96DF1E090C16 | 23400 | 23200 | 16 | 13 | 8.1 | 2.04 | 63 | 48 | 211198472
ARMSTRONG AIR | 4SHP17LE124P-**A | ED1P30/36C+TDR+TXV | A97DSMV090C16 | 23600 | 23600 | 15.8 | 13 | 8.1 | 2.02 | 63 | 47 | 211198474
ARMSTRONG AIR | 4SHP17LE124P-**A | ED1P30/36A+TDR+TXV | A80DS2V070A12 | 23000 | 23400 | 15.8 | 13 | 8.1 | 2.04 | 62 | 47 | 211198456
ARMSTRONG AIR | 4SHP17LE124P-**A | ED1P30/36A+TDR+TXV | A80DF1E070A12 | 22600 | 23000 | 15.8 | 13 | 8.1 | 2.06 | 63 | 47 | 211198455
ARMSTRONG AIR | 4SHP17LE124P-**A | ED1P30/36B+TDR+TXV | A96DF2E045B12 | 22400 | 23000 | 15.6 | 12.5 | 8.1 | 2.02 | 63 | 47 | 211198457
ARMSTRONG AIR | 4SHP17LE124P-**A | ED1P30/36B+TDR+TXV | A96DS2V070B16 | 23200 | 23600 | 15.2 | 12.5 | 8.1 | 1.96 | 63 | 47 | 211198460
ARMSTRONG AIR | 4SHP17LE124P-**A | ED1P30/36B+TDR+TXV | A96DS2V045B12 | 23000 | 23400 | 15.8 | 13 | 8.1 | 2.02 | 62 | 47 | 211198458
ARMSTRONG AIR | 4SHP17LE124P-**A | ED1P30/36B+TDR+TXV | A96DF2E070B16 | 23400 | 23600 | 15.4 | 12.5 | 8.1 | 1.98 | 63 | 47 | 211198459
ARMSTRONG AIR | 4SHP17LE124P-**A | ED1P30/36B+TDR+TXV | A80DF1E070B12 | 23000 | 23400 | 15.8 | 13 | 8.1 | 2.04 | 62 | 47 | 211198461
GE | NS17H36SA4-**A | NAM36V2TA4 |  | 35400 | 35200 | 15.8 | 12.5 | 8.5 | 2.32 | 66 | 53 | 210677858
GE | NS17H30SA4-**A | NAM30V2TA4 |  | 30000 | 28200 | 16 | 13 | 8.5 | 2.38 | 67 | 53 | 210677857
GE | NS17H42SA4-**A | NAM42V2TA4 |  | 41500 | 40000 | 15.6 | 13 | 8.3 | 2.2 | 66 | 52 | 210677859
GE | NS17H48SA4-**A | NAM48V2TA4 |  | 47500 | 45000 | 15.2 | 12.5 | 8.5 | 2.28 | 68 | 54 | 210677861
GE | NS17H18SA4-**A | NAM18V1TA4 |  | 18000 | 17800 | 16 | 13.5 | 8.1 | 2.08 | 62 | 46 | 210720477
GE | NS17H30SA4-**A | NAM30V1TA4 |  | 29000 | 27400 | 15.4 | 12.5 | 8.1 | 2.16 | 65 | 51 | 210720479
GE | NS17H36SA4-**A | NAM36V1TA4 |  | 36000 | 34000 | 15.8 | 13 | 8.1 | 2.2 | 65 | 51 | 210720480
GE | NS17H42SA4-**A | NAM42V1TA4 |  | 41000 | 39000 | 15.4 | 13 | 8.1 | 2.14 | 66 | 52 | 210720481
GE | NS17H48SA4-**A | NAM48V1TA4 |  | 47000 | 45500 | 15.2 | 12.5 | 8.3 | 2.28 | 67 | 53 | 210720482
LENNOX | EL22XPV-060-230A** | CX35-60D+TDR | EL296UH135XV60D* | 55000 | 55000 | 18 | 11.7 | 8.1 | 1.98 | 68 | 56 | 211465318
LENNOX | EL22XPV-060-230A** | CX35-60D+TDR | ML196UH135XE60D* | 55000 | 55500 | 16 | 11.7 | 8.1 | 1.96 | 68 | 56 | 211465320
LENNOX | EL22XPV-060-230A** | CX35-60D+TDR | SL280UH135V60D* | 55000 | 55000 | 18 | 11.7 | 8.1 | 1.98 | 68 | 56 | 211465321
LENNOX | EL22XPV-060-230A** | CX35-60D+TDR | SLP99UH135XV60D* | 55000 | 55000 | 18 | 11.7 | 8.1 | 1.96 | 68 | 56 | 211465322
LENNOX | EL22XPV-060-230A** | CBA27UHE-060-230*+TDR |  | 54500 | 55000 | 18 | 12 | 8.7 | 2.12 | 67 | 54 | 211465323
LENNOX | EL22XPV-036-230A** | CHX35-42C-**-*+TDR | EL296UH090XV48C* | 35400 | 33800 | 19 | 11.7 | 8.8 | 2.02 | 67 | 54 | 211467810
LENNOX | EL22XPV-036-230A** | CHX35-42C-**-*+TDR | EL296UH090XV60C* | 35400 | 33800 | 18 | 12 | 8.8 | 2.02 | 67 | 54 | 211467811
LENNOX | EL22XPV-036-230A** | CBA38MV-036-230*+TDR |  | 34200 | 33400 | 20 | 12 | 9 | 2.26 | 68 | 54 | 211467586
LENNOX | EL22XPV-036-230A** | C35-30A+TDR+TXV | EL180UH040NE36A* | 34200 | 34000 | 20.5 | 11.7 | 8.5 | 2.12 | 64 | 52 | 211467587
LENNOX | EL22XPV-036-230A** | C35-30A+TDR+TXV | EL180UH060NE36A* | 34200 | 34000 | 20 | 11.7 | 8.5 | 2.12 | 64 | 52 | 211467588
LENNOX | EL22XPV-036-230A** | C35-30A+TDR+TXV | EL280UH045E36A* | 34800 | 34400 | 20.5 | 12 | 8.5 | 2.12 | 63 | 52 | 211467589
LENNOX | EL22XPV-036-230A** | C35-30A+TDR+TXV | EL280UH070E36A* | 34800 | 34400 | 20 | 11.7 | 8.5 | 2.12 | 63 | 52 | 211467590
LENNOX | EL22XPV-036-230A** | C35-30A+TDR+TXV | EL280UH070XE36A* | 34800 | 34400 | 20 | 11.7 | 8.5 | 2.12 | 63 | 52 | 211467591
LENNOX | EL22XPV-036-230A** | C35-30A+TDR+TXV | ML180UH030V36A* | 34800 | 34200 | 20.5 | 12 | 8.5 | 2.14 | 63 | 52 | 211467592
LENNOX | EL22XPV-036-230A** | C35-30A+TDR+TXV | ML180UH045E36A* | 34400 | 34000 | 20 | 12 | 8.5 | 2.14 | 63 | 51 | 211467593
LENNOX | EL22XPV-036-230A** | C35-30A+TDR+TXV | ML180UH045V36A* | 34800 | 34200 | 20.5 | 12 | 8.5 | 2.14 | 63 | 52 | 211467594
LENNOX | EL22XPV-036-230A** | C35-30A+TDR+TXV | ML180UH045XE36A* | 34400 | 34000 | 20 | 12 | 8.5 | 2.14 | 63 | 51 | 211467595
LENNOX | EL22XPV-036-230A** | C35-30A+TDR+TXV | ML180UH070E36A* | 34400 | 34000 | 20 | 12 | 8.5 | 2.14 | 64 | 52 | 211467596
LENNOX | EL22XPV-036-230A** | C35-30A+TDR+TXV | ML180UH070V36A* | 34800 | 34400 | 20 | 11.7 | 8.5 | 2.12 | 63 | 52 | 211467597
LENNOX | EL22XPV-036-230A** | C35-30A+TDR+TXV | ML180UH070XE36A* | 34400 | 34000 | 20 | 12 | 8.5 | 2.14 | 64 | 52 | 211467598
LENNOX | EL22XPV-036-230A** | C35-30A+TDR+TXV | SL280UH070V36A* | 34600 | 34800 | 20 | 12 | 8.5 | 2.1 | 63 | 52 | 211467599
LENNOX | EL22XPV-036-230A** | C35-30B+TDR+TXV | EL180UH080NE48B* | 34400 | 34000 | 18.5 | 11.7 | 8.5 | 2.12 | 64 | 52 | 211467601
LENNOX | EL22XPV-036-230A** | C35-30B+TDR+TXV | EL195UH040NE36B* | 34200 | 33800 | 19.5 | 12 | 8.5 | 2.1 | 63 | 52 | 211467602
LENNOX | EL22XPV-036-230A** | C35-30A+TDR+TXV | SL280UH070XV36A* | 34600 | 34800 | 20 | 12 | 8.5 | 2.1 | 63 | 52 | 211467600
LENNOX | EL22XPV-036-230A** | CHX35-42C-**-*+TDR | EL296UH110XE60C* | 36000 | 33800 | 17 | 12 | 8.5 | 2.04 | 67 | 54 | 211467812
LENNOX | EL22XPV-036-230A** | CHX35-42C-**-*+TDR | EL296UH110XV48C* | 35400 | 33800 | 19 | 12 | 8.8 | 2.02 | 67 | 54 | 211467813
LENNOX | EL22XPV-036-230A** | CHX35-42C-**-*+TDR | EL296UH110XV60C* | 35400 | 33800 | 18.5 | 12 | 8.8 | 2.04 | 66 | 54 | 211467814
LENNOX | EL22XPV-036-230A** | CHX35-42C-**-*+TDR | ML180UH090E60C* | 36000 | 33400 | 18 | 12 | 8.7 | 2.06 | 66 | 54 | 211467815
LENNOX | EL22XPV-036-230A** | CHX35-42C-**-*+TDR | ML180UH110E60C* | 35800 | 33400 | 18 | 12 | 8.7 | 2.04 | 66 | 54 | 211467816
LENNOX | EL22XPV-036-230A** | C35-30B+TDR+TXV | EL296UH045XE36B* | 34400 | 34200 | 20 | 11.7 | 8.5 | 2.12 | 63 | 52 | 211467608
LENNOX | EL22XPV-036-230A** | C35-30B+TDR+TXV | EL195UH060NE36B* | 34600 | 34200 | 20 | 11.7 | 8.5 | 2.12 | 64 | 52 | 211467603
LENNOX | EL22XPV-036-230A** | C35-30B+TDR+TXV | EL280UH090E48B* | 35000 | 34400 | 19.5 | 12 | 8.5 | 2.14 | 63 | 51 | 211467606
LENNOX | EL22XPV-036-230A** | C35-30B+TDR+TXV | EL280UH090XE48B* | 35000 | 34400 | 19.5 | 12 | 8.5 | 2.14 | 63 | 51 | 211467607
LENNOX | EL22XPV-036-230A** | C35-30B+TDR+TXV | EL196UH030XE36B* | 34200 | 34000 | 19 | 11.7 | 8.5 | 2.1 | 64 | 52 | 211467604
LENNOX | EL22XPV-036-230A** | C35-30B+TDR+TXV | EL280UH090E36B* | 35000 | 34600 | 19.5 | 12 | 8.5 | 2.14 | 63 | 51 | 211467605
LENNOX | EL22XPV-036-230A** | C35-30B+TDR+TXV | EL296UH045XV36B* | 34400 | 35000 | 20 | 11.7 | 8.5 | 2.08 | 63 | 52 | 211467609
LENNOX | EL22XPV-036-230A** | C35-30B+TDR+TXV | EL296UH070XE36B* | 34400 | 34200 | 20 | 11.7 | 8.5 | 2.1 | 63 | 52 | 211467610
LENNOX | EL22XPV-036-230A** | C35-30B+TDR+TXV | EL296UH070XV36B* | 34600 | 34800 | 20.5 | 12 | 8.5 | 2.1 | 63 | 52 | 211467611
LENNOX | EL22XPV-036-230A** | C35-30B+TDR+TXV | ML180UH070E36B* | 34800 | 34200 | 20.5 | 12 | 8.5 | 2.14 | 63 | 51 | 211467612
LENNOX | EL22XPV-036-230A** | CHX35-42C-**-*+TDR | ML180UH110V60C* | 36000 | 33600 | 19.5 | 12 | 8.7 | 2.06 | 67 | 54 | 211467817
LENNOX | EL22XPV-036-230A** | C35-30B+TDR+TXV | ML180UH070V36B* | 34600 | 34200 | 20.5 | 12 | 8.5 | 2.14 | 63 | 51 | 211467613
LENNOX | EL22XPV-036-230A** | C35-30B+TDR+TXV | ML180UH070V48B* | 34400 | 33800 | 20.5 | 12 | 8.5 | 2.16 | 63 | 51 | 211467614
LENNOX | EL22XPV-036-230A** | C35-30B+TDR+TXV | ML180UH090XE48B* | 35000 | 34200 | 19.5 | 12 | 8.5 | 2.16 | 63 | 51 | 211467618
LENNOX | EL22XPV-036-230A** | C35-30B+TDR+TXV | ML180UH070XE36B* | 34800 | 34200 | 20.5 | 12 | 8.5 | 2.14 | 63 | 51 | 211467615
LENNOX | EL22XPV-036-230A** | C35-30B+TDR+TXV | ML193UH030XE36B* | 34400 | 34200 | 19.5 | 11.7 | 8.5 | 2.1 | 64 | 52 | 211467619
LENNOX | EL22XPV-036-230A** | C35-30B+TDR+TXV | ML180UH090V48B* | 34800 | 34400 | 20 | 12 | 8.5 | 2.12 | 63 | 51 | 211467617
LENNOX | EL22XPV-036-230A** | C35-30B+TDR+TXV | ML180UH090E48B* | 35000 | 34200 | 19.5 | 12 | 8.5 | 2.16 | 63 | 51 | 211467616
LENNOX | EL22XPV-036-230A** | C35-30B+TDR+TXV | ML196UH070XE36B* | 34200 | 34000 | 19 | 11.7 | 8.5 | 2.1 | 64 | 52 | 211467623
LENNOX | EL22XPV-036-230A** | C35-30B+TDR+TXV | ML296UH070XV36B* | 34600 | 34600 | 18.5 | 11.7 | 8.2 | 2.1 | 64 | 52 | 211467626
LENNOX | EL22XPV-036-230A** | C35-30B+TDR+TXV | ML196UH030XE36B* | 34600 | 34200 | 20 | 11.7 | 8.5 | 2.12 | 64 | 52 | 211467622
LENNOX | EL22XPV-036-230A** | C35-30B+TDR+TXV | ML193UH045XE36B* | 34400 | 34200 | 19.5 | 11.7 | 8.5 | 2.1 | 64 | 52 | 211467620
LENNOX | EL22XPV-036-230A** | C35-30B+TDR+TXV | ML193UH070XE36B* | 34600 | 34400 | 19.5 | 11.7 | 8.5 | 2.12 | 63 | 52 | 211467621
LENNOX | EL22XPV-036-230A** | C35-30B+TDR+TXV | ML296UH045XV36B* | 34600 | 34600 | 19 | 11.7 | 8.5 | 2.1 | 64 | 52 | 211467625
LENNOX | EL22XPV-036-230A** | C35-30B+TDR+TXV | ML196UH070XE48B* | 34600 | 34400 | 18 | 11.7 | 8.2 | 2.1 | 63 | 52 | 211467624
ARMSTRONG AIR | 4SHP22LX136P-**A | EAC4X30A+TDR | A80UH1E045A12 | 34400 | 34000 | 20 | 12 | 8.5 | 2.14 | 63 | 51 | 211528412
ARMSTRONG AIR | 4SHP22LX136P-**A | EAC4X30A+TDR | A80UH1E070A12 | 34400 | 34000 | 20 | 12 | 8.5 | 2.14 | 64 | 52 | 211528413
ARMSTRONG AIR | 4SHP22LX136P-**A | EAC4X30A+TDR | A80UH2E070A12 | 34800 | 34400 | 20 | 11.7 | 8.5 | 2.12 | 63 | 52 | 211528411
ARMSTRONG AIR | 4SHP22LX136P-**A | EAC4X30A+TDR | A80UH1E040A12X | 34200 | 34000 | 20.5 | 11.7 | 8.5 | 2.12 | 64 | 52 | 211528408
ARMSTRONG AIR | 4SHP22LX136P-**A | EAC4X30A+TDR | A80UH2E045A12 | 34800 | 34400 | 20.5 | 12 | 8.5 | 2.12 | 63 | 52 | 211528410
ARMSTRONG AIR | 4SHP22LX136P-**A | EAC4X30A+TDR | A80UH1E060A12X | 34200 | 34000 | 20 | 11.7 | 8.5 | 2.12 | 64 | 52 | 211528409
ARMSTRONG AIR | 4SHP22LX136P-**A | ED1P48B+TDR+TXV | A97DSMV070B12 | 34800 | 33800 | 20.5 | 11.7 | 8.8 | 2.12 | 64 | 54 | 211528407
ARMSTRONG AIR | 4SHP22LX136P-**A | ED1P48B+TDR+TXV | A80DS2V090B16 | 34800 | 33800 | 20 | 11.7 | 8.8 | 2.12 | 64 | 53 | 211528406
ARMSTRONG AIR | 4SHP22LX136P-**A | ED1P48B+TDR+TXV | A96DF1E070B16 | 35200 | 33600 | 19.5 | 11.7 | 8.8 | 2.12 | 65 | 54 | 211528405
ARMSTRONG AIR | 4SHP22LX136P-**A | ED1P48B+TDR+TXV | A96DF1E045B12 | 34800 | 33200 | 20 | 11.7 | 8.8 | 2.14 | 65 | 53 | 211528404
ARMSTRONG AIR | 4SHP22LX136P-**A | ED1P48B+TDR+TXV | A93DF1E045B12 | 35200 | 33600 | 20 | 11.7 | 8.8 | 2.14 | 65 | 53 | 211528402
ARMSTRONG AIR | 4SHP22LX136P-**A | ED1P48B+TDR+TXV | A93DF1E070B12 | 35200 | 33400 | 20 | 12 | 8.8 | 2.14 | 65 | 53 | 211528403
ARMSTRONG AIR | 4SHP22LX136P-**A | ED1P48B+TDR+TXV | A80DF1E090B16 | 35400 | 33400 | 20 | 12 | 8.8 | 2.18 | 64 | 53 | 211528401
ARMSTRONG AIR | 4SHP22LX136P-**A | ED1P48B+TDR+TXV | A96DS2V070B16 | 34600 | 34000 | 19.5 | 11.7 | 8.8 | 2.1 | 65 | 54 | 211528399
ARMSTRONG AIR | 4SHP22LX136P-**A | ED1P48B+TDR+TXV | A80DF1E070B12 | 35000 | 33400 | 20 | 12 | 8.8 | 2.16 | 65 | 53 | 211528400
ARMSTRONG AIR | 4SHP22LX136P-**A | ED1P48B+TDR+TXV | A96DS2V045B12 | 34800 | 33800 | 20 | 11.7 | 8.8 | 2.12 | 65 | 54 | 211528397
ARMSTRONG AIR | 4SHP22LX136P-**A | ED1P48B+TDR+TXV | A96DF2E070B16 | 35200 | 33600 | 19.5 | 11.7 | 8.8 | 2.14 | 65 | 54 | 211528398
ARMSTRONG AIR | 4SHP22LX136P-**A | ED1P30/36C+TDR+TXV | A96DF1E110C20 | 34800 | 35400 | 17.5 | 12 | 8.8 | 2.22 | 65 | 53 | 211528395
ARMSTRONG AIR | 4SHP22LX136P-**A | ED1P30/36C+TDR+TXV | A97DSMV090C16 | 34400 | 35800 | 20 | 11.7 | 9 | 2.18 | 65 | 53 | 211528396
ARMSTRONG AIR | 4SHP22LX136P-**A | ED1P30/36C+TDR+TXV | A96DF1E090C16 | 34600 | 35000 | 19.5 | 12 | 9 | 2.24 | 65 | 53 | 211528394
ARMSTRONG AIR | 4SHP22LX136P-**A | ED1P30/36C+TDR+TXV | A93DF1E090C16 | 34600 | 35000 | 19.5 | 12 | 9 | 2.22 | 65 | 53 | 211528393
ARMSTRONG AIR | 4SHP22LX136P-**A | ED1P30/36C+TDR+TXV | A96DF2E110C20 | 34800 | 35400 | 17 | 11.7 | 8.7 | 2.22 | 65 | 53 | 211528391
ARMSTRONG AIR | 4SHP22LX136P-**A | ED1P30/36C+TDR+TXV | A80DF1E110C20 | 34800 | 35000 | 18.5 | 12 | 8.8 | 2.24 | 65 | 53 | 211528392
ARMSTRONG AIR | 4SHP22LX136P-**A | ED1P30/36C+TDR+TXV | A96DF2E090C16 | 34400 | 35000 | 18.5 | 12 | 8.8 | 2.22 | 65 | 53 | 211528390
ARMSTRONG AIR | 4SHP22LX136P-**A | ED1P30/36B+TDR+TXV | A97DSMV070B12 | 34400 | 35600 | 20.5 | 11.7 | 9 | 2.18 | 65 | 53 | 211528389
ARMSTRONG AIR | 4SHP22LX136P-**A | ED1P30/36B+TDR+TXV | A80DS2V090B16 | 34400 | 35600 | 20 | 11.7 | 9 | 2.18 | 65 | 53 | 211528388
ARMSTRONG AIR | 4SHP22LX136P-**A | ED1P30/36B+TDR+TXV | A96DF1E070B16 | 34600 | 35400 | 19.5 | 11.7 | 9 | 2.2 | 66 | 53 | 211528387
ARMSTRONG AIR | 4SHP22LX136P-**A | ED1P30/36B+TDR+TXV | A80DF1E070B12 | 34000 | 34800 | 20 | 12 | 9 | 2.22 | 65 | 53 | 211528382
ARMSTRONG AIR | 4SHP22LX136P-**A | ED1P30/36B+TDR+TXV | A96DF1E045B12 | 33800 | 34800 | 20 | 11.7 | 9 | 2.2 | 66 | 53 | 211528386
ARMSTRONG AIR | 4SHP22LX136P-**A | ED1P30/36B+TDR+TXV | A93DF1E070B12 | 34600 | 35200 | 20 | 11.7 | 9 | 2.2 | 65 | 53 | 211528385
ARMSTRONG AIR | 4SHP22LX136P-**A | ED1P30/36B+TDR+TXV | A93DF1E045B12 | 34400 | 35200 | 20 | 11.7 | 9 | 2.2 | 65 | 53 | 211528384
ARMSTRONG AIR | 4SHP22LX136P-**A | ED1P30/36B+TDR+TXV | A96DS2V070B16 | 34200 | 35800 | 19.5 | 11.7 | 9 | 2.16 | 65 | 53 | 211528381
ARMSTRONG AIR | 4SHP22LX136P-**A | ED1P30/36B+TDR+TXV | A80DF1E090B16 | 34600 | 35000 | 19.5 | 12 | 9 | 2.26 | 65 | 53 | 211528383
ARMSTRONG AIR | 4SHP22LX136P-**A | ED1P30/36B+TDR+TXV | A96DF2E070B16 | 34200 | 35400 | 19.5 | 11.7 | 9 | 2.2 | 65 | 53 | 211528380
ARMSTRONG AIR | 4SHP22LX136P-**A | ED1P30/36B+TDR+TXV | A96DS2V045B12 | 34400 | 35800 | 20.5 | 11.7 | 9 | 2.16 | 65 | 53 | 211528379
ARMSTRONG AIR | 4SHP22LX136P-**A | ED1P30/36A+TDR+TXV | A80DS2V070A12 | 34400 | 35800 | 20 | 11.7 | 9 | 2.16 | 65 | 53 | 211528378
ARMSTRONG AIR | 4SHP22LX136P-**A | EAH1P42C+TDR+TXV | A97USMV110C20 | 35400 | 33800 | 18.5 | 12 | 8.8 | 2.04 | 66 | 54 | 211528376
LENNOX | ML17XP1-036-230A** | CHX35-42C-**-*+TDR | ML296UH090XV48C* | 36000 | 33400 | 16.2 | 13.5 | 8.1 | 2.2 | 68 | 54 | 211001934
LENNOX | ML17XP1-036-230A** | CHX35-42C-**-*+TDR | SL280UH090V60C* | 36000 | 33600 | 16.2 | 13 | 8.1 | 2.2 | 68 | 55 | 211001937
LENNOX | ML17XP1-036-230A** | CHX35-42C-**-*+TDR | SL280UH090XV60C* | 36000 | 33600 | 16.2 | 13 | 8.1 | 2.2 | 68 | 55 | 211001938
LENNOX | ML17XP1-036-230A** | CHX35-42C-**-*+TDR | SL280UH100NV60C* | 36000 | 33800 | 16.6 | 13.5 | 8.1 | 2.22 | 67 | 54 | 211001939
LENNOX | ML17XP1-036-230A** | CHX35-42C-**-*+TDR | ML180UH110V60C* | 36000 | 33400 | 16.6 | 13.5 | 8.1 | 2.22 | 68 | 54 | 211001925
LENNOX | ML17XP1-036-230A** | CHX35-42C-**-*+TDR | SL280UH080NV60C* | 36000 | 33400 | 16.6 | 13.5 | 8.1 | 2.22 | 67 | 54 | 211001936
LENNOX | ML17XP1-036-230A** | CHX35-42C-**-*+TDR | ML296UH110XV60C* | 36000 | 33000 | 16.6 | 13.5 | 8.1 | 2.24 | 68 | 55 | 211001935
LENNOX | ML17XP1-036-230A** | CHX35-42C-**-*+TDR | ML180UH110E60C* | 36000 | 33200 | 16.4 | 13.5 | 8.1 | 2.2 | 67 | 54 | 211001924
LENNOX | ML17XP1-036-230A** | CHX35-42C-**-*+TDR | EL296UH090XV60C* | 36000 | 33800 | 16 | 13 | 8.1 | 2.18 | 67 | 54 | 211001919
LENNOX | ML17XP1-036-230A** | CHX35-42C-**-*+TDR | EL296UH110XV60C* | 36000 | 33600 | 16.2 | 13.5 | 8.1 | 2.2 | 67 | 54 | 211001922
LENNOX | ML17XP1-036-230A** | CHX35-42C-**-*+TDR | EL280UH110XE60C* | 36000 | 33000 | 16.6 | 13.5 | 8.1 | 2.24 | 68 | 55 | 211001915
LENNOX | ML17XP1-036-230A** | CHX35-42B-**-*+TDR | SL280UH090V36B* | 36000 | 33600 | 16.2 | 13 | 8.1 | 2.28 | 68 | 55 | 211001903
LENNOX | ML17XP1-036-230A** | CHX35-42B-**-*+TDR | ML296UH045XV36B* | 36000 | 34000 | 15.4 | 12.5 | 8.1 | 2.2 | 68 | 55 | 211001900
LENNOX | ML17XP1-036-230A** | CHX35-42C-**-*+TDR | EL280UH110E60C* | 36000 | 33000 | 16.6 | 13.5 | 8.1 | 2.24 | 68 | 55 | 211001914
LENNOX | ML17XP1-036-230A** | CHX35-42B-**-*+TDR | ML180UH090E48B* | 36000 | 33200 | 16.4 | 13 | 8.1 | 2.28 | 68 | 55 | 211001892
LENNOX | ML17XP1-036-230A** | CHX35-42B-**-*+TDR | ML296UH070XV36B* | 36000 | 34000 | 15.2 | 12.5 | 8.1 | 2.2 | 68 | 55 | 211001901
LENNOX | ML17XP1-036-230A** | CHX35-42B-**-*+TDR | SL280UH080NV48B* | 36000 | 33600 | 16.4 | 13.5 | 8.1 | 2.28 | 68 | 55 | 211001902
LENNOX | ML17XP1-036-230A** | CHX35-42B-**-*+TDR | SL297UH040NV36B* | 36000 | 34000 | 15.6 | 12.5 | 8.1 | 2.24 | 68 | 55 | 211001905
LENNOX | ML17XP1-036-230A** | CHX35-42B-**-*+TDR | SLP99UH070XV36B* | 36000 | 33800 | 15.6 | 13 | 8.1 | 2.26 | 69 | 56 | 211001907
LENNOX | ML17XP1-036-230A** | CHX35-42B-**-*+TDR | SL297UH060NV36B* | 36000 | 33800 | 15.6 | 12.5 | 8.1 | 2.24 | 69 | 56 | 211001906
LENNOX | ML17XP1-036-230A** | CHX35-42B-**-*+TDR | SL280UH090V48B* | 36000 | 33800 | 16 | 13 | 8.1 | 2.26 | 68 | 55 | 211001904
LENNOX | ML17XP1-036-230A** | CHX35-42B-**-*+TDR | ML193UH070XE36B* | 36000 | 33200 | 16 | 13 | 8.1 | 2.22 | 68 | 55 | 211001896
LENNOX | ML17XP1-036-230A** | CHX35-42B-**-*+TDR | ML180UH090V48B* | 36000 | 33800 | 16 | 13 | 8.1 | 2.26 | 68 | 55 | 211001893
LENNOX | ML17XP1-036-230A** | CHX35-42B-**-*+TDR | ML180UH070V48B* | 36000 | 33800 | 16.2 | 13 | 8.1 | 2.3 | 68 | 55 | 211001891
LENNOX | ML17XP1-036-230A** | CHX35-42B-**-*+TDR | EL296UH045XE36B* | 36000 | 33400 | 15.8 | 13 | 8.1 | 2.24 | 68 | 55 | 211001885
LENNOX | ML17XP1-036-230A** | CHX35-42B-**-*+TDR | EL296UH070XV36B* | 36000 | 33800 | 15.6 | 13 | 8.1 | 2.26 | 69 | 56 | 211001888
LENNOX | ML17XP1-036-230A** | CHX35-42B-**-*+TDR | ML180UH070E36B* | 36000 | 33600 | 16 | 13 | 8.1 | 2.24 | 68 | 55 | 211001889
LENNOX | ML17XP1-036-230A** | CHX35-42B-**-*+TDR | ML180UH070V36B* | 36000 | 33600 | 16 | 13 | 8.1 | 2.26 | 68 | 55 | 211001890
LENNOX | ML17XP1-036-230A** | CHX35-42B-**-*+TDR | EL296UH070XE36B* | 36000 | 33400 | 15.6 | 12.5 | 8.1 | 2.24 | 69 | 56 | 211001887
LENNOX | ML17XP1-036-230A** | CHX35-42B-**-*+TDR | EL296UH045XV36B* | 36000 | 34000 | 15.4 | 12.5 | 8.1 | 2.22 | 68 | 55 | 211001886
LENNOX | ML17XP1-036-230A** | CHX35-42B-**-*+TDR | EL280UH090E36B* | 36000 | 33400 | 16.2 | 13 | 8.1 | 2.26 | 68 | 55 | 211001882
LENNOX | ML17XP1-036-230A** | CHX35-42B-**-*+TDR | EL280UH090XE48B* | 36000 | 33200 | 16.2 | 13 | 8.1 | 2.26 | 68 | 55 | 211001884
LENNOX | ML17XP1-036-230A** | CH35-42C+TDR+TXV | SLP99UH110XV60C* | 36000 | 33600 | 16.2 | 13.5 | 8.1 | 2.2 | 67 | 54 | 211001877
LENNOX | ML17XP1-036-230A** | CHX35-42B-**-*+TDR | EL280UH090E48B* | 36000 | 33200 | 16.2 | 13 | 8.1 | 2.26 | 68 | 55 | 211001883
CONCORD | 4HP17L48P-**A | EA(C;U)1P60C+TDR+TXV | 92G1UH110CE16 | 48000 | 46500 | 15.4 | 12.5 | 8.1 | 2.36 | 68 | 54 | 210325867
CONCORD | 4HP17L48P-**A | EAC4X60C+TDR | 95G1UH100CE20X | 48000 | 46000 | 15.2 | 12.5 | 8.1 | 2.38 | 68 | 55 | 210325924
CONCORD | 4HP17L48P-**A | EA(C;U)1P48C+TDR+TXV | 80G2UH110CE16 | 47000 | 45000 | 15.2 | 12.5 | 8.1 | 2.2 | 68 | 54 | 210325842
CONCORD | 4HP17L48P-**A | EA(C;U)1P48C+TDR+TXV | 96G1UH110CE20 | 46500 | 45000 | 15.2 | 12.5 | 8.1 | 2.18 | 67 | 54 | 210325839
CONCORD | 4HP17L48P-**A | EAC4X48C+TDR | 80G2UH110CE20 | 46500 | 44500 | 15.6 | 12.5 | 8.1 | 2.2 | 67 | 54 | 210325899
CONCORD | 4HP17L48P-**A | EAC4X48B+TDR | 80G1UH090BE16 | 46500 | 45000 | 15.2 | 12.5 | 8.1 | 2.18 | 67 | 54 | 210325898
CONCORD | 4HP17L36P-**A | BCE7E36M*4X |  | 34800 | 34800 | 16 | 13 | 8.5 | 2.28 | 67 | 53 | 210326012
CONCORD | 4HP17L48P-**A | ED1P50/60C+TDR+TXV | 96G2DF110CE20 | 47000 | 45000 | 15.2 | 12.5 | 8.1 | 2.2 | 67 | 54 | 210325895
DUCANE | 4HP17L18P-**A | EAC4X24A+TDR | 80G2UH070AE12 | 18000 | 17200 | 16.4 | 13.5 | 8.1 | 2.12 | 63 | 48 | 210325785
MRCOOL | MHP17030A-**A | MCVP36ANPA+TDR+TXV | MGM80SE045A3A | 29400 | 27600 | 16 | 13 | 8.1 | 2.28 | 66 | 52 | 210326119
CONCORD | 4HP17L48P-**A | EAC4X49C+TDR | 96G1UH110CE20 | 48000 | 45000 | 15.2 | 12.5 | 8.1 | 2.26 | 69 | 56 | 210325911
CONCORD | 4HP17L48P-**A | EA(C;U)1P49C+TDR+TXV | 80G2UH110CE16 | 48000 | 45000 | 15.4 | 12.5 | 8.1 | 2.26 | 69 | 56 | 210325854
CONCORD | 4HP17L48P-**A | EA(C;U)1P49C+TDR+TXV | 80G2UH110CE20L | 48000 | 45000 | 15.4 | 12.5 | 8.1 | 2.26 | 69 | 56 | 210325849
CONCORD | 4HP17L48P-**A | EA(C;U)1P49C+TDR+TXV | 96G1UH110CE20 | 48000 | 45000 | 15.2 | 12.5 | 8.1 | 2.26 | 69 | 56 | 210325847
MRCOOL | MHP17048A-**A | MCDP5060CNPA+TDR+TXV | MGD80SE110C5A | 47500 | 45000 | 15.8 | 13 | 8.1 | 2.22 | 67 | 53 | 210326006
MRCOOL | MHP17048A-**A | MCVP48BNPA+TDR+TXV | MGM96SE110C5XA | 46500 | 45000 | 15.2 | 12.5 | 8.1 | 2.18 | 67 | 54 | 210325968
CONCORD | 4HP17L48P-**A | EAC4X60C+TDR | 80G2UH110CE16 | 48000 | 46500 | 15.6 | 13 | 8.3 | 2.36 | 68 | 54 | 210325933
CONCORD | 4HP17L48P-**A | EAC4X60C+TDR | 96G1UH090CE16 | 48000 | 46000 | 15.4 | 12.5 | 8.1 | 2.36 | 68 | 55 | 210325932
CONCORD | 4HP17L48P-**A | EA(C;U)1P49C+TDR+TXV | 96G2UH090CE16 | 47500 | 45000 | 15.2 | 12.5 | 8.1 | 2.24 | 69 | 56 | 210325855
DUCANE | 4HP17L18P-**A | ED1P30/36B+TDR+TXV | 96G1DF070BE16 | 18000 | 18000 | 16.4 | 13.5 | 8.3 | 2.16 | 62 | 47 | 210325772
CONCORD | 4HP17L48P-**A | EAC4X60C+TDR | 96G2UH110CE20 | 48000 | 46000 | 15.4 | 12.5 | 8.1 | 2.38 | 68 | 55 | 210325927
MRCOOL | MHP17018A-**A | MCDP3036ANPA+TDR+TXV | MGD96SE045B3XA | 18000 | 17800 | 16.4 | 13.5 | 8.3 | 2.16 | 62 | 46 | 210326270
MRCOOL | MHP17048A-**A | MCVP60CNPA+TDR+TXV | MGM80SE110C5A | 48000 | 47000 | 15.4 | 12.5 | 8.3 | 2.34 | 67 | 54 | 210325983
CONCORD | 4HP17L42P-**A | ED1P48C+TDR+TXV | 92G1DF090CE16 | 40500 | 42000 | 15.2 | 12.5 | 8.1 | 2.12 | 65 | 51 | 210325998
ARMSTRONG AIR | 4SHP17LE130P-**A | ED1P30/36A+TDR+TXV | A80DS2V070A12 | 28200 | 29200 | 15.4 | 12.5 | 8.5 | 2.22 | 64 | 49 | 211198453
ARMSTRONG AIR | 4SHP17LE130P-**A | ED1P30/36A+TDR+TXV | A80DF1E070A12 | 27400 | 28600 | 15.2 | 12.5 | 8.3 | 2.2 | 64 | 50 | 211198452
ARMSTRONG AIR | 4SHP17LE130P-**A | ED1P30/36A+TDR+TXV | A80DF1E045A12 | 27400 | 28600 | 15.2 | 12.5 | 8.3 | 2.2 | 64 | 50 | 211198451
LENNOX | SL25XPV-048-230A** | C35-60C+TDR+TXV | SL280UH080NV60C* | 46000 | 43500 | 20.6 | 12.5 | 9.5 | 1.92 | 97 | 83 | 207436530
LENNOX | SL25XPV-048-230A** | C35-60C+TDR+TXV | EL296UH110XV60C* | 46000 | 44000 | 20 | 12.5 | 9.5 | 1.92 | 97 | 82 | 207436529
LENNOX | SL25XPV-048-230A** | C35-60C+TDR+TXV | EL296UH110XV48C* | 45500 | 44000 | 20 | 12.2 | 9.5 | 1.9 | 97 | 83 | 207436528
LENNOX | SL25XPV-048-230A** | C35-60C+TDR+TXV | EL296UH090XV60C* | 45500 | 44000 | 20 | 12.2 | 9.5 | 1.9 | 97 | 82 | 207436527
LENNOX | SL25XPV-048-230A** | C35-60C+TDR+TXV | EL296UH090XV48C* | 45500 | 44000 | 20 | 12 | 9.5 | 1.9 | 97 | 83 | 207436526
LENNOX | SL25XPV-048-230A** | C35-49C+TDR+TXV | SLP99UH110XV60C* | 45500 | 44000 | 20 | 12 | 8.9 | 1.78 | 99 | 81 | 207436525
LENNOX | SL25XPV-036-230A** | CR33-48C*+TDR+TXV | SL280DF110V60C* | 33600 | 36000 | 20.6 | 13.4 | 8.7 | 1.76 | 94 | 81 | 207436442
LENNOX | SL25XPV-036-230A** | CR33-48C*+TDR+TXV | SL280DF090V60C* | 33400 | 36000 | 20.4 | 13 | 8.7 | 1.76 | 94 | 81 | 207436441
LENNOX | SL25XPV-036-230A** | CR33-48C*+TDR+TXV | SL280DF080NV60C* | 33400 | 36000 | 20 | 13 | 8.6 | 1.76 | 94 | 81 | 207436440
LENNOX | SL25XPV-036-230A** | CR33-48C*+TDR+TXV | EL296DF110XV60C* | 33400 | 36000 | 20.2 | 13 | 8.7 | 1.76 | 94 | 83 | 207436439
LENNOX | SL25XPV-036-230A** | CR33-48C*+TDR+TXV | EL296DF090XV60C* | 33400 | 36000 | 20.2 | 13 | 8.7 | 1.76 | 94 | 83 | 207436438
LENNOX | SL25XPV-036-230A** | CR33-48B*+TDR+TXV | SLP99DF070XV36B* | 33400 | 36000 | 21.2 | 12.5 | 8.7 | 1.76 | 95 | 83 | 207436437
LENNOX | SL25XPV-036-230A** | CR33-48B*+TDR+TXV | SL280DF090V48B* | 33400 | 36000 | 21.2 | 13 | 8.7 | 1.78 | 94 | 83 | 207436436
LENNOX | SL25XPV-036-230A** | CR33-48B*+TDR+TXV | SL280DF060NV36B* | 33200 | 36000 | 21 | 12.5 | 8.7 | 1.76 | 95 | 83 | 207436435
LENNOX | SL25XPV-036-230A** | CH35-48B+TDR+TXV | SL280UH090V36B* | 34000 | 34400 | 22.2 | 13.5 | 8.8 | 1.84 | 90 | 76 | 207436358
LENNOX | SL25XPV-036-230A** | CH35-48B+TDR+TXV | SL297UH040NV36B* | 33800 | 34600 | 21.8 | 13.4 | 8.8 | 1.84 | 90 | 76 | 207436361
LENNOX | SL25XPV-036-230A** | CH35-48B+TDR+TXV | SL280UH090V48B* | 34000 | 34400 | 22 | 13.5 | 8.8 | 1.84 | 91 | 75 | 207436359
LENNOX | SL25XPV-036-230A** | CH35-48B+TDR+TXV | SL280UH090XV48B* | 34000 | 34400 | 22 | 13.5 | 8.8 | 1.84 | 91 | 75 | 207436360
LENNOX | SL25XPV-036-230A** | CH35-48B+TDR+TXV | EL296UH045XV36B* | 33600 | 34800 | 21.6 | 13 | 8.8 | 1.82 | 90 | 75 | 207436355
LENNOX | SL25XPV-036-230A** | CH35-48B+TDR+TXV | EL296UH070XV36B* | 33800 | 34600 | 21.8 | 13.3 | 8.8 | 1.82 | 91 | 76 | 207436356
LENNOX | SL25XPV-036-230A** | CH35-48B+TDR+TXV | SL280UH080NV48B* | 33800 | 34400 | 21.4 | 13.4 | 8.8 | 1.84 | 90 | 76 | 207436357
LENNOX | SL25XPV-048-230A** | CHX35-51/61C-**-*+TDR | EL296UH110XV48C* | 44500 | 45500 | 20.6 | 12.2 | 9.2 | 1.8 | 101 | 83 | 207436562
LENNOX | SL25XPV-036-230A** | CH35-42B+TDR+TXV | SLP99UH070XV36B* | 34600 | 34400 | 21.4 | 13 | 8.8 | 1.82 | 90 | 77 | 207436337
LENNOX | SL25XPV-048-230A** | CHX35-51/61C-**-*+TDR | SL280UH080NV60C* | 45000 | 45500 | 20.8 | 12.5 | 9.2 | 1.82 | 100 | 82 | 207436564
LENNOX | SL25XPV-048-230A** | CHX35-51/61C-**-*+TDR | EL296UH110XV60C* | 45000 | 45500 | 20 | 12 | 9.2 | 1.82 | 101 | 82 | 207436563
LENNOX | SL25XPV-048-230A** | CHX35-51/61C-**-*+TDR | EL296UH090XV60C* | 44500 | 45500 | 20 | 12 | 9.2 | 1.82 | 101 | 83 | 207436561
LENNOX | SL25XPV-048-230A** | CHX35-51/61C-**-*+TDR | EL296UH090XV48C* | 44500 | 45500 | 20.6 | 12 | 9.2 | 1.8 | 101 | 83 | 207436560
LENNOX | SL25XPV-048-230A** | CH35-60D+TDR+TXV | SLP99UH135XV60D* | 45500 | 43500 | 21 | 12.4 | 9.1 | 1.86 | 97 | 82 | 207436559
LENNOX | SL25XPV-048-230A** | CH35-60D+TDR+TXV | SL280UH135V60D* | 45500 | 43500 | 21 | 12.5 | 9.1 | 1.86 | 97 | 82 | 207436558
LENNOX | SL25XPV-048-230A** | C35-49C+TDR+TXV | SL280UH090V60C* | 45500 | 43500 | 20 | 12.4 | 8.9 | 1.8 | 99 | 82 | 207436516
LENNOX | SL25XPV-048-230A** | CH35-60D+TDR+TXV | EL296UH135XV60D* | 45500 | 43500 | 21 | 12.4 | 9.1 | 1.86 | 97 | 82 | 207436557
LENNOX | SL25XPV-048-230A** | C35-49C+TDR+TXV | SL280UH080NV60C* | 45500 | 44000 | 20.6 | 12.3 | 8.9 | 1.78 | 98 | 81 | 207436515
LENNOX | SL25XPV-048-230A** | C35-49C+TDR+TXV | EL296UH110XV60C* | 45500 | 44000 | 20 | 12 | 8.9 | 1.78 | 99 | 81 | 207436514
LENNOX | SL25XPV-048-230A** | C35-49C+TDR+TXV | EL296UH110XV48C* | 45500 | 44000 | 20 | 12 | 8.9 | 1.76 | 99 | 82 | 207436513
LENNOX | SL25XPV-036-230A** | CX35-50/60C+TDR | SLP99UH110XV60C* | 33800 | 34400 | 21.6 | 13.5 | 8.7 | 1.82 | 89 | 77 | 207436510
LENNOX | SL25XPV-048-230A** | C35-49C+TDR+TXV | EL296UH090XV48C* | 45000 | 44000 | 20 | 11.7 | 8.9 | 1.76 | 99 | 82 | 207436511
LENNOX | SL25XPV-048-230A** | C35-49C+TDR+TXV | EL296UH090XV60C* | 45500 | 44000 | 20 | 12 | 8.9 | 1.78 | 99 | 82 | 207436512
LENNOX | SL25XPV-036-230A** | CX35-50/60C+TDR | SLP99UH090XV60C* | 33600 | 34400 | 21 | 13.3 | 8.6 | 1.8 | 89 | 77 | 207436509
LENNOX | SL25XPV-036-230A** | CX35-50/60C+TDR | SL280UH090V60C* | 33800 | 34200 | 21.6 | 13.5 | 8.7 | 1.82 | 89 | 78 | 207436500
LENNOX | SL25XPV-036-230A** | CX35-50/60C+TDR | EL296UH110XV48C* | 33600 | 34400 | 22 | 13.3 | 8.7 | 1.82 | 89 | 78 | 207436497
LENNOX | SL25XPV-036-230A** | CX35-50/60C+TDR | SL280UH080NV60C* | 33800 | 34200 | 21.6 | 13.5 | 8.7 | 1.82 | 89 | 78 | 207436499
LENNOX | SL25XPV-036-230A** | CX35-50/60C+TDR | EL296UH090XV60C* | 33600 | 34400 | 21 | 13.3 | 8.6 | 1.8 | 89 | 77 | 207436496
LENNOX | SL25XPV-036-230A** | CX35-50/60C+TDR | EL296UH090XV48C* | 33600 | 34400 | 22.2 | 13.3 | 8.7 | 1.82 | 89 | 78 | 207436495
LENNOX | SL25XPV-036-230A** | CX35-50/60C+TDR | EL296UH110XV60C* | 33800 | 34400 | 21.4 | 13.5 | 8.6 | 1.82 | 89 | 77 | 207436498
LENNOX | SL25XPV-036-230A** | CX35-50/60C+TDR | EL296UH090XV36C* | 33600 | 34400 | 22.2 | 13.3 | 8.7 | 1.8 | 90 | 78 | 207436494
LENNOX | SL25XPV-036-230A** | CX35-48C+TDR | SLP99UH110XV60C* | 34000 | 35600 | 21.2 | 13.5 | 8.8 | 1.82 | 93 | 77 | 207436493
LENNOX | SL25XPV-036-230A** | CR33-48B*+TDR+TXV | EL296DF045XV36B* | 33200 | 36000 | 21.2 | 12.5 | 8.7 | 1.76 | 95 | 83 | 207436433
LENNOX | SL25XPV-036-230A** | CR33-48B*+TDR+TXV | EL296DF070XV48B* | 33200 | 36000 | 20.6 | 12.5 | 8.6 | 1.76 | 95 | 83 | 207436434
LENNOX | SL25XPV-036-230A** | CHX35-48C-**-*+TDR | EL296UH110XV60C* | 34000 | 33800 | 21.2 | 13.5 | 8.5 | 1.76 | 90 | 77 | 207436420
LENNOX | SL25XPV-036-230A** | CHX35-48C-**-*+TDR | SL280UH090XV60C* | 34200 | 33800 | 21.4 | 13.5 | 8.5 | 1.76 | 89 | 77 | 207436423
LENNOX | SL25XPV-036-230A** | CHX35-48C-**-*+TDR | SL280UH100NV60C* | 34000 | 33600 | 21 | 13.5 | 8.5 | 1.76 | 89 | 77 | 207436424
LENNOX | SL25XPV-036-230A** | CHX35-48C-**-*+TDR | SLP99UH110XV60C* | 34000 | 33800 | 21.2 | 13.5 | 8.5 | 1.76 | 90 | 77 | 207436432
LENNOX | SL25XPV-036-230A** | CHX35-48B-**-*+TDR | SLP99UH070XV36B* | 33800 | 34600 | 21.8 | 13.3 | 8.8 | 1.82 | 91 | 76 | 207436415
LENNOX | SL25XPV-036-230A** | CHX35-48C-**-*+TDR | SL280UH090V60C* | 34200 | 33800 | 21.4 | 13.5 | 8.5 | 1.76 | 89 | 77 | 207436422
MRCOOL | MHP17048A-**A | MCVP48CNPA+TDR+TXV | MGM96SE110C5XA | 46500 | 45000 | 15.2 | 12.5 | 8.1 | 2.18 | 67 | 54 | 210441093
Century | HRG1518S1R-**A | EAH1P24B+TDR+TXV | GUH92C045B3M | 18000 | 18000 | 16.4 | 13.5 | 8.1 | 2.08 | 61 | 46 | 210421129
Century | HRG1518S1R-**A | EA(C;U)1P24A+TDR+TXV | GUH97M070B3M | 18000 | 17400 | 16.4 | 13.5 | 8.1 | 2.08 | 63 | 48 | 210421109
Century | HRG1518S1R-**A | EA(C;U)1P24A+TDR+TXV | GUH96T070B3M | 18000 | 17400 | 16.4 | 13.5 | 8.1 | 2.08 | 63 | 48 | 210421108
Century | HRG1518S1R-**A | EA(C;U)1P24A+TDR+TXV | GUH92C070B3M | 18000 | 17200 | 16.2 | 13.5 | 8.1 | 2.1 | 63 | 48 | 210421105
Century | HRG1518S1R-**A | EA(C;U)1P24A+TDR+TXV | GUH96T045B3M | 18000 | 17400 | 16 | 13.5 | 8.1 | 2.06 | 63 | 48 | 210421107
GE | NS17H42SA4-**A | ED1P48C+TDR+TXV | NF80D110S5C-* | 41000 | 42000 | 15.6 | 13 | 8.1 | 2.14 | 65 | 50 | 211621889
GE | NS17H42SA4-**A | ED1P48B+TDR+TXV | NF80D090T4B-* | 41000 | 42000 | 15.4 | 13 | 8.1 | 2.12 | 65 | 50 | 211621886
GE | NS17H42SA4-**A | ED1P48B+TDR+TXV | NF80D090S4B-* | 40500 | 42000 | 15.4 | 13 | 8.1 | 2.12 | 65 | 50 | 211621885
GE | NS17H36SA4-**A | ED1P30/36A+TDR+TXV | NF80D045S3A-* | 32800 | 35800 | 15.2 | 12 | 8.1 | 2.16 | 66 | 53 | 211621864
GE | NS17H30SA4-**A | ED1P30/36C+TDR+TXV | NF97D090M4C-* | 28000 | 29200 | 15.2 | 12.5 | 8.5 | 2.2 | 64 | 49 | 211621862
GE | NS17H30SA4-**A | ED1P30/36A+TDR+TXV | NF80D070T3A-* | 27000 | 28400 | 15.2 | 12.5 | 8.3 | 2.22 | 64 | 50 | 211621850
GE | NS17H30SA4-**A | ED1P30/36A+TDR+TXV | NF80D070S3A-* | 27400 | 28600 | 15.2 | 12.5 | 8.3 | 2.2 | 64 | 50 | 211621849
GE | NS17H30SA4-**A | ED1P30/36A+TDR+TXV | NF80D045S3A-* | 27400 | 28600 | 15.2 | 12.5 | 8.3 | 2.2 | 64 | 50 | 211621848
GE | NS17H24SA4-**A | ED1P30/36C+TDR+TXV | NF97D090M4C-* | 23600 | 23600 | 15.8 | 13 | 8.1 | 2.02 | 63 | 47 | 211621846
GE | NS17H18SA4-**A | ED1P30/36B+TDR+TXV | NF96D070S4B-* | 18000 | 18000 | 16.4 | 13.5 | 8.3 | 2.16 | 62 | 47 | 211621818
GE | NS17H18SA4-**A | ED1P30/36B+TDR+TXV | NF96D045S3B-* | 18000 | 17800 | 16.4 | 13.5 | 8.3 | 2.16 | 62 | 46 | 211621817
GE | NS17H18SA4-**A | ED1P30/36B+TDR+TXV | NF80D090T4B-* | 18000 | 18000 | 15.6 | 13 | 8.1 | 2.1 | 63 | 48 | 211621816
GE | NS17H18SA4-**A | ED1P30/36B+TDR+TXV | NF80D090S4B-* | 18000 | 18000 | 15.6 | 13 | 8.1 | 2.08 | 63 | 48 | 211621815
GE | NS17H18SA4-**A | ED1P30/36B+TDR+TXV | NF80D070S3B-* | 18000 | 17800 | 16 | 13.5 | 8.1 | 2.12 | 62 | 46 | 211621814
LENNOX | ML17XP1-042-230A** | CBA38MV-048-230*+TDR |  | 41500 | 40000 | 15.2 | 13 | 8.1 | 2.22 | 65 | 55 | 211617040
Century | HRG1548S1R-**A | EA(C;U)1P48B+TDR+TXV | GUH96C110C5M | 46500 | 45000 | 15.2 | 12.5 | 8.1 | 2.18 | 67 | 54 | 210331143
Century | HRG1548S1R-**A | EA(C;U)1P48B+TDR+TXV | GUH92C110C5M | 46500 | 44500 | 15.4 | 12.5 | 8.1 | 2.18 | 68 | 55 | 210331142
Century | HRG1548S1R-**A | EA(C;U)1P48B+TDR+TXV | GUH80C090C5M | 46500 | 44500 | 15.4 | 12.5 | 8.1 | 2.22 | 68 | 55 | 210331141
Century | HRG1548S1R-**A | EAH1P60D+TDR+TXV | GUH96C135D5M | 48000 | 45500 | 15.2 | 12.5 | 8.1 | 2.2 | 67 | 54 | 210331234
Century | HRG1548S1R-**A | ED1P50/60C+TDR+TXV | GDD96C090C4M | 47000 | 45000 | 15.2 | 12.5 | 8.1 | 2.2 | 67 | 54 | 210331230
Century | HRG1548S1R-**A | ED1P50/60C+TDR+TXV | GDD92C090C4M | 47000 | 45000 | 15.2 | 12.5 | 8.1 | 2.18 | 67 | 54 | 210331229
Century | HRG1542S1R-**A | ED1P48B+TDR+TXV | GDD92C090C4M | 40500 | 42000 | 15.2 | 12.5 | 8.1 | 2.12 | 65 | 51 | 210331272
Century | HRG1542S1R-**A | ED1P48B+TDR+TXV | GDD80C110C5M | 41000 | 42000 | 15.6 | 13 | 8.1 | 2.14 | 65 | 50 | 210331270
Century | HRG1542S1R-**A | ED1P48B+TDR+TXV | GDD80C090B4M | 40500 | 42000 | 15.4 | 13 | 8.1 | 2.12 | 65 | 50 | 210331268
Century | HRG1548S1R-**A | EA(C;U)1P48B+TDR+TXV | GUH80C090B4M | 46500 | 45000 | 15.2 | 12.5 | 8.1 | 2.18 | 67 | 54 | 210331137
Century | HRG1548S1R-**A | HCG48V1P |  | 47000 | 45500 | 15.2 | 12.5 | 8.3 | 2.28 | 67 | 53 | 210331136
ARMSTRONG AIR | 4SHP22LX136P-**A | EAC4X48B+TDR | A80UH1E090B16 | 35600 | 33600 | 19.5 | 12 | 8.8 | 2.24 | 66 | 54 | 211528474
ARMSTRONG AIR | 4SHP22LX136P-**A | EAC4X48B+TDR | A97USMV070B12 | 35000 | 34000 | 20.5 | 12 | 8.8 | 2.18 | 66 | 55 | 211528487
AIREASE | 4SHP22LX136P-**A | EA(C;U)1P30A+TDR+TXV | A80UH1E040A12X | 34200 | 34000 | 20.5 | 11.7 | 8.5 | 2.12 | 64 | 52 | 211528488
ARMSTRONG AIR | 4SHP22LX136P-**A | EAC4X48B+TDR | A97US2V060B12X | 34800 | 34000 | 20 | 12 | 8.8 | 2.18 | 66 | 55 | 211528486
ARMSTRONG AIR | 4SHP22LX136P-**A | EAC4X48B+TDR | A97US2V040B12X | 35000 | 34000 | 20.5 | 12 | 8.8 | 2.18 | 66 | 55 | 211528485
ARMSTRONG AIR | 4SHP22LX136P-**A | EAC4X48B+TDR | A80US2V090B16L | 35000 | 33800 | 20 | 12 | 9 | 2.22 | 66 | 54 | 211528484
ARMSTRONG AIR | 4SHP22LX136P-**A | EAC4X48B+TDR | A80US2V090B12 | 35000 | 33800 | 20.5 | 12 | 9 | 2.22 | 66 | 54 | 211528482
ARMSTRONG AIR | 4SHP22LX136P-**A | EAC4X48B+TDR | A80US2V090B16 | 35000 | 33800 | 20 | 12 | 9 | 2.22 | 66 | 54 | 211528483
ARMSTRONG AIR | 4SHP22LX136P-**A | EAC4X48B+TDR | A80US2V080B16X | 35000 | 33800 | 20 | 12 | 8.8 | 2.2 | 67 | 55 | 211528481
ARMSTRONG AIR | 4SHP22LX136P-**A | EAC4X48B+TDR | A96UH1E070B12 | 34600 | 33400 | 19.5 | 12 | 8.8 | 2.2 | 66 | 55 | 211528480
ARMSTRONG AIR | 4SHP22LX136P-**A | EAC4X48B+TDR | A96UH1E045B12 | 34400 | 33200 | 19.5 | 12 | 8.7 | 2.18 | 66 | 55 | 211528479
ARMSTRONG AIR | 4SHP22LX136P-**A | EAC4X48B+TDR | A96UH1E030B12 | 34400 | 33400 | 19 | 11.7 | 8.7 | 2.18 | 66 | 55 | 211528478
ARMSTRONG AIR | 4SHP22LX136P-**A | EAC4X48B+TDR | A93UH1E045B12 | 35000 | 33600 | 19.5 | 11.7 | 8.8 | 2.18 | 67 | 55 | 211528476
ARMSTRONG AIR | 4SHP22LX136P-**A | EAC4X48B+TDR | A93UH1E030B12 | 34800 | 33400 | 19 | 11.7 | 8.8 | 2.18 | 67 | 55 | 211528475
ARMSTRONG AIR | 4SHP22LX136P-**A | EAC4X48B+TDR | A93UH1E070B12 | 35000 | 33600 | 19.5 | 12 | 8.8 | 2.2 | 66 | 55 | 211528477
ARMSTRONG AIR | 4SHP22LX136P-**A | EAC4X48B+TDR | A96US2V070B12 | 35000 | 34000 | 20.5 | 12 | 8.8 | 2.18 | 66 | 55 | 211528472
ARMSTRONG AIR | 4SHP22LX136P-**A | EAC4X48B+TDR | A80UH1E070B12 | 35200 | 33400 | 20 | 12 | 8.8 | 2.22 | 66 | 54 | 211528473
ARMSTRONG AIR | 4SHP22LX136P-**A | EAC4X48B+TDR | A96UH2E070B12 | 34800 | 33400 | 19.5 | 12 | 8.8 | 2.18 | 66 | 55 | 211528471
ARMSTRONG AIR | 4SHP22LX136P-**A | EAC4X48B+TDR | A96US2V045B12 | 34800 | 34000 | 20 | 12 | 8.8 | 2.18 | 66 | 55 | 211528470
ARMSTRONG AIR | 4SHP22LX136P-**A | EAC4X48B+TDR | A80UH2E090B16 | 35000 | 33200 | 19 | 12 | 8.8 | 2.24 | 66 | 54 | 211528468
ARMSTRONG AIR | 4SHP22LX136P-**A | EAC4X48B+TDR | A80UH2E090B12 | 35000 | 33200 | 20.5 | 12 | 8.8 | 2.24 | 66 | 55 | 211528467
ARMSTRONG AIR | 4SHP22LX136P-**A | EAC4X48B+TDR | A96UH2E045B12 | 34800 | 33600 | 20 | 12 | 8.8 | 2.2 | 67 | 55 | 211528469
ARMSTRONG AIR | 4SHP22LX136P-**A | EAC4X48B+TDR | A80UH1E080B16X | 35400 | 33800 | 18.5 | 12 | 8.7 | 2.18 | 67 | 55 | 211528466
ARMSTRONG AIR | 4SHP22LX136P-**A | EAC4X36B+TDR | A97USMV070B12 | 35000 | 35000 | 20.5 | 12 | 8.5 | 2.12 | 63 | 52 | 211528465
ARMSTRONG AIR | 4SHP22LX136P-**A | EAC4X36B+TDR | A97US2V060B12X | 35000 | 35000 | 20.5 | 12 | 8.5 | 2.1 | 63 | 52 | 211528464
ARMSTRONG AIR | 4SHP22LX136P-**A | EAC4X36B+TDR | A97US2V040B12X | 35000 | 35000 | 20.5 | 12 | 8.5 | 2.12 | 63 | 52 | 211528463
ARMSTRONG AIR | 4SHP22LX136P-**A | EAC4X36B+TDR | A80US2V090B16 | 35000 | 34800 | 20.5 | 12 | 8.5 | 2.16 | 63 | 51 | 211528461
ARMSTRONG AIR | 4SHP22LX136P-**A | EAC4X36B+TDR | A80US2V090B16L | 35000 | 34800 | 20.5 | 12 | 8.5 | 2.16 | 63 | 51 | 211528462
ARMSTRONG AIR | 4SHP22LX136P-**A | EAC4X36B+TDR | A96UH1E070B12 | 34600 | 34200 | 20 | 12 | 8.5 | 2.12 | 63 | 51 | 211528458
ARMSTRONG AIR | 4SHP22LX136P-**A | EAC4X36B+TDR | A80US2V080B16X | 35000 | 34800 | 20 | 12 | 8.5 | 2.14 | 63 | 52 | 211528459
ARMSTRONG AIR | 4SHP22LX136P-**A | EAC4X36B+TDR | A96UH1E030B12 | 34600 | 34200 | 19.5 | 12 | 8.5 | 2.12 | 63 | 52 | 211528457
ARMSTRONG AIR | 4SHP22LX136P-**A | EAC4X36B+TDR | A93UH1E045B12 | 35000 | 34600 | 20 | 11.7 | 8.5 | 2.12 | 63 | 52 | 211528455
ARMSTRONG AIR | 4SHP22LX136P-**A | EAC4X36B+TDR | A96UH2E070B12 | 34600 | 34200 | 20 | 12 | 8.5 | 2.12 | 63 | 52 | 211528450
ARMSTRONG AIR | 4SHP22LX136P-**A | EAC4X36B+TDR | A93UH1E030B12 | 34600 | 34400 | 19.5 | 11.7 | 8.5 | 2.12 | 63 | 52 | 211528454
ARMSTRONG AIR | 4SHP22LX136P-**A | EAC4X36B+TDR | A80UH1E090B16 | 35400 | 34400 | 20 | 12 | 8.5 | 2.18 | 63 | 51 | 211528453
ARMSTRONG AIR | 4SHP22LX136P-**A | EAC4X36B+TDR | A93UH1E070B12 | 35000 | 34400 | 20.5 | 12 | 8.5 | 2.14 | 63 | 52 | 211528456
ARMSTRONG AIR | 4SHP22LX136P-**A | EAC4X36A+TDR | A80US2V070A12 | 35000 | 35000 | 20.5 | 12 | 8.5 | 2.1 | 63 | 52 | 211528443
ARMSTRONG AIR | 4SHP22LX136P-**A | EAC4X36B+TDR | A80UH1E070B12 | 35200 | 34400 | 20.5 | 12 | 8.5 | 2.16 | 63 | 51 | 211528452
ARMSTRONG AIR | 4SHP22LX136P-**A | EAC4X36B+TDR | A96US2V045B12 | 34800 | 35000 | 20.5 | 11.7 | 8.5 | 2.1 | 63 | 52 | 211528449
ARMSTRONG AIR | 4SHP22LX136P-**A | EAC4X36B+TDR | A96US2V070B12 | 35000 | 35000 | 20.5 | 12 | 8.5 | 2.12 | 63 | 52 | 211528451
ARMSTRONG AIR | 4SHP22LX136P-**A | EAC4X36B+TDR | A96UH2E045B12 | 34800 | 34400 | 20 | 12 | 8.5 | 2.12 | 63 | 52 | 211528448
ARMSTRONG AIR | 4SHP22LX136P-**A | EAC4X36B+TDR | A80UH1E080B16X | 35400 | 34800 | 19 | 12 | 8.5 | 2.14 | 63 | 52 | 211528445
ARMSTRONG AIR | 4SHP22LX136P-**A | EAC4X36B+TDR | A80UH2E090B16 | 35000 | 34000 | 19.5 | 12 | 8.5 | 2.18 | 63 | 51 | 211528447
ARMSTRONG AIR | 4SHP22LX136P-**A | EAC4X36A+TDR | A80US2V070A12L | 35000 | 35000 | 20.5 | 12 | 8.5 | 2.1 | 63 | 52 | 211528444
ARMSTRONG AIR | 4SHP22LX136P-**A | EAC4X36B+TDR | A80UH2E090B12 | 35600 | 34600 | 21.5 | 12 | 8.5 | 2.16 | 63 | 52 | 211528446
ARMSTRONG AIR | 4SHP22LX136P-**A | EAC4X36A+TDR | A80UH1E070A12 | 34800 | 34200 | 20.5 | 12 | 8.5 | 2.14 | 63 | 51 | 211528442
AIREASE | 4SHP22LX136P-**A | EAH1P30B+TDR+TXV | A97US2V060B12X | 34600 | 34800 | 20 | 11.7 | 8.7 | 2.1 | 66 | 54 | 211528593
ARMSTRONG AIR | 4SHP22LX136P-**A | EAC4X36A+TDR | A80UH2E045A12 | 35200 | 34600 | 21 | 12 | 8.5 | 2.14 | 63 | 51 | 211528439
ARMSTRONG AIR | 4SHP22LX136P-**A | EAC4X36A+TDR | A80UH2E070A12 | 35000 | 34600 | 20 | 12 | 8.5 | 2.14 | 63 | 52 | 211528440
ARMSTRONG AIR | 4SHP22LX136P-**A | EAC4X36A+TDR | A80UH1E045A12 | 34800 | 34200 | 20.5 | 12 | 8.5 | 2.14 | 63 | 51 | 211528441
ARMSTRONG AIR | 4SHP22LX136P-**A | EAC4X36A+TDR | A80UH1E060A12X | 34600 | 34200 | 20 | 12 | 8.5 | 2.12 | 63 | 51 | 211528438
ARMSTRONG AIR | 4SHP22LX136P-**A | EAC4X36A+TDR | A80UH1E040A12X | 34600 | 34200 | 20 | 12 | 8.5 | 2.12 | 63 | 51 | 211528437
ARMSTRONG AIR | 4SHP22LX136P-**A | EAC4X30B+TDR | A97USMV070B12 | 34600 | 34800 | 20.5 | 12 | 8.5 | 2.1 | 63 | 52 | 211528436
ARMSTRONG AIR | 4SHP22LX136P-**A | EAC4X30B+TDR | A93UH1E045B12 | 34400 | 34200 | 19.5 | 11.7 | 8.5 | 2.1 | 64 | 52 | 211528426
ARMSTRONG AIR | 4SHP22LX136P-**A | EAC4X30B+TDR | A97US2V040B12X | 34600 | 34800 | 20.5 | 12 | 8.5 | 2.1 | 63 | 52 | 211528434
ARMSTRONG AIR | 4SHP22LX136P-**A | EAC4X30B+TDR | A97US2V060B12X | 34600 | 34800 | 20 | 11.7 | 8.5 | 2.1 | 64 | 52 | 211528435
LENNOX | EL18XPV-024-230A** | CHX35-24A-**-*+TDR | EL280UH070XE36A* | 23400 | 23600 | 21 | 12.5 | 8.1 | 2.16 | 65 | 51 | 206840597
LENNOX | EL18XPV-024-230A** | CHX35-24A-**-*+TDR | EL180UH040NE36A* | 23400 | 23200 | 21 | 13 | 8.1 | 2.16 | 66 | 52 | 206840593
LENNOX | EL18XPV-024-230A** | CHX35-24A-**-*+TDR | EL280UH070E36A* | 23400 | 23600 | 21 | 12.5 | 8.1 | 2.16 | 65 | 51 | 206840596
LENNOX | EL18XPV-024-230A** | CHX35-24A-**-*+TDR | EL180UH060NE36A* | 23400 | 23200 | 21 | 13 | 8.1 | 2.16 | 66 | 52 | 206840594
LENNOX | EL18XPV-024-230A** | CBA38MV-018/024-230*+TDR |  | 23400 | 24000 | 19.8 | 12.5 | 8.2 | 2.2 | 62 | 46 | 206840476
LENNOX | EL18XPV-024-230A** | CX35-24B+TDR | EL296UH070XE36B* | 22800 | 23200 | 19.8 | 12.5 | 8.1 | 2.14 | 64 | 49 | 206840785
LENNOX | EL18XPV-024-230A** | CX35-24B+TDR | EL296UH045XE36B* | 22800 | 23000 | 19.8 | 12.5 | 8.1 | 2.12 | 64 | 49 | 206840783
LENNOX | EL18XPV-024-230A** | CX35-24B+TDR | EL280UH090E36B* | 22800 | 23200 | 20.8 | 12.5 | 8.1 | 2.12 | 64 | 49 | 206840782
LENNOX | EL18XPV-024-230A** | CH35-24A+TDR+TXV | EL280UH070XE36A* | 23400 | 23600 | 21 | 12.5 | 8.1 | 2.16 | 65 | 51 | 206840535
LENNOX | EL18XPV-024-230A** | CH35-24A+TDR+TXV | EL280UH070E36A* | 23400 | 23600 | 21 | 12.5 | 8.1 | 2.16 | 65 | 51 | 206840534
LENNOX | EL18XPV-024-230A** | CH35-24A+TDR+TXV | EL180UH060NE36A* | 23400 | 23200 | 21 | 13 | 8.1 | 2.16 | 66 | 52 | 206840532
LENNOX | EL18XPV-024-230A** | CH35-24A+TDR+TXV | EL180UH040NE36A* | 23400 | 23200 | 21 | 13 | 8.1 | 2.16 | 66 | 52 | 206840531
LENNOX | ML17XP1-036-230A** | CHX35-42C-**-*+TDR | SLP99UH110XV60C* | 36000 | 33600 | 16.2 | 13.5 | 8.1 | 2.2 | 67 | 54 | 211001947
LENNOX | ML17XP1-036-230A** | CHX35-42C-**-*+TDR | SL297UH080NV60C* | 36000 | 33600 | 16.2 | 13 | 8.1 | 2.2 | 68 | 55 | 211001943
LENNOX | ML17XP1-036-230A** | CHX35-42C-**-*+TDR | SLP99UH090XV60C* | 36000 | 33800 | 16 | 13 | 8.1 | 2.18 | 67 | 54 | 211001946
ROYALTON | 4HP17L30P-**A | EAC4X36B+TDR | 80G1UH070BE12 | 29600 | 27800 | 16 | 13 | 8.1 | 2.26 | 65 | 51 | 210327200
ROYALTON | 4HP17L48P-**A | EAC4X60C+TDR | 80G2UH110CE20L | 48000 | 46500 | 15.6 | 13 | 8.3 | 2.38 | 68 | 54 | 210326854
ROYALTON | 4HP17L30P-**A | ED1P30/36C+TDR+TXV | 96G2DF090CE16 | 27600 | 28600 | 15.4 | 12.5 | 8.5 | 2.24 | 64 | 50 | 210327144
ROYALTON | 4HP17L48P-**A | EAC4X60C+TDR | 80G1UH090CE20 | 48000 | 46000 | 15.6 | 13 | 8.1 | 2.38 | 68 | 55 | 210326850
ROYALTON | 4HP17L48P-**A | EAC4X49C+TDR | 80G2UH110CV20 | 48000 | 45500 | 15.2 | 12.5 | 8.1 | 2.26 | 69 | 56 | 210326848
CONCORD | 4HP17L18P-**A | ED1P30/36B+TDR+TXV | 92G1DF070BE12 | 18000 | 18000 | 16.8 | 14 | 8.5 | 2.18 | 62 | 47 | 210326704
CONCORD | 4HP17L30P-**A | EA(C;U)1P36B+TDR+TXV | 96G1UH070BE12 | 29400 | 27800 | 15.6 | 13 | 8.1 | 2.26 | 65 | 51 | 210326324
CONCORD | 4HP17L30P-**A | ED1P30/36C+TDR+TXV | 96G1DF110CE20 | 28400 | 29400 | 15.4 | 12.5 | 8.5 | 2.2 | 63 | 48 | 210326370
CONCORD | 4HP17L30P-**A | ED1P30/36C+TDR+TXV | 96G2DF090CE16 | 27600 | 28600 | 15.4 | 12.5 | 8.5 | 2.24 | 64 | 50 | 210326366
CONCORD | 4HP17L24P-**A | BCE7E24M*4X |  | 23200 | 21600 | 16.2 | 13.5 | 8.1 | 2.12 | 63 | 48 | 210326428
CONCORD | 4HP17L30P-**A | EAC4X36B+TDR | 96G2UH070BV12 | 30000 | 28000 | 16 | 13 | 8.1 | 2.28 | 66 | 52 | 210326427
ROYALTON | 4HP17L48P-**A | EA(C;U)1P49C+TDR+TXV | 80G1UH110CE20 | 48000 | 45500 | 15.2 | 12.5 | 8.1 | 2.26 | 69 | 56 | 210326779
ROYALTON | 4HP17L48P-**A | EA(C;U)1P49C+TDR+TXV | 96G2UH110CE20 | 47500 | 45000 | 15.2 | 12.5 | 8.1 | 2.24 | 69 | 56 | 210326778
ROYALTON | 4HP17L48P-**A | EA(C;U)1P49C+TDR+TXV | 80G2UH110CE20 | 48000 | 45000 | 15.4 | 12.5 | 8.1 | 2.26 | 69 | 56 | 210326776
CONCORD | 4HP17L30P-**A | EAC4X36B+TDR | 80G2UH090BE16L | 29400 | 27600 | 16.2 | 13 | 8.1 | 2.28 | 65 | 51 | 210326411
CONCORD | 4HP17L30P-**A | EAC4X36B+TDR | 80G1UH080BE16X | 30000 | 28400 | 15.6 | 12.5 | 8.1 | 2.24 | 65 | 51 | 210326412
CONCORD | 4HP17L18P-**A | ED1P30/36B+TDR+TXV | 96G2DF070BV16 | 18000 | 18000 | 15.6 | 13 | 8.3 | 2.04 | 64 | 50 | 210326707
CONCORD | 4HP17L18P-**A | EA(C;U)1P24A+TDR+TXV | 80G2UH070AV12 | 18000 | 17800 | 16 | 13.5 | 8.1 | 2.06 | 63 | 48 | 210326603
CONCORD | 4HP17L30P-**A | ED1P30/36C+TDR+TXV | 96G2DF110CE20 | 28200 | 29200 | 15.2 | 12.5 | 8.5 | 2.22 | 64 | 50 | 210326371
CONCORD | 4HP17L30P-**A | EA(C;U)1P36B+TDR+TXV | 92G1UH030BE12 | 29600 | 28000 | 15.8 | 13 | 8.1 | 2.26 | 65 | 51 | 210326331
CONCORD | 4HP17L30P-**A | EA(C;U)1P36A+TDR+TXV | 80G2UH045AE12 | 29600 | 27800 | 16 | 13 | 8.1 | 2.28 | 65 | 51 | 210326315
MRCOOL | MHP17048A-**A | MCVP48BNPA+TDR+TXV | MGM80SE090B4A | 46500 | 45000 | 15.2 | 12.5 | 8.1 | 2.18 | 67 | 54 | 210325963
ARMSTRONG AIR | 4SHP22LX136P-**A | EAC4X30B+TDR | A80US2V090B16L | 34800 | 34600 | 20 | 12 | 8.5 | 2.14 | 63 | 51 | 211528433
ARMSTRONG AIR | 4SHP22LX136P-**A | EAC4X30B+TDR | A80US2V090B16 | 34800 | 34600 | 20 | 12 | 8.5 | 2.14 | 63 | 51 | 211528432
ARMSTRONG AIR | 4SHP22LX136P-**A | EAC4X30B+TDR | A80US2V090B12 | 34600 | 34600 | 20.5 | 12 | 8.5 | 2.14 | 63 | 52 | 211528431
ARMSTRONG AIR | 4SHP22LX136P-**A | EAC4X30B+TDR | A96UH1E070B12 | 34200 | 34000 | 19 | 11.7 | 8.5 | 2.1 | 64 | 52 | 211528429
ARMSTRONG AIR | 4SHP22LX136P-**A | EAC4X30B+TDR | A80US2V080B16X | 34600 | 34800 | 20 | 12 | 8.5 | 2.12 | 63 | 52 | 211528430
ARMSTRONG AIR | 4SHP22LX136P-**A | EAC4X30B+TDR | A96UH1E030B12 | 34600 | 34200 | 20 | 11.7 | 8.5 | 2.12 | 64 | 52 | 211528428
ARMSTRONG AIR | 4SHP22LX136P-**A | EAC4X30B+TDR | A93UH1E030B12 | 34400 | 34200 | 19.5 | 11.7 | 8.5 | 2.1 | 64 | 52 | 211528425
ARMSTRONG AIR | 4SHP22LX136P-**A | EAC4X30B+TDR | A93UH1E070B12 | 34600 | 34400 | 19.5 | 11.7 | 8.5 | 2.12 | 63 | 52 | 211528427
ARMSTRONG AIR | 4SHP22LX136P-**A | EAC4X30B+TDR | A96US2V070B12 | 34600 | 34800 | 20.5 | 12 | 8.5 | 2.1 | 63 | 52 | 211528422
ARMSTRONG AIR | 4SHP22LX136P-**A | EAC4X30B+TDR | A80UH1E090B16 | 35000 | 34200 | 19.5 | 12 | 8.5 | 2.16 | 63 | 51 | 211528424
ARMSTRONG AIR | 4SHP22LX136P-**A | EAC4X30B+TDR | A80UH1E070B12 | 34800 | 34200 | 20.5 | 12 | 8.5 | 2.14 | 63 | 51 | 211528423
ARMSTRONG AIR | 4SHP22LX136P-**A | EAC4X30B+TDR | A96US2V045B12 | 34400 | 35000 | 20 | 11.7 | 8.5 | 2.08 | 63 | 52 | 211528420
ARMSTRONG AIR | 4SHP22LX136P-**A | EAC4X30B+TDR | A96UH2E070B12 | 34400 | 34200 | 20 | 11.7 | 8.5 | 2.1 | 63 | 52 | 211528421
ARMSTRONG AIR | 4SHP22LX136P-**A | EAC4X30B+TDR | A80UH2E090B16 | 35000 | 34400 | 19.5 | 12 | 8.5 | 2.14 | 63 | 51 | 211528418
AIREASE | 4SHP22LX136P-**A | EAH1P30B+TDR+TXV | A97US2V040B12X | 34600 | 34800 | 20 | 11.7 | 8.7 | 2.1 | 66 | 54 | 211528592
ARMSTRONG AIR | 4SHP22LX136P-**A | EAC4X30B+TDR | A80UH1E080B16X | 34400 | 34000 | 18.5 | 11.7 | 8.5 | 2.12 | 64 | 52 | 211528416
ARMSTRONG AIR | 4SHP22LX136P-**A | EAC4X30B+TDR | A80UH2E090B12 | 35000 | 34600 | 19.5 | 12 | 8.5 | 2.14 | 63 | 51 | 211528417
ARMSTRONG AIR | 4SHP22LX136P-**A | EAC4X30A+TDR | A80US2V070A12 | 34600 | 34800 | 20 | 12 | 8.5 | 2.1 | 63 | 52 | 211528414
ARMSTRONG AIR | 4SHP22LX136P-**A | EAC4X30A+TDR | A80US2V070A12L | 34600 | 34800 | 20 | 12 | 8.5 | 2.1 | 63 | 52 | 211528415
BLUERIDGE | BHP17L18P-**A | BC1P24B+TDR+TXV | BG921UH070BE12 | 18000 | 17200 | 16.2 | 13.5 | 8.1 | 2.1 | 63 | 48 | 210441136
BLUERIDGE | BHP17L18P-**A | BC1P24B+TDR+TXV | BG962UH070BV12 | 18000 | 17400 | 16.4 | 13.5 | 8.1 | 2.08 | 63 | 48 | 210441132
BLUERIDGE | BHP17L18P-**A | BC1P24B+TDR+TXV | BG802UH090BE12 | 18000 | 17400 | 16.4 | 14 | 8.1 | 2.12 | 62 | 47 | 210441130
BLUERIDGE | BHP17L30P-**A | BC1P36B+TDR+TXV | BG921UH045BE12 | 29400 | 27800 | 15.8 | 13 | 8.1 | 2.26 | 65 | 51 | 210441263
BLUERIDGE | BHP17L30P-**A | BC1P36B+TDR+TXV | BG961UH045BE12 | 29400 | 27800 | 15.6 | 12.5 | 8.1 | 2.26 | 66 | 53 | 210441265
BLUERIDGE | BHP17L30P-**A | BC1P36B+TDR+TXV | BG801UH090BE16 | 29200 | 27600 | 16.2 | 13 | 8.1 | 2.26 | 65 | 51 | 210441262
BLUERIDGE | BHP17L30P-**A | BC1P36B+TDR+TXV | BG801UH070BE12 | 29600 | 27800 | 16 | 13 | 8.1 | 2.26 | 65 | 51 | 210441261
BLUERIDGE | BHP17L30P-**A | BC1P36B+TDR+TXV | BG962UH070BV12 | 30000 | 28000 | 16 | 13 | 8.1 | 2.28 | 66 | 52 | 210441260
BLUERIDGE | BHP17L30P-**A | BC1P36B+TDR+TXV | BG802UH090BE16 | 29400 | 27600 | 16.2 | 13 | 8.1 | 2.28 | 65 | 51 | 210441259
BLUERIDGE | BHP17L30P-**A | BC1P36B+TDR+TXV | BG802UH090BE12 | 29800 | 27800 | 16.2 | 13 | 8.1 | 2.3 | 65 | 51 | 210441258
BLUERIDGE | BHP17L30P-**A | BC1P30B+TDR+TXV | BG802UH090BV16 | 29200 | 28000 | 15.6 | 13 | 8.1 | 2.18 | 66 | 52 | 210441257
BLUERIDGE | BHP17L30P-**A | BC4X36A+TDR | BG802UH070AE12 | 29600 | 27800 | 16 | 13 | 8.1 | 2.26 | 65 | 51 | 210441288
BLUERIDGE | BHP17L30P-**A | BC4X30B+TDR | BG802UH090BV16 | 29200 | 28000 | 15.6 | 13 | 8.1 | 2.18 | 66 | 52 | 210441287
GE | NS17H30SA4-**A | ED1P30/36C+TDR+TXV | NF80D110S5C-* | 28200 | 29000 | 15.6 | 12.5 | 8.5 | 2.24 | 63 | 49 | 211621858
GE | NS17H30SA4-**A | ED1P30/36B+TDR+TXV | NF80D090S4B-* | 28200 | 29000 | 15.6 | 12.5 | 8.5 | 2.24 | 64 | 50 | 211621852
GE | NS17H30SA4-**A | ED1P30/36B+TDR+TXV | NF80D070S3B-* | 27800 | 29000 | 15.4 | 12.5 | 8.5 | 2.22 | 63 | 49 | 211621851
GE | NS17H30SA4-**A | ED1P30/36B+TDR+TXV | NF96D045S3B-* | 27600 | 28800 | 15.4 | 12.5 | 8.5 | 2.2 | 64 | 49 | 211621854
GE | NS17H30SA4-**A | ED1P30/36B+TDR+TXV | NF96D070S4B-* | 27800 | 29000 | 15.2 | 12.5 | 8.5 | 2.2 | 63 | 49 | 211621855
GE | NS17H30SA4-**A | ED1P30/36B+TDR+TXV | NF80D090T4B-* | 28000 | 29000 | 15.4 | 12.5 | 8.5 | 2.24 | 64 | 50 | 211621853
GE | NS17H48SA4-**A | ED1P50/60C+TDR+TXV | NF96D090S4C-* | 47000 | 45000 | 15.2 | 12.5 | 8.1 | 2.2 | 67 | 54 | 211621905
GE | NS17H48SA4-**A | ED1P50/60C+TDR+TXV | NF80D110S5C-* | 47500 | 45000 | 15.8 | 13 | 8.1 | 2.22 | 67 | 53 | 211621904
GE | NS17H24SA4-**A | ED1P30/36C+TDR+TXV | NF80D110S5C-* | 23400 | 23600 | 15.6 | 12.5 | 8.1 | 2 | 63 | 47 | 211621842
GE | NS17H24SA4-**A | ED1P30/36B+TDR+TXV | NF97D070M3B-* | 22800 | 23200 | 15.8 | 13 | 8.1 | 2.02 | 62 | 47 | 211621841
GE | NS17H24SA4-**A | ED1P30/36B+TDR+TXV | NF96D070V4B-* | 23200 | 23600 | 15.2 | 12.5 | 8.1 | 1.96 | 63 | 47 | 211621840
GE | NS17H24SA4-**A | ED1P30/36B+TDR+TXV | NF96D045S3B-* | 22200 | 22800 | 15.6 | 12.5 | 8.1 | 2.02 | 62 | 47 | 211621838
GE | NS17H24SA4-**A | ED1P30/36B+TDR+TXV | NF80D090T4B-* | 23200 | 23400 | 16 | 13 | 8.1 | 2.02 | 62 | 47 | 211621837
GE | NS17H24SA4-**A | ED1P30/36B+TDR+TXV | NF80D090S4B-* | 23400 | 23400 | 16.2 | 13 | 8.1 | 2.02 | 62 | 47 | 211621836
GE | NS17H24SA4-**A | ED1P30/36A+TDR+TXV | NF80D070T3A-* | 22600 | 22800 | 16 | 13 | 8.1 | 2.06 | 62 | 47 | 211621834
GE | NS17H24SA4-**A | ED1P30/36A+TDR+TXV | NF80D070S3A-* | 22600 | 23000 | 15.8 | 13 | 8.1 | 2.06 | 63 | 47 | 211621833
GE | NS17H24SA4-**A | ED1P30/36A+TDR+TXV | NF80D045S3A-* | 22400 | 23000 | 15.8 | 12.5 | 8.1 | 2.04 | 63 | 47 | 211621832
GE | NS17H18SA4-**A | ED1P30/36B+TDR+TXV | NF97D070M3B-* | 18000 | 18000 | 16.4 | 13.5 | 8.5 | 2.12 | 63 | 48 | 211621820
GE | NS17H18SA4-**A | ED1P30/36B+TDR+TXV | NF96D070V4B-* | 18000 | 18000 | 15.6 | 13 | 8.3 | 2.04 | 64 | 50 | 211621819
Century | HRG1548S1R-**A | EAH1P51C+TDR+TXV | GUH92C110C4M | 47500 | 45000 | 15.4 | 12.5 | 8.3 | 2.32 | 69 | 57 | 210331216
Century | HRG1548S1R-**A | EAH1P51C+TDR+TXV | GUH92C090C4M | 47000 | 45000 | 15.2 | 12.5 | 8.3 | 2.3 | 69 | 57 | 210331215
Century | HRG1548S1R-**A | EAH1P51C+TDR+TXV | GUH92C110C5M | 47500 | 45500 | 15.2 | 12.5 | 8.3 | 2.28 | 69 | 56 | 210331214
Century | HRG1548S1R-**A | EAH1P51C+TDR+TXV | GUH80C110C5M | 48000 | 45500 | 15.2 | 12.5 | 8.3 | 2.3 | 69 | 56 | 210331213
Century | HRG1548S1R-**A | EAH1P51C+TDR+TXV | GUH96C110C5M | 47500 | 45000 | 15.4 | 12.5 | 8.3 | 2.28 | 69 | 56 | 210331212
Century | HRG1548S1R-**A | EA(C;U)1P60C+TDR+TXV | GUH96T090C3M | 48000 | 46000 | 15.2 | 12.5 | 8.1 | 2.36 | 68 | 55 | 210331182
Century | HRG1548S1R-**A | EA(C;U)1P48B+TDR+TXV | GUH92C110C4M | 46500 | 45000 | 15.2 | 12.5 | 8.1 | 2.18 | 68 | 54 | 210331146
AIREASE | 4SHP22LX136P-**A | EA(C;U)1P36B+TDR+TXV | A97USMV070B12 | 35000 | 35000 | 20.5 | 12 | 8.5 | 2.12 | 63 | 52 | 211528545
AIREASE | 4SHP22LX136P-**A | EA(C;U)1P36B+TDR+TXV | A80US2V090B16L | 35000 | 34800 | 20.5 | 12 | 8.5 | 2.16 | 63 | 51 | 211528542
AIREASE | 4SHP22LX136P-**A | EA(C;U)1P36B+TDR+TXV | A80US2V090B16 | 35000 | 34800 | 20.5 | 12 | 8.5 | 2.16 | 63 | 51 | 211528541
AIREASE | 4SHP22LX136P-**A | EA(C;U)1P36B+TDR+TXV | A80US2V090B12 | 35000 | 34800 | 21 | 12 | 8.5 | 2.16 | 63 | 51 | 211528540
AIREASE | 4SHP22LX136P-**A | EA(C;U)1P36B+TDR+TXV | A80US2V080B16X | 35000 | 34800 | 20 | 12 | 8.5 | 2.14 | 63 | 52 | 211528539
AIREASE | 4SHP22LX136P-**A | EA(C;U)1P36B+TDR+TXV | A96UH1E070B12 | 34600 | 34200 | 20 | 12 | 8.5 | 2.12 | 63 | 51 | 211528538
AIREASE | 4SHP22LX136P-**A | EA(C;U)1P36B+TDR+TXV | A93UH1E070B12 | 35000 | 34400 | 20.5 | 12 | 8.5 | 2.14 | 63 | 52 | 211528536
AIREASE | 4SHP22LX136P-**A | EA(C;U)1P36B+TDR+TXV | A93UH1E045B12 | 35000 | 34600 | 20 | 11.7 | 8.5 | 2.12 | 63 | 52 | 211528535
AIREASE | 4SHP22LX136P-**A | EA(C;U)1P36B+TDR+TXV | A80UH1E070B12 | 35200 | 34400 | 20.5 | 12 | 8.5 | 2.16 | 63 | 51 | 211528532
AIREASE | 4SHP22LX136P-**A | EA(C;U)1P36B+TDR+TXV | A93UH1E030B12 | 34600 | 34400 | 19.5 | 11.7 | 8.5 | 2.12 | 63 | 52 | 211528534
AIREASE | 4SHP22LX136P-**A | EA(C;U)1P36B+TDR+TXV | A80UH1E090B16 | 35400 | 34400 | 20 | 12 | 8.5 | 2.18 | 63 | 51 | 211528533
AIREASE | 4SHP22LX136P-**A | EA(C;U)1P36B+TDR+TXV | A96UH1E030B12 | 34600 | 34200 | 19.5 | 12 | 8.5 | 2.12 | 63 | 52 | 211528537
AIREASE | 4SHP22LX136P-**A | EA(C;U)1P36B+TDR+TXV | A96US2V070B12 | 35000 | 35000 | 20.5 | 12 | 8.5 | 2.12 | 63 | 52 | 211528531
AIREASE | 4SHP22LX136P-**A | EA(C;U)1P36B+TDR+TXV | A96UH2E070B12 | 34600 | 34200 | 20 | 12 | 8.5 | 2.12 | 63 | 52 | 211528530
AIREASE | 4SHP22LX136P-**A | EA(C;U)1P36B+TDR+TXV | A96US2V045B12 | 34800 | 35000 | 20.5 | 11.7 | 8.5 | 2.1 | 63 | 52 | 211528529
AIREASE | 4SHP22LX136P-**A | EA(C;U)1P36B+TDR+TXV | A80UH2E090B12 | 35600 | 34600 | 21.5 | 12 | 8.5 | 2.16 | 63 | 52 | 211528526
AIREASE | 4SHP22LX136P-**A | EA(C;U)1P36B+TDR+TXV | A96UH2E045B12 | 34800 | 34400 | 20 | 12 | 8.5 | 2.12 | 63 | 52 | 211528528
AIREASE | 4SHP22LX136P-**A | EA(C;U)1P36B+TDR+TXV | A80UH2E090B16 | 35000 | 34000 | 19.5 | 12 | 8.5 | 2.18 | 63 | 51 | 211528527
AIREASE | 4SHP22LX136P-**A | EA(C;U)1P36B+TDR+TXV | A80UH1E080B16X | 35400 | 34800 | 19 | 12 | 8.5 | 2.14 | 63 | 52 | 211528525
AIREASE | 4SHP22LX136P-**A | EA(C;U)1P36A+TDR+TXV | A80US2V070A12L | 35000 | 35000 | 20.5 | 12 | 8.5 | 2.1 | 63 | 52 | 211528524
AIREASE | 4SHP22LX136P-**A | EAH1P36C+TDR+TXV | A80UH1E100C20X | 34600 | 34400 | 17.5 | 11.7 | 8.2 | 2.02 | 66 | 53 | 211528595
AIREASE | 4SHP22LX136P-**A | EA(C;U)1P36A+TDR+TXV | A80UH2E045A12 | 35200 | 34600 | 21 | 12 | 8.5 | 2.14 | 63 | 51 | 211528519
AIREASE | 4SHP22LX136P-**A | EA(C;U)1P36A+TDR+TXV | A80US2V070A12 | 35000 | 35000 | 20.5 | 12 | 8.5 | 2.1 | 63 | 52 | 211528523
AIREASE | 4SHP22LX136P-**A | EA(C;U)1P36A+TDR+TXV | A80UH1E070A12 | 34800 | 34200 | 20.5 | 12 | 8.5 | 2.14 | 63 | 51 | 211528522
AIREASE | 4SHP22LX136P-**A | EA(C;U)1P36A+TDR+TXV | A80UH2E070A12 | 35000 | 34600 | 20 | 12 | 8.5 | 2.14 | 63 | 52 | 211528520
AIREASE | 4SHP22LX136P-**A | EA(C;U)1P36A+TDR+TXV | A80UH1E045A12 | 34800 | 34200 | 20.5 | 12 | 8.5 | 2.14 | 63 | 51 | 211528521
AIREASE | 4SHP22LX136P-**A | EA(C;U)1P36A+TDR+TXV | A80UH1E060A12X | 34600 | 34200 | 20 | 12 | 8.5 | 2.12 | 63 | 51 | 211528518
AIREASE | 4SHP22LX136P-**A | EA(C;U)1P30B+TDR+TXV | A97USMV070B12 | 34600 | 34800 | 20.5 | 12 | 8.5 | 2.1 | 63 | 52 | 211528516
AIREASE | 4SHP22LX136P-**A | EA(C;U)1P36A+TDR+TXV | A80UH1E040A12X | 34600 | 34200 | 20 | 12 | 8.5 | 2.12 | 63 | 51 | 211528517
AIREASE | 4SHP22LX136P-**A | EA(C;U)1P30B+TDR+TXV | A97US2V060B12X | 34600 | 34800 | 20 | 11.7 | 8.5 | 2.1 | 64 | 52 | 211528515
AIREASE | 4SHP22LX136P-**A | EA(C;U)1P30B+TDR+TXV | A97US2V040B12X | 34600 | 34800 | 20.5 | 12 | 8.5 | 2.1 | 63 | 52 | 211528514
AIREASE | 4SHP22LX136P-**A | EA(C;U)1P30B+TDR+TXV | A80US2V090B16 | 34800 | 34600 | 20 | 12 | 8.5 | 2.14 | 63 | 51 | 211528512
AIREASE | 4SHP22LX136P-**A | EA(C;U)1P30B+TDR+TXV | A80US2V090B16L | 34800 | 34600 | 20 | 12 | 8.5 | 2.14 | 63 | 51 | 211528513
AIREASE | 4SHP22LX136P-**A | EA(C;U)1P30B+TDR+TXV | A93UH1E070B12 | 34600 | 34400 | 19.5 | 11.7 | 8.5 | 2.12 | 63 | 52 | 211528507
AIREASE | 4SHP22LX136P-**A | EA(C;U)1P30B+TDR+TXV | A80US2V090B12 | 34600 | 34600 | 20.5 | 12 | 8.5 | 2.14 | 63 | 52 | 211528511
AIREASE | 4SHP22LX136P-**A | EA(C;U)1P30B+TDR+TXV | A80US2V080B16X | 34600 | 34800 | 20 | 12 | 8.5 | 2.12 | 63 | 52 | 211528510
AIREASE | 4SHP22LX136P-**A | EA(C;U)1P30B+TDR+TXV | A96UH1E070B12 | 34200 | 34000 | 19 | 11.7 | 8.5 | 2.1 | 64 | 52 | 211528509
AIREASE | 4SHP22LX136P-**A | EA(C;U)1P30B+TDR+TXV | A96UH1E030B12 | 34600 | 34200 | 20 | 11.7 | 8.5 | 2.12 | 64 | 52 | 211528508
AIREASE | 4SHP22LX136P-**A | EA(C;U)1P30B+TDR+TXV | A93UH1E045B12 | 34400 | 34200 | 19.5 | 11.7 | 8.5 | 2.1 | 64 | 52 | 211528506
AIREASE | 4SHP22LX136P-**A | EA(C;U)1P30B+TDR+TXV | A93UH1E030B12 | 34400 | 34200 | 19.5 | 11.7 | 8.5 | 2.1 | 64 | 52 | 211528505
AIREASE | 4SHP22LX136P-**A | EA(C;U)1P30B+TDR+TXV | A80UH1E090B16 | 35000 | 34200 | 19.5 | 12 | 8.5 | 2.16 | 63 | 51 | 211528504
AIREASE | 4SHP22LX136P-**A | EA(C;U)1P30B+TDR+TXV | A96US2V070B12 | 34600 | 34800 | 20.5 | 12 | 8.5 | 2.1 | 63 | 52 | 211528502
AIREASE | 4SHP22LX136P-**A | EA(C;U)1P30B+TDR+TXV | A80UH1E070B12 | 34800 | 34200 | 20.5 | 12 | 8.5 | 2.14 | 63 | 51 | 211528503
AIREASE | 4SHP22LX136P-**A | EA(C;U)1P30B+TDR+TXV | A80UH2E090B16 | 35000 | 34400 | 19.5 | 12 | 8.5 | 2.14 | 63 | 51 | 211528498
AIREASE | 4SHP22LX136P-**A | EA(C;U)1P30B+TDR+TXV | A96UH2E070B12 | 34400 | 34200 | 20 | 11.7 | 8.5 | 2.1 | 63 | 52 | 211528501
AIREASE | 4SHP22LX136P-**A | EA(C;U)1P30B+TDR+TXV | A96UH2E045B12 | 34400 | 34200 | 20 | 11.7 | 8.5 | 2.12 | 63 | 52 | 211528499
AIREASE | 4SHP22LX136P-**A | EA(C;U)1P30B+TDR+TXV | A96US2V045B12 | 34400 | 35000 | 20 | 11.7 | 8.5 | 2.08 | 63 | 52 | 211528500
AIREASE | 4SHP22LX136P-**A | EA(C;U)1P30B+TDR+TXV | A80UH2E090B12 | 35000 | 34600 | 19.5 | 12 | 8.5 | 2.14 | 63 | 51 | 211528497
AIREASE | 4SHP22LX136P-**A | EA(C;U)1P30A+TDR+TXV | A80US2V070A12L | 34600 | 34800 | 20 | 12 | 8.5 | 2.1 | 63 | 52 | 211528495
AIREASE | 4SHP22LX136P-**A | EAH1P30B+TDR+TXV | A97USMV070B12 | 34600 | 35000 | 19.5 | 11.7 | 8.7 | 2.08 | 66 | 53 | 211528594
AIREASE | 4SHP22LX136P-**A | EA(C;U)1P30A+TDR+TXV | A80US2V070A12 | 34600 | 34800 | 20 | 12 | 8.5 | 2.1 | 63 | 52 | 211528494
AIREASE | 4SHP22LX136P-**A | EA(C;U)1P30A+TDR+TXV | A80UH1E070A12 | 34400 | 34000 | 20 | 12 | 8.5 | 2.14 | 64 | 52 | 211528493
AIREASE | 4SHP22LX136P-**A | EA(C;U)1P30A+TDR+TXV | A80UH1E045A12 | 34400 | 34000 | 20 | 12 | 8.5 | 2.14 | 63 | 51 | 211528492
AIREASE | 4SHP22LX136P-**A | EA(C;U)1P30A+TDR+TXV | A80UH2E070A12 | 34800 | 34400 | 20 | 11.7 | 8.5 | 2.12 | 63 | 52 | 211528491
AIREASE | 4SHP22LX136P-**A | EA(C;U)1P30A+TDR+TXV | A80UH1E060A12X | 34200 | 34000 | 20 | 11.7 | 8.5 | 2.12 | 64 | 52 | 211528489
AIREASE | 4SHP22LX136P-**A | EA(C;U)1P30A+TDR+TXV | A80UH2E045A12 | 34800 | 34400 | 20.5 | 12 | 8.5 | 2.12 | 63 | 52 | 211528490
LENNOX | EL18XPV-024-230A** | CX35-24B+TDR | ML180UH070V36B* | 22800 | 23200 | 21.2 | 13 | 8.1 | 2.14 | 64 | 49 | 206840787
AC PRO | 4HP17L48P-**A | EAC4X49C+TDR | 92G1UH110CE16 | 48000 | 45000 | 15.2 | 12.5 | 8.1 | 2.22 | 69 | 56 | 210327622
AC PRO | 4HP17L48P-**A | EAC4X49C+TDR | 96G2UH110CE20 | 47500 | 45000 | 15.2 | 12.5 | 8.1 | 2.24 | 69 | 56 | 210327620
ROYALTON | 4HP17L18P-**A | ED1P30/36B+TDR+TXV | 80G1DF070BE12 | 18000 | 17800 | 16 | 13.5 | 8.1 | 2.12 | 62 | 46 | 210327476
AC PRO | 4HP17L48P-**A | EAC4X48C+TDR | 80G1UH090CE20 | 46500 | 44500 | 15.4 | 12.5 | 8.1 | 2.22 | 68 | 55 | 210327607
ROYALTON | 4HP17L48P-**A | EAC4X50/60C+TDR | 80G2UH110CE20 | 46500 | 45000 | 15.2 | 12.5 | 8.1 | 2.18 | 67 | 54 | 210326866
ROYALTON | 4HP17L30P-**A | EAC4X30B+TDR | 80G2UH090BV16 | 29200 | 28000 | 15.6 | 13 | 8.1 | 2.18 | 66 | 52 | 210327177
ROYALTON | 4HP17L30P-**A | EAC4X36A+TDR | 80G1UH045AE12 | 29400 | 27600 | 16 | 13 | 8.1 | 2.28 | 66 | 52 | 210327180
ROYALTON | 4HP17L30P-**A | EA(C;U)1P30B+TDR+TXV | 80G2UH090BE12 | 29200 | 27800 | 15.8 | 13 | 8.1 | 2.24 | 65 | 51 | 210327077
ROYALTON | 4HP17L18P-**A | EA(C;U)1P24A+TDR+TXV | 80G2UH045AE12 | 18000 | 17400 | 16 | 13.5 | 8.1 | 2.06 | 63 | 48 | 210327380
ROYALTON | 4HP17L30P-**A | ED1P30/36B+TDR+TXV | 80G1DF070BE12 | 27800 | 29000 | 15.4 | 12.5 | 8.5 | 2.22 | 63 | 49 | 210327143
ROYALTON | 4HP17L30P-**A | ED1P30/36B+TDR+TXV | 80G1DF090BE16 | 28200 | 29000 | 15.6 | 12.5 | 8.5 | 2.24 | 64 | 50 | 210327136
ROYALTON | 4HP17L36P-**A | ED1P50/60C+TDR+TXV | 96G2DF110CV20 | 36000 | 32600 | 15.8 | 13 | 8.1 | 2.18 | 68 | 55 | 210327046
ROYALTON | 4HP17L36P-**A | ED1P50/60C+TDR+TXV | 80G1DF110CE20 | 36000 | 32200 | 16.6 | 13.5 | 8.1 | 2.26 | 68 | 56 | 210327040
ROYALTON | 4HP17L30P-**A | EA(C;U)1P36A+TDR+TXV | 80G2UH045AE12 | 29600 | 27800 | 16 | 13 | 8.1 | 2.28 | 65 | 51 | 210327093
ROYALTON | 4HP17L30P-**A | EAC4X36B+TDR | 80G2UH090BE16L | 29400 | 27600 | 16.2 | 13 | 8.1 | 2.28 | 65 | 51 | 210327189
ROYALTON | 4HP17L48P-**A | EA(C;U)1P60C+TDR+TXV | 80G2UH110CE16 | 48000 | 46500 | 15.6 | 13 | 8.3 | 2.36 | 68 | 54 | 210326797
ROYALTON | 4HP17L42P-**A | BCE5V42M*4X |  | 41000 | 39000 | 15.4 | 13 | 8.1 | 2.14 | 66 | 52 | 210326872
ROYALTON | 4HP17L48P-**A | EAC4X48C+TDR | 96G2UH110CE20 | 46500 | 45000 | 15.2 | 12.5 | 8.1 | 2.18 | 67 | 54 | 210326832
ROYALTON | 4HP17L30P-**A | EAC4X36B+TDR | 92G1UH070BE12 | 29400 | 27600 | 16 | 13 | 8.1 | 2.28 | 66 | 52 | 210327192
ROYALTON | 4HP17L30P-**A | EAC4X36B+TDR | 96G1UH070BE12 | 29400 | 27800 | 15.6 | 13 | 8.1 | 2.26 | 65 | 51 | 210327194
ROYALTON | 4HP17L30P-**A | EA(C;U)1P36B+TDR+TXV | 80G2UH090BE16 | 29400 | 27600 | 16.2 | 13 | 8.1 | 2.28 | 65 | 51 | 210327096
ROYALTON | 4HP17L30P-**A | EA(C;U)1P36B+TDR+TXV | 96G2UH045BV12 | 29800 | 28000 | 15.6 | 13 | 8.1 | 2.26 | 66 | 52 | 210327112
ROYALTON | 4HP17L48P-**A | EA(C;U)1P48C+TDR+TXV | 92G1UH110CE16 | 46500 | 45000 | 15.2 | 12.5 | 8.1 | 2.18 | 68 | 54 | 210326769
LENNOX | EL22XPV-036-230A** | CHX35-42C-**-*+TDR | ML196UH090XE60C* | 36000 | 33600 | 17.5 | 12 | 8.5 | 2.04 | 67 | 54 | 211467825
LENNOX | EL22XPV-036-230A** | CHX35-30B-**-*+TDR | EL195UH040NE36B* | 34200 | 33800 | 19 | 11.7 | 8.5 | 2.08 | 66 | 54 | 211467731
LENNOX | EL22XPV-036-230A** | CHX35-30B-**-*+TDR | EL180UH080NE48B* | 34800 | 34600 | 18.5 | 11.7 | 8.5 | 2.1 | 66 | 53 | 211467730
LENNOX | EL22XPV-036-230A** | CHX35-30A-**-*+TDR | ML180UH045XE36A* | 34600 | 34600 | 19 | 11.7 | 8.2 | 1.98 | 65 | 53 | 211467727
LENNOX | EL22XPV-036-230A** | CHX35-30A-**-*+TDR | ML180UH070E36A* | 34400 | 34600 | 19 | 11.7 | 8.2 | 1.98 | 65 | 53 | 211467728
LENNOX | EL22XPV-036-230A** | CHX35-30A-**-*+TDR | ML180UH070XE36A* | 34400 | 34600 | 19 | 11.7 | 8.2 | 1.98 | 65 | 53 | 211467729
LENNOX | EL22XPV-036-230A** | CHX35-30A-**-*+TDR | ML180UH045V36A* | 35000 | 35000 | 19.5 | 11.7 | 8.2 | 1.98 | 65 | 53 | 211467726
LENNOX | EL22XPV-036-230A** | CHX35-30A-**-*+TDR | ML180UH045E36A* | 34600 | 34600 | 19 | 11.7 | 8.2 | 1.98 | 65 | 53 | 211467725
LENNOX | EL22XPV-036-230A** | CHX35-30A-**-*+TDR | EL280UH045E36A* | 35000 | 35000 | 19.5 | 11.7 | 8.2 | 1.98 | 66 | 53 | 211467723
LENNOX | EL22XPV-036-230A** | CHX35-30A-**-*+TDR | ML180UH030V36A* | 35000 | 35000 | 19.5 | 11.7 | 8.2 | 1.98 | 65 | 53 | 211467724
LENNOX | EL22XPV-036-230A** | CBA38MV-042-230*+TDR |  | 35400 | 35000 | 19.5 | 11.7 | 9 | 2.3 | 65 | 53 | 211467722
LENNOX | EL22XPV-036-230A** | CBA27UHE-042-230*+TDR |  | 35000 | 34400 | 19 | 11.7 | 9 | 2.3 | 65 | 52 | 211467721
LENNOX | EL22XPV-036-230A** | CHX35-42C-**-*+TDR | ML196UH090XE36C* | 35400 | 33200 | 19.5 | 11.7 | 8.7 | 2.02 | 67 | 54 | 211467823
LENNOX | EL22XPV-036-230A** | CBA27UHE-036-230*+TDR |  | 34600 | 33600 | 20.5 | 11.7 | 8.8 | 2.24 | 68 | 54 | 211467720
LENNOX | EL22XPV-036-230A** | CBA25UHV-042-230-** |  | 35600 | 33600 | 17.5 | 12 | 8.8 | 2.24 | 66 | 54 | 211467719
LENNOX | EL22XPV-036-230A** | CBA25UHV-036-230-** |  | 35400 | 33400 | 19.5 | 12 | 9 | 2.24 | 66 | 54 | 211467718
LENNOX | EL22XPV-036-230A** | C35-48B+TDR+TXV | SLP99UH070XV36B* | 35000 | 34000 | 20.5 | 12 | 8.8 | 2.18 | 66 | 55 | 211467717
LENNOX | EL22XPV-036-230A** | C35-48B+TDR+TXV | SL297UH060NV36B* | 34800 | 34000 | 20 | 12 | 8.8 | 2.18 | 66 | 55 | 211467716
LENNOX | EL22XPV-036-230A** | C35-48B+TDR+TXV | SL297UH040NV36B* | 35000 | 34000 | 20.5 | 12 | 8.8 | 2.18 | 66 | 55 | 211467715
LENNOX | EL22XPV-036-230A** | C35-48B+TDR+TXV | SL280UH090XV48B* | 35000 | 33800 | 20 | 12 | 9 | 2.22 | 66 | 54 | 211467714
LENNOX | EL22XPV-036-230A** | C35-48B+TDR+TXV | SL280UH090V48B* | 35000 | 33800 | 20 | 12 | 9 | 2.22 | 66 | 54 | 211467713
LENNOX | EL22XPV-036-230A** | C35-48B+TDR+TXV | SL280UH090V36B* | 35000 | 33800 | 20.5 | 12 | 9 | 2.22 | 66 | 54 | 211467712
LENNOX | EL22XPV-036-230A** | C35-48B+TDR+TXV | SL280UH080NV48B* | 35000 | 33800 | 20 | 12 | 8.8 | 2.2 | 67 | 55 | 211467711
LENNOX | EL22XPV-036-230A** | C35-48B+TDR+TXV | ML296UH070XV36B* | 35000 | 33800 | 18.5 | 11.7 | 8.7 | 2.16 | 66 | 55 | 211467710
LENNOX | EL22XPV-036-230A** | C35-48B+TDR+TXV | ML296UH045XV36B* | 35000 | 33800 | 18.5 | 11.7 | 8.7 | 2.18 | 66 | 55 | 211467709
LENNOX | EL22XPV-036-230A** | C35-48B+TDR+TXV | ML196UH070XE36B* | 34600 | 33400 | 19.5 | 12 | 8.8 | 2.2 | 66 | 55 | 211467707
LENNOX | EL22XPV-036-230A** | C35-48B+TDR+TXV | ML196UH070XE48B* | 35200 | 33800 | 17.5 | 11.7 | 8.7 | 2.18 | 66 | 55 | 211467708
LENNOX | EL22XPV-036-230A** | C35-48B+TDR+TXV | ML196UH045XE36B* | 34400 | 33200 | 19.5 | 12 | 8.7 | 2.18 | 66 | 55 | 211467706
LENNOX | EL22XPV-036-230A** | C35-48B+TDR+TXV | ML196UH030XE36B* | 34400 | 33400 | 19 | 11.7 | 8.7 | 2.18 | 66 | 55 | 211467705
LENNOX | EL22XPV-036-230A** | C35-48B+TDR+TXV | ML193UH070XE36B* | 35000 | 33600 | 19.5 | 12 | 8.8 | 2.2 | 66 | 55 | 211467704
LENNOX | EL22XPV-036-230A** | C35-48B+TDR+TXV | ML193UH045XE36B* | 35000 | 33600 | 19.5 | 11.7 | 8.8 | 2.18 | 67 | 55 | 211467703
LENNOX | EL22XPV-036-230A** | C35-48B+TDR+TXV | ML193UH030XE36B* | 34800 | 33400 | 19 | 11.7 | 8.8 | 2.18 | 67 | 55 | 211467702
LENNOX | EL22XPV-036-230A** | C35-48B+TDR+TXV | ML180UH090XE48B* | 35600 | 33600 | 19.5 | 12 | 8.8 | 2.24 | 66 | 54 | 211467701
LENNOX | EL22XPV-036-230A** | C35-48B+TDR+TXV | ML180UH090V48B* | 35200 | 33600 | 20 | 12 | 8.8 | 2.22 | 66 | 54 | 211467700
LENNOX | EL22XPV-036-230A** | CHX35-42C-**-*+TDR | ML193UH110XE60C* | 36000 | 33600 | 17.5 | 12 | 8.5 | 2.04 | 67 | 54 | 211467822
LENNOX | EL22XPV-036-230A** | C35-48B+TDR+TXV | ML180UH070XE36B* | 35200 | 33400 | 20 | 12 | 8.8 | 2.22 | 66 | 54 | 211467698
LENNOX | EL22XPV-036-230A** | C35-48B+TDR+TXV | ML180UH090E48B* | 35600 | 33600 | 19.5 | 12 | 8.8 | 2.24 | 66 | 54 | 211467699
LENNOX | EL22XPV-036-230A** | C35-48B+TDR+TXV | ML180UH070V48B* | 35400 | 33600 | 20.5 | 12 | 8.8 | 2.22 | 66 | 54 | 211467697
LENNOX | EL22XPV-036-230A** | C35-48B+TDR+TXV | ML180UH070E36B* | 35200 | 33400 | 20 | 12 | 8.8 | 2.22 | 66 | 54 | 211467695
LENNOX | EL22XPV-036-230A** | C35-48B+TDR+TXV | ML180UH070V36B* | 35000 | 33400 | 20.5 | 12 | 8.8 | 2.22 | 66 | 54 | 211467696
LENNOX | EL22XPV-036-230A** | C35-48B+TDR+TXV | EL296UH070XE36B* | 34800 | 33400 | 19.5 | 12 | 8.8 | 2.18 | 66 | 55 | 211467693
LENNOX | EL22XPV-036-230A** | C35-48B+TDR+TXV | EL296UH070XV36B* | 35000 | 34000 | 20.5 | 12 | 8.8 | 2.18 | 66 | 55 | 211467694
LENNOX | EL22XPV-036-230A** | C35-48B+TDR+TXV | EL296UH045XV36B* | 34800 | 34000 | 20 | 12 | 8.8 | 2.18 | 66 | 55 | 211467692
LENNOX | EL22XPV-036-230A** | C35-48B+TDR+TXV | EL296UH045XE36B* | 34800 | 33600 | 20 | 12 | 8.8 | 2.2 | 67 | 55 | 211467691
LENNOX | EL22XPV-036-230A** | CHX35-42C-**-*+TDR | ML193UH110XE48C* | 35800 | 33400 | 19 | 12 | 8.7 | 2.04 | 66 | 54 | 211467821
LENNOX | EL22XPV-036-230A** | C35-48B+TDR+TXV | EL280UH090E48B* | 35000 | 33200 | 19 | 12 | 8.8 | 2.24 | 66 | 54 | 211467689
LENNOX | EL22XPV-036-230A** | C35-48B+TDR+TXV | EL280UH090XE48B* | 35000 | 33200 | 19 | 12 | 8.8 | 2.24 | 66 | 54 | 211467690
LENNOX | EL22XPV-036-230A** | C35-48B+TDR+TXV | EL280UH090E36B* | 35000 | 33200 | 20.5 | 12 | 8.8 | 2.24 | 66 | 55 | 211467688
LENNOX | EL22XPV-036-230A** | CHX35-42C-**-*+TDR | ML193UH090XE48C* | 35800 | 33400 | 18.5 | 12 | 8.7 | 2.04 | 67 | 54 | 211467820
LENNOX | EL22XPV-036-230A** | C35-48B+TDR+TXV | EL196UH070XE36B* | 34600 | 33400 | 19.5 | 12 | 8.8 | 2.2 | 66 | 55 | 211467687
LENNOX | EL22XPV-036-230A** | C35-48B+TDR+TXV | EL196UH045XE36B* | 34400 | 33200 | 19.5 | 12 | 8.7 | 2.18 | 66 | 55 | 211467686
LENNOX | EL22XPV-036-230A** | C35-48B+TDR+TXV | EL196UH030XE36B* | 34400 | 33400 | 19 | 11.7 | 8.7 | 2.18 | 66 | 55 | 211467685
LENNOX | EL22XPV-036-230A** | C35-48B+TDR+TXV | EL195UH060NE36B* | 35000 | 33600 | 20 | 12 | 8.8 | 2.2 | 67 | 55 | 211467684
LENNOX | EL22XPV-036-230A** | C35-48B+TDR+TXV | EL180UH080NE48B* | 35400 | 33800 | 18.5 | 12 | 8.7 | 2.18 | 67 | 55 | 211467682
LENNOX | EL22XPV-036-230A** | C35-48B+TDR+TXV | EL195UH040NE36B* | 34400 | 33200 | 19.5 | 12 | 8.7 | 2.2 | 66 | 55 | 211467683
LENNOX | EL22XPV-036-230A** | C35-36B+TDR+TXV | SLP99UH070XV36B* | 35000 | 35000 | 20.5 | 12 | 8.5 | 2.12 | 63 | 52 | 211467681
LENNOX | SL25XPV-036-230A** | CX35-36B+TDR | SL280UH090XV48B* | 33400 | 35600 | 21.8 | 13.4 | 8.6 | 1.76 | 94 | 75 | 207436464
LENNOX | SL25XPV-036-230A** | CX35-36B+TDR | SL280UH090V48B* | 33400 | 35600 | 21.8 | 13.4 | 8.6 | 1.76 | 94 | 75 | 207436463
LENNOX | SL25XPV-036-230A** | CX35-36B+TDR | SL280UH090V36B* | 33400 | 35400 | 22.2 | 13.4 | 8.6 | 1.76 | 94 | 75 | 207436462
LENNOX | SL25XPV-036-230A** | CR33-48C*+TDR+TXV | SLP99DF110XV60C* | 33400 | 36000 | 20.2 | 13 | 8.7 | 1.76 | 94 | 83 | 207436446
LENNOX | SL25XPV-036-230A** | CR33-48C*+TDR+TXV | SLP99DF090XV60C* | 33400 | 36000 | 20.2 | 13 | 8.7 | 1.76 | 94 | 83 | 207436445
LENNOX | SL25XPV-036-230A** | CR33-48C*+TDR+TXV | SLP99DF090XV48C* | 33400 | 36000 | 21.2 | 12.5 | 8.7 | 1.76 | 94 | 83 | 207436444
LENNOX | SL25XPV-036-230A** | CR33-48C*+TDR+TXV | SLP99DF090XV36C* | 33400 | 36000 | 21.4 | 13 | 8.7 | 1.76 | 94 | 82 | 207436443
LENNOX | SL25XPV-048-230A** | CX35-49C+TDR | EL296UH110XV48C* | 45500 | 44000 | 20 | 12 | 8.9 | 1.76 | 99 | 82 | 207436588
LENNOX | SL25XPV-048-230A** | CX35-49C+TDR | EL296UH090XV60C* | 45500 | 44000 | 20 | 12 | 8.9 | 1.78 | 99 | 82 | 207436587
LENNOX | SL25XPV-048-230A** | CX35-49C+TDR | EL296UH090XV48C* | 45000 | 44000 | 20 | 11.7 | 8.9 | 1.76 | 99 | 82 | 207436586
LENNOX | SL25XPV-048-230A** | CR33-50/60+TDR+TXV | SLP99DF110XV60C* | 45500 | 44000 | 20.6 | 12 | 9 | 1.84 | 93 | 80 | 207436585
LENNOX | SL25XPV-048-230A** | CR33-50/60+TDR+TXV | SLP99DF090XV60C* | 45500 | 44000 | 20.6 | 12 | 9.1 | 1.84 | 93 | 80 | 207436584
LENNOX | SL25XPV-048-230A** | CR33-50/60+TDR+TXV | SLP99DF090XV48C* | 45000 | 44000 | 20.6 | 11.7 | 9.1 | 1.84 | 93 | 81 | 207436583
LENNOX | SL25XPV-048-230A** | CR33-50/60+TDR+TXV | SL280DF090V60C* | 45500 | 43500 | 20.8 | 12.3 | 9.1 | 1.86 | 94 | 81 | 207436581
LENNOX | SL25XPV-036-230A** | CHX35-42B-**-*+TDR | SLP99UH070XV36B* | 34600 | 34400 | 21.4 | 13 | 8.8 | 1.82 | 90 | 77 | 207436389
LENNOX | SL25XPV-036-230A** | CHX35-42B-**-*+TDR | SL297UH060NV36B* | 34600 | 34400 | 21 | 13 | 8.8 | 1.82 | 89 | 77 | 207436388
LENNOX | SL25XPV-036-230A** | CHX35-42B-**-*+TDR | SL280UH090XV48B* | 34800 | 34200 | 21.4 | 13.5 | 8.8 | 1.84 | 89 | 77 | 207436386
LENNOX | SL25XPV-036-230A** | CHX35-42B-**-*+TDR | SL297UH040NV36B* | 34600 | 34400 | 21.4 | 13 | 8.8 | 1.82 | 89 | 77 | 207436387
LENNOX | SL25XPV-036-230A** | CHX35-42B-**-*+TDR | SL280UH090V48B* | 34800 | 34200 | 21.4 | 13.5 | 8.8 | 1.84 | 89 | 77 | 207436385
LENNOX | SL25XPV-036-230A** | CHX35-42B-**-*+TDR | SL280UH090V36B* | 34800 | 34200 | 22 | 13.5 | 8.8 | 1.84 | 89 | 77 | 207436384
LENNOX | SL25XPV-036-230A** | CHX35-42B-**-*+TDR | SL280UH080NV48B* | 34600 | 34200 | 21 | 13.3 | 8.8 | 1.82 | 89 | 77 | 207436383
LENNOX | SL25XPV-036-230A** | CHX35-42B-**-*+TDR | EL296UH070XV36B* | 34600 | 34400 | 21.4 | 13 | 8.8 | 1.82 | 90 | 77 | 207436382
LENNOX | SL25XPV-036-230A** | CX35-48C+TDR | SL280UH090XV60C* | 34000 | 35400 | 21.4 | 13.5 | 8.8 | 1.84 | 93 | 77 | 207436484
LENNOX | SL25XPV-036-230A** | CX35-48C+TDR | SL280UH090V60C* | 34000 | 35400 | 21.4 | 13.5 | 8.8 | 1.84 | 93 | 77 | 207436483
LENNOX | SL25XPV-036-230A** | CX35-48C+TDR | SL280UH080NV60C* | 34000 | 35400 | 21.4 | 13.5 | 8.8 | 1.82 | 93 | 77 | 207436482
LENNOX | SL25XPV-036-230A** | CX35-48C+TDR | EL296UH110XV48C* | 34000 | 35400 | 21.8 | 13.4 | 8.8 | 1.82 | 93 | 78 | 207436480
LENNOX | SL25XPV-036-230A** | CX35-48C+TDR | EL296UH090XV48C* | 34000 | 35600 | 22 | 13.4 | 8.8 | 1.82 | 93 | 77 | 207436478
LENNOX | SL25XPV-036-230A** | CX35-48C+TDR | EL296UH110XV60C* | 34000 | 35600 | 21.2 | 13.5 | 8.8 | 1.82 | 93 | 77 | 207436481
LENNOX | SL25XPV-036-230A** | CX35-48C+TDR | EL296UH090XV60C* | 34000 | 35600 | 20.8 | 13.5 | 8.8 | 1.82 | 93 | 77 | 207436479
LENNOX | SL25XPV-036-230A** | CX35-48C+TDR | EL296UH090XV36C* | 34000 | 35600 | 22 | 13.4 | 8.8 | 1.82 | 93 | 78 | 207436477
BLUERIDGE | BHP17L48P-**A | BC1P48C+TDR+TXV | BG921UH110CE16 | 46500 | 45000 | 15.2 | 12.5 | 8.1 | 2.18 | 68 | 54 | 210441367
BLUERIDGE | BHP17L48P-**A | BC1P48C+TDR+TXV | BG921UH110CE20 | 46500 | 44500 | 15.4 | 12.5 | 8.1 | 2.18 | 68 | 55 | 210441368
BLUERIDGE | BHP17L48P-**A | BC1P48C+TDR+TXV | BG801UH090CE20 | 46500 | 44500 | 15.4 | 12.5 | 8.1 | 2.22 | 68 | 55 | 210441364
BLUERIDGE | BHP17L30P-**A | BD1P-30/36B+TDR+TXV | BG96G1DF070BE16 | 27800 | 29000 | 15.2 | 12.5 | 8.5 | 2.2 | 63 | 49 | 210441273
BLUERIDGE | BHP17L30P-**A | BD1P-30/36B+TDR+TXV | BG96G1DF045BE12 | 27600 | 28800 | 15.4 | 12.5 | 8.5 | 2.2 | 64 | 49 | 210441272
BLUERIDGE | BHP17L30P-**A | BD1P-30/36B+TDR+TXV | BG80G1DF090BE16 | 28200 | 29000 | 15.6 | 12.5 | 8.5 | 2.24 | 64 | 50 | 210441271
BLUERIDGE | BHP17L30P-**A | BD1P-30/36B+TDR+TXV | BG802DF070AE12 | 28000 | 29000 | 15.4 | 12.5 | 8.5 | 2.24 | 64 | 50 | 210441270
BLUERIDGE | BHP17L30P-**A | BC1P36B+TDR+TXV | BG802UH090BV16 | 30000 | 28200 | 16 | 13 | 8.1 | 2.28 | 65 | 51 | 210441267
BLUERIDGE | BHP17L30P-**A | BC1P36B+TDR+TXV | BG961UH070BE12 | 29400 | 27800 | 15.6 | 13 | 8.1 | 2.26 | 65 | 51 | 210441266
LENNOX | SL25XPV-048-230A** | CHX35-51/61C-**-*+TDR | SL297UH080NV60C* | 44500 | 45500 | 20 | 12.2 | 9.2 | 1.82 | 101 | 83 | 207436571
LENNOX | SL25XPV-048-230A** | CHX35-51/61C-**-*+TDR | SLP99UH090XV48C* | 44500 | 45500 | 20.6 | 12 | 9.2 | 1.8 | 101 | 83 | 207436572
LENNOX | SL25XPV-048-230A** | CHX35-51/61C-**-*+TDR | SL280UH110XV60C* | 45000 | 45500 | 20 | 12.5 | 9.2 | 1.82 | 100 | 82 | 207436569
LENNOX | SL25XPV-048-230A** | CHX35-51/61C-**-*+TDR | SL280UH090XV60C* | 45000 | 45500 | 21 | 12.5 | 9.2 | 1.84 | 100 | 82 | 207436566
LENNOX | SL25XPV-048-230A** | CHX35-51/61C-**-*+TDR | SL297UH080NV48C* | 44500 | 45500 | 20 | 12.2 | 9.2 | 1.82 | 101 | 83 | 207436570
LENNOX | SL25XPV-048-230A** | CHX35-51/61C-**-*+TDR | SL280UH110V60C* | 45000 | 45500 | 20 | 12.5 | 9.2 | 1.82 | 100 | 82 | 207436568
LENNOX | SL25XPV-048-230A** | CHX35-51/61C-**-*+TDR | SL280UH090V60C* | 45000 | 45500 | 21 | 12.5 | 9.2 | 1.84 | 100 | 82 | 207436565
LENNOX | SL25XPV-048-230A** | CHX35-51/61C-**-*+TDR | SL280UH100NV60C* | 45000 | 45500 | 20.8 | 12.4 | 9.2 | 1.82 | 100 | 82 | 207436567
LENNOX | SL25XPV-048-230A** | C35-49C+TDR+TXV | SLP99UH090XV60C* | 45500 | 44000 | 20 | 12 | 8.9 | 1.78 | 99 | 82 | 207436524
LENNOX | SL25XPV-048-230A** | C35-49C+TDR+TXV | SLP99UH090XV48C* | 45000 | 44000 | 20 | 11.7 | 8.9 | 1.76 | 99 | 82 | 207436523
LENNOX | SL25XPV-048-230A** | C35-49C+TDR+TXV | SL297UH080NV60C* | 45500 | 44000 | 20 | 12 | 8.9 | 1.76 | 99 | 82 | 207436522
LENNOX | SL25XPV-048-230A** | C35-49C+TDR+TXV | SL297UH080NV48C* | 45500 | 44000 | 20 | 12.2 | 8.9 | 1.76 | 99 | 82 | 207436521
LENNOX | SL25XPV-048-230A** | C35-49C+TDR+TXV | SL280UH110XV60C* | 45500 | 44000 | 20 | 12.3 | 8.9 | 1.78 | 99 | 81 | 207436520
LENNOX | SL25XPV-048-230A** | C35-49C+TDR+TXV | SL280UH110V60C* | 45500 | 44000 | 20 | 12.3 | 8.9 | 1.78 | 99 | 81 | 207436519
LENNOX | SL25XPV-048-230A** | CX35-60C+TDR | SL280UH110V60C* | 46000 | 44000 | 20 | 12.5 | 9.5 | 1.92 | 95 | 82 | 207436609
LENNOX | SL25XPV-048-230A** | CX35-60C+TDR | SL297UH080NV48C* | 45500 | 44000 | 20 | 12.2 | 9.5 | 1.92 | 95 | 83 | 207436611
LENNOX | SL25XPV-048-230A** | C35-49C+TDR+TXV | SL280UH090XV60C* | 45500 | 43500 | 20 | 12.4 | 8.9 | 1.8 | 99 | 82 | 207436517
LENNOX | SL25XPV-048-230A** | C35-49C+TDR+TXV | SL280UH100NV60C* | 45500 | 44000 | 20.4 | 12.3 | 8.9 | 1.78 | 98 | 81 | 207436518
LENNOX | SL25XPV-048-230A** | CX35-60C+TDR | SL280UH110XV60C* | 46000 | 44000 | 20 | 12.5 | 9.5 | 1.92 | 95 | 82 | 207436610
LENNOX | SL25XPV-048-230A** | CX35-60C+TDR | SL297UH080NV60C* | 45500 | 44000 | 20 | 12.2 | 9.5 | 1.9 | 95 | 83 | 207436612
LENNOX | SL25XPV-048-230A** | CX35-60C+TDR | SL280UH100NV60C* | 46000 | 43500 | 20.6 | 12.5 | 9.5 | 1.92 | 97 | 83 | 207436608
LENNOX | SL25XPV-036-230A** | CHX35-42B-**-*+TDR | EL296UH045XV36B* | 34400 | 34600 | 21.2 | 12.5 | 8.8 | 1.8 | 89 | 76 | 207436381
LENNOX | SL25XPV-048-230A** | CX35-60C+TDR | SL280UH090XV60C* | 46000 | 43500 | 20.8 | 12.5 | 9.5 | 1.92 | 97 | 82 | 207436607
LENNOX | SL25XPV-048-230A** | CX35-60C+TDR | SL280UH080NV60C* | 46000 | 43500 | 20.6 | 12.5 | 9.5 | 1.92 | 97 | 83 | 207436605
LENNOX | SL25XPV-048-230A** | CX35-60C+TDR | SL280UH090V60C* | 46000 | 43500 | 20.8 | 12.5 | 9.5 | 1.92 | 97 | 82 | 207436606
LENNOX | SL25XPV-036-230A** | CH35-48C+TDR+TXV | SLP99UH110XV60C* | 34000 | 33800 | 21.2 | 13.5 | 8.5 | 1.76 | 90 | 77 | 207436380
LENNOX | SL25XPV-036-230A** | CH35-48C+TDR+TXV | SL280UH100NV60C* | 34000 | 33600 | 21 | 13.5 | 8.5 | 1.76 | 89 | 77 | 207436372
LENNOX | SL25XPV-036-230A** | CH35-48C+TDR+TXV | SL280UH090XV60C* | 34200 | 33800 | 21.4 | 13.5 | 8.5 | 1.76 | 89 | 77 | 207436371
LENNOX | SL25XPV-036-230A** | CH35-48C+TDR+TXV | SL280UH090V60C* | 34200 | 33800 | 21.4 | 13.5 | 8.5 | 1.76 | 89 | 77 | 207436370
LENNOX | SL25XPV-036-230A** | CH35-48B+TDR+TXV | SLP99UH070XV36B* | 33800 | 34600 | 21.8 | 13.3 | 8.8 | 1.82 | 91 | 76 | 207436363
LENNOX | SL25XPV-036-230A** | CH35-48C+TDR+TXV | EL296UH110XV60C* | 34000 | 33800 | 21.2 | 13.5 | 8.5 | 1.76 | 90 | 77 | 207436368
LENNOX | SL25XPV-036-230A** | CH35-48B+TDR+TXV | SL297UH060NV36B* | 33800 | 34600 | 21.4 | 13.3 | 8.8 | 1.82 | 91 | 76 | 207436362
LENNOX | SL25XPV-024-230A** | CH35-42B+TDR+TXV | SL280UH070V36A* | 22800 | 21400 | 22.2 | 14.5 | 9.6 | 1.98 | 109 | 93 | 208429477
LENNOX | SL25XPV-024-230A** | CHX35-42B-**-*+TDR | SL280UH070V36A* | 22800 | 21400 | 22.2 | 14.5 | 9.6 | 1.98 | 109 | 93 | 208429478
LENNOX | SL25XPV-036-230A** | CBA38MV-042-230*+TDR |  | 34200 | 34400 | 21 | 13.4 | 9.2 | 1.8 | 92 | 75 | 207574744
LENNOX | SL25XPV-048-230A** | CX35-60C+TDR | SLP99UH110XV60C* | 46000 | 44000 | 20 | 12.5 | 9.5 | 1.92 | 97 | 82 | 207436615
LENNOX | SL25XPV-048-230A** | CX35-60C+TDR | SLP99UH090XV60C* | 45500 | 44000 | 20 | 12.3 | 9.5 | 1.9 | 97 | 82 | 207436614
LENNOX | SL25XPV-048-230A** | CX35-60C+TDR | SLP99UH090XV48C* | 45500 | 44000 | 20 | 12 | 9.5 | 1.9 | 97 | 83 | 207436613
LENNOX | SL25XPV-048-230A** | C35-60C+TDR+TXV | SLP99UH110XV60C* | 46000 | 44000 | 20 | 12.5 | 9.5 | 1.92 | 97 | 82 | 207436540
LENNOX | SL25XPV-048-230A** | C35-60C+TDR+TXV | SLP99UH090XV60C* | 45500 | 44000 | 20 | 12.3 | 9.5 | 1.9 | 97 | 82 | 207436539
LENNOX | SL25XPV-048-230A** | C35-60C+TDR+TXV | SLP99UH090XV48C* | 45500 | 44000 | 20 | 12 | 9.5 | 1.9 | 97 | 83 | 207436538
LENNOX | SL25XPV-048-230A** | C35-60C+TDR+TXV | SL297UH080NV60C* | 45500 | 44000 | 20 | 12.2 | 9.5 | 1.9 | 95 | 83 | 207436537
LENNOX | SL25XPV-048-230A** | C35-60C+TDR+TXV | SL297UH080NV48C* | 45500 | 44000 | 20 | 12.2 | 9.5 | 1.92 | 95 | 83 | 207436536
LENNOX | SL25XPV-048-230A** | C35-60C+TDR+TXV | SL280UH110XV60C* | 46000 | 44000 | 20 | 12.5 | 9.5 | 1.92 | 95 | 82 | 207436535
LENNOX | SL25XPV-048-230A** | C35-60C+TDR+TXV | SL280UH110V60C* | 46000 | 44000 | 20 | 12.5 | 9.5 | 1.92 | 95 | 82 | 207436534
LENNOX | SL25XPV-048-230A** | C35-60C+TDR+TXV | SL280UH100NV60C* | 46000 | 43500 | 20.6 | 12.5 | 9.5 | 1.92 | 97 | 83 | 207436533
LENNOX | SL25XPV-036-230A** | CBA38MV-060-230*+TDR |  | 33800 | 35200 | 20 | 13.4 | 9.1 | 1.78 | 90 | 64 | 207436143
LENNOX | SL25XPV-048-230A** | C35-60C+TDR+TXV | SL280UH090XV60C* | 46000 | 43500 | 20.8 | 12.5 | 9.5 | 1.92 | 97 | 82 | 207436532
LENNOX | SL25XPV-048-230A** | C35-60C+TDR+TXV | SL280UH090V60C* | 46000 | 43500 | 20.8 | 12.5 | 9.5 | 1.92 | 97 | 82 | 207436531
BLUERIDGE | BHP17L48P-**A | BD1P-50/60C+TDR+TXV | BG96G1DF110CE20 | 47000 | 45000 | 15.4 | 12.5 | 8.1 | 2.2 | 67 | 54 | 210441376
BLUERIDGE | BHP17L48P-**A | BD1P-50/60C+TDR+TXV | BG96G1DF090CE16 | 47000 | 45000 | 15.2 | 12.5 | 8.1 | 2.2 | 67 | 54 | 210441375
BLUERIDGE | BHP17L48P-**A | BD1P-50/60C+TDR+TXV | BG80G1DF110CE20 | 47500 | 45000 | 15.8 | 13 | 8.1 | 2.22 | 67 | 53 | 210441374
BLUERIDGE | BHP17L30P-**A | BC1P30B+TDR+TXV | BG802UH090BE12 | 29200 | 27800 | 15.8 | 13 | 8.1 | 2.24 | 65 | 51 | 210441248
MRCOOL | MHP17030A-**A | MCDP3036CNPA+TDR+TXV | MGD96SE110C5XA | 28400 | 29400 | 15.4 | 12.5 | 8.5 | 2.2 | 63 | 48 | 210441077
MRCOOL | MHP17030A-**A | MCDP3036CNPA+TDR+TXV | MGD96SE090C4XA | 28000 | 29000 | 15.6 | 12.5 | 8.5 | 2.22 | 63 | 49 | 210441076
MRCOOL | MHP17030A-**A | MCDP3036CNPA+TDR+TXV | MGD80SE110C5A | 28200 | 29000 | 15.6 | 12.5 | 8.5 | 2.24 | 63 | 49 | 210441075
MRCOOL | MHP17030A-**A | MCDP3036BNPA+TDR+TXV | MGD96SE070B4XA | 27800 | 29000 | 15.2 | 12.5 | 8.5 | 2.2 | 63 | 49 | 210441074
MRCOOL | MHP17030A-**A | MCDP3036BNPA+TDR+TXV | MGD96SE045B3XA | 27600 | 28800 | 15.4 | 12.5 | 8.5 | 2.2 | 64 | 49 | 210441073
MRCOOL | MHP17030A-**A | MCVP36BNPA+TDR+TXV | MGM96SE070B3XA | 29400 | 27800 | 15.6 | 13 | 8.1 | 2.26 | 65 | 51 | 210441069
MRCOOL | MHP17030A-**A | MCDP3036BNPA+TDR+TXV | MGD80SE090B4A | 28200 | 29000 | 15.6 | 12.5 | 8.5 | 2.24 | 64 | 50 | 210441072
MRCOOL | MHP17030A-**A | MCDP3036BNPA+TDR+TXV | MGD80SE070B3A | 27800 | 29000 | 15.4 | 12.5 | 8.5 | 2.22 | 63 | 49 | 210441071
MRCOOL | MHP17030A-**A | MCVP36BNPA+TDR+TXV | MGM96SE045B3XA | 29400 | 27800 | 15.6 | 12.5 | 8.1 | 2.26 | 66 | 53 | 210441068
MRCOOL | MHP17030A-**A | MCVP36BNPA+TDR+TXV | MGM80SE090B4A | 29200 | 27600 | 16.2 | 13 | 8.1 | 2.26 | 65 | 51 | 210441067
MRCOOL | MHP17048A-**A | MCVP48CNPA+TDR+TXV | MGM80SE090C5A | 46500 | 44500 | 15.4 | 12.5 | 8.1 | 2.22 | 68 | 55 | 210441090
MRCOOL | MHP17042A-**A | MCDP0048CNPA+TDR+TXV | MGD80SE110C5A | 41000 | 42000 | 15.6 | 13 | 8.1 | 2.14 | 65 | 50 | 210441087
MRCOOL | MHP17018A-**A | MCDP3036BNPA+TDR+TXV | MGD96SE070B4XA | 18000 | 18000 | 16.4 | 13.5 | 8.3 | 2.16 | 62 | 47 | 210441050
MRCOOL | MHP17018A-**A | MCDP3036BNPA+TDR+TXV | MGD96SE045B3XA | 18000 | 17800 | 16.4 | 13.5 | 8.3 | 2.16 | 62 | 46 | 210441049
MRCOOL | MHP17018A-**A | MCDP3036BNPA+TDR+TXV | MGD80SE090B4A | 18000 | 18000 | 15.6 | 13 | 8.1 | 2.08 | 63 | 48 | 210441048
MRCOOL | MHP17018A-**A | MCDP3036BNPA+TDR+TXV | MGD80SE070B3A | 18000 | 17800 | 16 | 13.5 | 8.1 | 2.12 | 62 | 46 | 210441047
LENNOX | EL22XPV-036-230A** | C35-36B+TDR+TXV | SL280UH090XV48B* | 35000 | 34800 | 20.5 | 12 | 8.5 | 2.16 | 63 | 51 | 211467678
LENNOX | EL22XPV-036-230A** | C35-36B+TDR+TXV | SL297UH040NV36B* | 35000 | 35000 | 20.5 | 12 | 8.5 | 2.12 | 63 | 52 | 211467679
LENNOX | EL22XPV-036-230A** | C35-36B+TDR+TXV | SL297UH060NV36B* | 35000 | 35000 | 20.5 | 12 | 8.5 | 2.1 | 63 | 52 | 211467680
LENNOX | EL22XPV-036-230A** | C35-36B+TDR+TXV | SL280UH090V48B* | 35000 | 34800 | 20.5 | 12 | 8.5 | 2.16 | 63 | 51 | 211467677
LENNOX | EL22XPV-036-230A** | C35-36B+TDR+TXV | SL280UH090V36B* | 35000 | 34800 | 21 | 12 | 8.5 | 2.16 | 63 | 51 | 211467676
LENNOX | EL22XPV-036-230A** | C35-36B+TDR+TXV | SL280UH080NV48B* | 35000 | 34800 | 20 | 12 | 8.5 | 2.14 | 63 | 52 | 211467675
LENNOX | EL22XPV-036-230A** | C35-36B+TDR+TXV | ML296UH070XV36B* | 35000 | 34600 | 19 | 11.7 | 8.5 | 2.1 | 64 | 52 | 211467674
LENNOX | EL22XPV-036-230A** | C35-36B+TDR+TXV | ML296UH045XV36B* | 35000 | 34600 | 19 | 11.7 | 8.5 | 2.12 | 64 | 52 | 211467673
LENNOX | EL22XPV-036-230A** | C35-36B+TDR+TXV | ML196UH070XE48B* | 35000 | 34600 | 18.5 | 11.7 | 8.2 | 2.12 | 64 | 52 | 211467672
LENNOX | EL22XPV-036-230A** | C35-36B+TDR+TXV | ML196UH070XE36B* | 34600 | 34200 | 20 | 12 | 8.5 | 2.12 | 63 | 51 | 211467671
LENNOX | EL22XPV-036-230A** | CHX35-42C-**-*+TDR | ML193UH090XE36C* | 36000 | 33800 | 19.5 | 11.7 | 8.7 | 2.02 | 66 | 54 | 211467819
LENNOX | EL22XPV-036-230A** | C35-36B+TDR+TXV | ML196UH030XE36B* | 34600 | 34200 | 19.5 | 12 | 8.5 | 2.12 | 63 | 52 | 211467670
LENNOX | EL22XPV-036-230A** | C35-36B+TDR+TXV | ML193UH070XE36B* | 35000 | 34400 | 20.5 | 12 | 8.5 | 2.14 | 63 | 52 | 211467669
LENNOX | EL22XPV-036-230A** | C35-36B+TDR+TXV | ML193UH045XE36B* | 35000 | 34600 | 20 | 11.7 | 8.5 | 2.12 | 63 | 52 | 211467668
LENNOX | EL22XPV-036-230A** | C35-36B+TDR+TXV | ML193UH030XE36B* | 34600 | 34400 | 19.5 | 11.7 | 8.5 | 2.12 | 63 | 52 | 211467667
LENNOX | EL22XPV-036-230A** | C35-36B+TDR+TXV | ML180UH090V48B* | 35200 | 34400 | 20.5 | 12 | 8.5 | 2.14 | 63 | 51 | 211467665
LENNOX | EL22XPV-036-230A** | C35-36B+TDR+TXV | ML180UH090XE48B* | 35400 | 34400 | 20 | 12 | 8.5 | 2.18 | 63 | 51 | 211467666
LENNOX | EL22XPV-036-230A** | CHX35-42C-**-*+TDR | ML180UH110XE60C* | 35800 | 33400 | 18 | 12 | 8.7 | 2.04 | 66 | 54 | 211467818
LENNOX | EL22XPV-036-230A** | C35-36B+TDR+TXV | ML180UH090E48B* | 35400 | 34400 | 20 | 12 | 8.5 | 2.18 | 63 | 51 | 211467664
LENNOX | EL22XPV-036-230A** | C35-36B+TDR+TXV | ML180UH070XE36B* | 35200 | 34400 | 20.5 | 12 | 8.5 | 2.16 | 63 | 51 | 211467663
LENNOX | EL22XPV-036-230A** | C35-36B+TDR+TXV | ML180UH070V48B* | 34800 | 34000 | 21 | 12 | 8.5 | 2.16 | 63 | 51 | 211467662
LENNOX | EL22XPV-036-230A** | C35-36B+TDR+TXV | ML180UH070V36B* | 35000 | 34200 | 21 | 12 | 8.5 | 2.16 | 63 | 51 | 211467661
LENNOX | EL22XPV-036-230A** | C35-36B+TDR+TXV | EL296UH070XV36B* | 35000 | 35000 | 20.5 | 12 | 8.5 | 2.12 | 63 | 52 | 211467659
LENNOX | EL22XPV-036-230A** | C35-36B+TDR+TXV | ML180UH070E36B* | 35200 | 34400 | 20.5 | 12 | 8.5 | 2.16 | 63 | 51 | 211467660
LENNOX | EL22XPV-036-230A** | C35-36B+TDR+TXV | EL296UH045XE36B* | 34800 | 34400 | 20 | 12 | 8.5 | 2.12 | 63 | 52 | 211467656
LENNOX | EL22XPV-036-230A** | C35-36B+TDR+TXV | EL280UH090XE48B* | 35000 | 34000 | 19.5 | 12 | 8.5 | 2.18 | 63 | 51 | 211467655
LENNOX | EL22XPV-036-230A** | C35-36B+TDR+TXV | EL296UH070XE36B* | 34600 | 34200 | 20 | 12 | 8.5 | 2.12 | 63 | 52 | 211467658
LENNOX | EL22XPV-036-230A** | C35-36B+TDR+TXV | EL296UH045XV36B* | 34800 | 35000 | 20.5 | 11.7 | 8.5 | 2.1 | 63 | 52 | 211467657
LENNOX | EL22XPV-036-230A** | C35-36B+TDR+TXV | EL280UH090E36B* | 35600 | 34600 | 21.5 | 12 | 8.5 | 2.16 | 63 | 52 | 211467653
LENNOX | EL22XPV-036-230A** | C35-36B+TDR+TXV | EL280UH090E48B* | 35000 | 34000 | 19.5 | 12 | 8.5 | 2.18 | 63 | 51 | 211467654
LENNOX | EL22XPV-036-230A** | C35-36B+TDR+TXV | EL196UH030XE36B* | 34600 | 34200 | 19.5 | 12 | 8.5 | 2.12 | 63 | 52 | 211467651
LENNOX | EL22XPV-036-230A** | C35-36B+TDR+TXV | EL196UH070XE36B* | 34600 | 34200 | 20 | 12 | 8.5 | 2.12 | 63 | 51 | 211467652
LENNOX | EL22XPV-036-230A** | C35-36B+TDR+TXV | EL195UH040NE36B* | 34400 | 34000 | 20 | 12 | 8.5 | 2.12 | 63 | 51 | 211467649
LENNOX | EL22XPV-036-230A** | C35-36B+TDR+TXV | EL195UH060NE36B* | 35000 | 34400 | 20 | 12 | 8.5 | 2.14 | 63 | 52 | 211467650
LENNOX | EL22XPV-036-230A** | C35-36A+TDR+TXV | SL280UH070XV36A* | 35000 | 35000 | 20.5 | 12 | 8.5 | 2.1 | 63 | 52 | 211467647
LENNOX | EL22XPV-036-230A** | C35-36B+TDR+TXV | EL180UH080NE48B* | 35400 | 34800 | 19 | 12 | 8.5 | 2.14 | 63 | 52 | 211467648
LENNOX | EL22XPV-036-230A** | C35-36A+TDR+TXV | SL280UH070V36A* | 35000 | 35000 | 20.5 | 12 | 8.5 | 2.1 | 63 | 52 | 211467646
LENNOX | EL22XPV-036-230A** | C35-36A+TDR+TXV | ML180UH070XE36A* | 34800 | 34200 | 20.5 | 12 | 8.5 | 2.14 | 63 | 51 | 211467645
LENNOX | EL22XPV-036-230A** | C35-36A+TDR+TXV | ML180UH070V36A* | 35200 | 34600 | 20 | 12 | 8.5 | 2.12 | 63 | 52 | 211467644
LENNOX | EL22XPV-036-230A** | C35-36A+TDR+TXV | ML180UH070E36A* | 34800 | 34200 | 20.5 | 12 | 8.5 | 2.14 | 63 | 51 | 211467643
LENNOX | EL22XPV-036-230A** | C35-36A+TDR+TXV | ML180UH045XE36A* | 34800 | 34200 | 20.5 | 12 | 8.5 | 2.14 | 63 | 51 | 211467642
LENNOX | EL22XPV-036-230A** | C35-36A+TDR+TXV | ML180UH045V36A* | 35200 | 34400 | 20.5 | 12 | 8.5 | 2.14 | 63 | 52 | 211467641
LENNOX | EL22XPV-036-230A** | C35-36A+TDR+TXV | ML180UH045E36A* | 34800 | 34200 | 20.5 | 12 | 8.5 | 2.14 | 63 | 51 | 211467640
LENNOX | EL22XPV-036-230A** | C35-36A+TDR+TXV | EL280UH070XE36A* | 35000 | 34600 | 20 | 12 | 8.5 | 2.14 | 63 | 52 | 211467638
LENNOX | EL22XPV-036-230A** | C35-36A+TDR+TXV | ML180UH030V36A* | 35200 | 34400 | 20.5 | 12 | 8.5 | 2.14 | 63 | 52 | 211467639
LENNOX | EL22XPV-036-230A** | C35-36A+TDR+TXV | EL280UH070E36A* | 35000 | 34600 | 20 | 12 | 8.5 | 2.14 | 63 | 52 | 211467637
LENNOX | EL22XPV-036-230A** | C35-36A+TDR+TXV | EL180UH040NE36A* | 34600 | 34200 | 20 | 12 | 8.5 | 2.12 | 63 | 51 | 211467634
LENNOX | EL22XPV-036-230A** | C35-36A+TDR+TXV | EL180UH060NE36A* | 34600 | 34200 | 20 | 12 | 8.5 | 2.12 | 63 | 51 | 211467635
LENNOX | EL22XPV-036-230A** | C35-30B+TDR+TXV | SL297UH060NV36B* | 34600 | 34800 | 20 | 11.7 | 8.5 | 2.1 | 64 | 52 | 211467632
LENNOX | EL22XPV-036-230A** | C35-36A+TDR+TXV | EL280UH045E36A* | 35200 | 34600 | 21 | 12 | 8.5 | 2.14 | 63 | 51 | 211467636
LENNOX | EL22XPV-036-230A** | C35-30B+TDR+TXV | SLP99UH070XV36B* | 34600 | 34800 | 20.5 | 12 | 8.5 | 2.1 | 63 | 52 | 211467633
LENNOX | EL22XPV-036-230A** | C35-30B+TDR+TXV | SL297UH040NV36B* | 34600 | 34800 | 20.5 | 12 | 8.5 | 2.1 | 63 | 52 | 211467631
LENNOX | EL22XPV-036-230A** | C35-30B+TDR+TXV | SL280UH090XV48B* | 34800 | 34600 | 20 | 12 | 8.5 | 2.14 | 63 | 51 | 211467630
LENNOX | EL22XPV-036-230A** | C35-30B+TDR+TXV | SL280UH090V48B* | 34800 | 34600 | 20 | 12 | 8.5 | 2.14 | 63 | 51 | 211467629
LENNOX | EL22XPV-036-230A** | C35-30B+TDR+TXV | SL280UH080NV48B* | 34600 | 34800 | 20 | 12 | 8.5 | 2.12 | 63 | 52 | 211467627
LENNOX | EL22XPV-036-230A** | C35-30B+TDR+TXV | SL280UH090V36B* | 34600 | 34600 | 20.5 | 12 | 8.5 | 2.14 | 63 | 52 | 211467628
COMFORT-AIRE | HRG1536S1R-**AA | EAH1P42C+TDR+TXV | GUH80C110C5M | 36000 | 33200 | 16.4 | 13.5 | 8.1 | 2.2 | 67 | 54 | 211199955
Century | HRG1536S1R-**AA | EAH1P42B+TDR+TXV | GUH80C070B3M | 36000 | 33600 | 16 | 13 | 8.1 | 2.24 | 68 | 55 | 211199832
Century | HRG1536S1R-**AA | EAH1P42B+TDR+TXV | GUH96T070B3M | 36000 | 33800 | 15.6 | 13 | 8.1 | 2.26 | 69 | 56 | 211199831
Century | HRG1536S1R-**AA | EAH1P42B+TDR+TXV | GUH96T045B3M | 36000 | 34000 | 15.4 | 12.5 | 8.1 | 2.22 | 68 | 55 | 211199830
Century | HRG1524S1R-**AA | ED1P30/36C+TDR+TXV | GDD96C090C4M | 23400 | 23200 | 16 | 13 | 8.1 | 2.04 | 63 | 48 | 211199826
COMFORT-AIRE | HRG1536S1R-**AA | EAH1P42B+TDR+TXV | GUH96T070B3M | 36000 | 33800 | 15.6 | 13 | 8.1 | 2.26 | 69 | 56 | 211199944
COMFORT-AIRE | HRG1536S1R-**AA | EAH1P42B+TDR+TXV | GUH96T045B3M | 36000 | 34000 | 15.4 | 12.5 | 8.1 | 2.22 | 68 | 55 | 211199943
COMFORT-AIRE | HRG1524S1R-**AA | ED1P30/36C+TDR+TXV | GDD96C090C4M | 23400 | 23200 | 16 | 13 | 8.1 | 2.04 | 63 | 48 | 211199939
COMFORT-AIRE | HRG1524S1R-**AA | ED1P30/36C+TDR+TXV | GDD92C090C4M | 23200 | 23200 | 16 | 13 | 8.1 | 2.06 | 63 | 48 | 211199938
LENNOX | SL25XPV-048-230A** | CH35-51C+TDR+TXV | SL280UH110V60C* | 45000 | 45500 | 20 | 12.5 | 9.2 | 1.82 | 100 | 82 | 207436550
LENNOX | SL25XPV-048-230A** | CH35-51C+TDR+TXV | SL280UH100NV60C* | 45000 | 45500 | 20.8 | 12.4 | 9.2 | 1.82 | 100 | 82 | 207436549
LENNOX | SL25XPV-036-230A** | CX35-48B+TDR | SLP99UH070XV36B* | 33800 | 35800 | 21.6 | 13 | 8.8 | 1.8 | 93 | 78 | 207436476
LENNOX | SL25XPV-036-230A** | CX35-48B+TDR | SL297UH060NV36B* | 33800 | 35800 | 21.4 | 13 | 8.8 | 1.8 | 93 | 78 | 207436475
LENNOX | SL25XPV-036-230A** | CX35-48B+TDR | SL297UH040NV36B* | 33800 | 35800 | 21.6 | 13 | 8.8 | 1.8 | 93 | 78 | 207436474
LENNOX | SL25XPV-036-230A** | CX35-48B+TDR | SL280UH090XV48B* | 34000 | 35600 | 21.8 | 13.4 | 8.8 | 1.82 | 93 | 77 | 207436473
LENNOX | SL25XPV-036-230A** | CX35-48B+TDR | SL280UH090V48B* | 34000 | 35600 | 21.8 | 13.4 | 8.8 | 1.82 | 93 | 77 | 207436472
LENNOX | SL25XPV-036-230A** | CX35-48B+TDR | SL280UH090V36B* | 34000 | 35600 | 22.2 | 13.4 | 8.8 | 1.82 | 93 | 78 | 207436471
LENNOX | SL25XPV-036-230A** | CX35-48B+TDR | SL280UH080NV48B* | 34000 | 35400 | 21.4 | 13 | 8.8 | 1.8 | 93 | 78 | 207436470
LENNOX | SL25XPV-036-230A** | CX35-48B+TDR | EL296UH070XV36B* | 33800 | 35800 | 21.6 | 13 | 8.8 | 1.8 | 93 | 78 | 207436469
LENNOX | SL25XPV-048-230A** | CR33-50/60+TDR+TXV | SL280DF080NV60C* | 45500 | 43500 | 20 | 12.2 | 9 | 1.86 | 94 | 81 | 207436580
LENNOX | SL25XPV-048-230A** | CR33-50/60+TDR+TXV | EL296DF110XV60C* | 45500 | 44000 | 20.6 | 12 | 9 | 1.84 | 93 | 80 | 207436579
LENNOX | SL25XPV-048-230A** | CR33-50/60+TDR+TXV | EL296DF090XV60C* | 45500 | 44000 | 20.6 | 12 | 9.1 | 1.84 | 93 | 80 | 207436578
LENNOX | SL25XPV-048-230A** | CHX35-60D-**-*+TDR | SLP99UH135XV60D* | 45500 | 43500 | 21 | 12.4 | 9.1 | 1.86 | 97 | 82 | 207436577
LENNOX | SL25XPV-048-230A** | CHX35-60D-**-*+TDR | EL296UH135XV60D* | 45500 | 43500 | 21 | 12.4 | 9.1 | 1.86 | 97 | 82 | 207436575
LENNOX | SL25XPV-048-230A** | CHX35-60D-**-*+TDR | SL280UH135V60D* | 45500 | 43500 | 21 | 12.5 | 9.1 | 1.86 | 97 | 82 | 207436576
LENNOX | SL25XPV-048-230A** | CHX35-51/61C-**-*+TDR | SLP99UH110XV60C* | 45000 | 45500 | 20 | 12 | 9.2 | 1.82 | 101 | 82 | 207436574
LENNOX | SL25XPV-048-230A** | CX35-60C+TDR | EL296UH110XV48C* | 45500 | 44000 | 20 | 12.2 | 9.5 | 1.9 | 97 | 83 | 207436603
LENNOX | SL25XPV-048-230A** | CHX35-51/61C-**-*+TDR | SLP99UH090XV60C* | 44500 | 45500 | 20 | 12 | 9.2 | 1.8 | 101 | 82 | 207436573
LENNOX | SL25XPV-048-230A** | CX35-60C+TDR | EL296UH110XV60C* | 46000 | 44000 | 20 | 12.5 | 9.5 | 1.92 | 97 | 82 | 207436604
LENNOX | SL25XPV-048-230A** | CX35-60C+TDR | EL296UH090XV60C* | 45500 | 44000 | 20 | 12.2 | 9.5 | 1.9 | 97 | 82 | 207436602
LENNOX | SL25XPV-048-230A** | CX35-49C+TDR | SLP99UH090XV60C* | 45500 | 44000 | 20 | 12 | 8.9 | 1.78 | 99 | 82 | 207436599
LENNOX | SL25XPV-048-230A** | CX35-60C+TDR | EL296UH090XV48C* | 45500 | 44000 | 20 | 12 | 9.5 | 1.9 | 97 | 83 | 207436601
LENNOX | SL25XPV-048-230A** | CX35-49C+TDR | SLP99UH110XV60C* | 45500 | 44000 | 20 | 12 | 8.9 | 1.78 | 99 | 81 | 207436600
LENNOX | SL25XPV-048-230A** | CX35-49C+TDR | SL297UH080NV60C* | 45500 | 44000 | 20 | 12 | 8.9 | 1.76 | 99 | 82 | 207436597
LENNOX | SL25XPV-036-230A** | CX35-48C+TDR | SL297UH080NV48C* | 34000 | 35400 | 22 | 13.4 | 8.8 | 1.82 | 93 | 77 | 207436488
LENNOX | SL25XPV-048-230A** | CX35-49C+TDR | SLP99UH090XV48C* | 45000 | 44000 | 20 | 11.7 | 8.9 | 1.76 | 99 | 82 | 207436598
LENNOX | SL25XPV-036-230A** | CX35-48C+TDR | SL297UH080NV60C* | 34000 | 35600 | 20.8 | 13.4 | 8.8 | 1.82 | 93 | 77 | 207436489
LENNOX | SL25XPV-036-230A** | CX35-48C+TDR | SLP99UH090XV60C* | 34000 | 35600 | 20.8 | 13.5 | 8.8 | 1.82 | 93 | 77 | 207436492
LENNOX | SL25XPV-036-230A** | CX35-48C+TDR | SLP99UH090XV48C* | 34000 | 35600 | 22 | 13.4 | 8.8 | 1.82 | 93 | 77 | 207436491
LENNOX | SL25XPV-036-230A** | CX35-48C+TDR | SLP99UH090XV36C* | 34000 | 35600 | 22 | 13.4 | 8.8 | 1.82 | 93 | 78 | 207436490
LENNOX | SL25XPV-036-230A** | CX35-48C+TDR | SL280UH110XV60C* | 34000 | 35400 | 21 | 13.5 | 8.8 | 1.84 | 93 | 77 | 207436487
LENNOX | SL25XPV-036-230A** | CX35-48C+TDR | SL280UH110V60C* | 34000 | 35400 | 21 | 13.5 | 8.8 | 1.84 | 93 | 77 | 207436486
LENNOX | SL25XPV-036-230A** | CX35-48C+TDR | SL280UH100NV60C* | 34000 | 35200 | 21 | 13.5 | 8.8 | 1.82 | 93 | 78 | 207436485
LENNOX | SL25XPV-048-230A** | CH35-51C+TDR+TXV | SL280UH080NV60C* | 45000 | 45500 | 20.8 | 12.5 | 9.2 | 1.82 | 100 | 82 | 207436546
LENNOX | SL25XPV-048-230A** | CH35-51C+TDR+TXV | SL280UH090XV60C* | 45000 | 45500 | 21 | 12.5 | 9.2 | 1.84 | 100 | 82 | 207436548
LENNOX | SL25XPV-048-230A** | CH35-51C+TDR+TXV | SL280UH090V60C* | 45000 | 45500 | 21 | 12.5 | 9.2 | 1.84 | 100 | 82 | 207436547
LENNOX | SL25XPV-048-230A** | CH35-51C+TDR+TXV | EL296UH110XV60C* | 45000 | 45500 | 20 | 12 | 9.2 | 1.82 | 101 | 82 | 207436545
LENNOX | SL25XPV-048-230A** | CH35-51C+TDR+TXV | EL296UH090XV60C* | 44500 | 45500 | 20 | 12 | 9.2 | 1.82 | 101 | 83 | 207436543
LENNOX | SL25XPV-048-230A** | CH35-51C+TDR+TXV | EL296UH110XV48C* | 44500 | 45500 | 20.6 | 12.2 | 9.2 | 1.8 | 101 | 83 | 207436544
LENNOX | SL25XPV-048-230A** | CH35-51C+TDR+TXV | EL296UH090XV48C* | 44500 | 45500 | 20.6 | 12 | 9.2 | 1.8 | 101 | 83 | 207436542
LENNOX | SL25XPV-048-230A** | CBA38MV-048-230*+TDR |  | 46000 | 46000 | 21.8 | 12.5 | 9.8 | 1.98 | 99 | 80 | 207436541
LENNOX | SL25XPV-036-230A** | CHX35-48B-**-*+TDR | SL297UH040NV36B* | 33800 | 34600 | 21.8 | 13.4 | 8.8 | 1.84 | 90 | 76 | 207436413
LENNOX | SL25XPV-036-230A** | CHX35-48B-**-*+TDR | SL297UH060NV36B* | 33800 | 34600 | 21.4 | 13.3 | 8.8 | 1.82 | 91 | 76 | 207436414
LENNOX | SL25XPV-036-230A** | CHX35-48B-**-*+TDR | SL280UH090V48B* | 34000 | 34400 | 22 | 13.5 | 8.8 | 1.84 | 91 | 75 | 207436411
LENNOX | SL25XPV-036-230A** | CHX35-48B-**-*+TDR | SL280UH090V36B* | 34000 | 34400 | 22.2 | 13.5 | 8.8 | 1.84 | 90 | 76 | 207436410
LENNOX | SL25XPV-036-230A** | CHX35-48B-**-*+TDR | SL280UH090XV48B* | 34000 | 34400 | 22 | 13.5 | 8.8 | 1.84 | 91 | 75 | 207436412
LENNOX | SL25XPV-036-230A** | CHX35-48B-**-*+TDR | SL280UH080NV48B* | 33800 | 34400 | 21.4 | 13.4 | 8.8 | 1.84 | 90 | 76 | 207436409
LENNOX | SL25XPV-036-230A** | CHX35-48B-**-*+TDR | EL296UH070XV36B* | 33800 | 34600 | 21.8 | 13.3 | 8.8 | 1.82 | 91 | 76 | 207436408
LENNOX | SL25XPV-036-230A** | CHX35-48B-**-*+TDR | EL296UH045XV36B* | 33600 | 34800 | 21.6 | 13 | 8.8 | 1.82 | 90 | 75 | 207436407
LENNOX | SL25XPV-036-230A** | CX35-48B+TDR | EL296UH045XV36B* | 33800 | 35800 | 21.4 | 12.5 | 8.8 | 1.8 | 93 | 78 | 207436468
BLUERIDGE | BHP17L48P-**A | BC4X48C+TDR | BG801UH090CE20 | 46500 | 44500 | 15.4 | 12.5 | 8.1 | 2.22 | 68 | 55 | 210441384
BLUERIDGE | BHP17L48P-**A | BC4X48B+TDR | BG801UH090BE16 | 46500 | 45000 | 15.2 | 12.5 | 8.1 | 2.18 | 67 | 54 | 210441379
BLUERIDGE | BHP17L30P-**A | BC4X30B+TDR | BG802UH090BE12 | 29200 | 27800 | 15.8 | 13 | 8.1 | 2.24 | 65 | 51 | 210441278
BLUERIDGE | BHP17L42P-**A | BD1P-48B+TDR+TXV | BG80G1DF090BE16 | 40500 | 42000 | 15.4 | 13 | 8.1 | 2.12 | 65 | 50 | 210441344
BLUERIDGE | BHP17L18P-**A | BC1P24B+TDR+TXV | BG802UH090BV16 | 18000 | 17800 | 16 | 13.5 | 8.1 | 2.06 | 63 | 48 | 210441139
BLUERIDGE | BHP17L48P-**A | BC4X60C+TDR | BG921UH110CE16 | 48000 | 46500 | 15.4 | 12.5 | 8.1 | 2.36 | 68 | 54 | 210441409
BLUERIDGE | BHP17L48P-**A | BC4X60C+TDR | BG921UH090CE16 | 48000 | 46500 | 15.2 | 12.5 | 8.1 | 2.34 | 68 | 54 | 210441408
BLUERIDGE | BHP17L48P-**A | BC4X60C+TDR | BG801UH110CE20 | 48000 | 47000 | 15.4 | 12.5 | 8.3 | 2.34 | 67 | 54 | 210441407
BLUERIDGE | BHP17L48P-**A | BC4X60C+TDR | BG801UH090CE20 | 48000 | 46000 | 15.6 | 13 | 8.1 | 2.38 | 68 | 55 | 210441406
BLUERIDGE | BHP17L48P-**A | BC4X60C+TDR | BG962UH090CV12 | 48000 | 46000 | 15.2 | 12.5 | 8.1 | 2.36 | 68 | 55 | 210441403
ARMSTRONG AIR | 4SHP17LE148P-**A | EAC4X48C+TDR | A96UH2E110C20 | 46500 | 45000 | 15.2 | 12.5 | 8.1 | 2.18 | 67 | 54 | 211662701
ARMSTRONG AIR | 4SHP17LE148P-**A | EAC4X48C+TDR | A80UH2E110C20 | 46500 | 44500 | 15.6 | 12.5 | 8.1 | 2.2 | 67 | 54 | 211662698
ARMSTRONG AIR | 4SHP17LE148P-**A | EAC4X50/60C+TDR | A80US2V080C20X | 47000 | 45000 | 15.2 | 12.5 | 8.1 | 2.2 | 68 | 54 | 211662728
ARMSTRONG AIR | 4SHP17LE148P-**A | EAC4X50/60C+TDR | A80UH2E110C20 | 46500 | 45000 | 15.2 | 12.5 | 8.1 | 2.18 | 67 | 54 | 211662726
ARMSTRONG AIR | 4SHP17LE148P-**A | EAC4X49C+TDR | A97USMV090C12 | 47500 | 45000 | 15.2 | 12.5 | 8.1 | 2.22 | 68 | 56 | 211662725
ARMSTRONG AIR | 4SHP17LE148P-**A | EAC4X49C+TDR | A80US2V110C20L | 48000 | 45500 | 15.2 | 12.5 | 8.1 | 2.26 | 69 | 56 | 211662724
ARMSTRONG AIR | 4SHP17LE148P-**A | EAC4X49C+TDR | A80US2V110C20 | 48000 | 45500 | 15.2 | 12.5 | 8.1 | 2.26 | 69 | 56 | 211662723
ARMSTRONG AIR | 4SHP17LE148P-**A | EAC4X49C+TDR | A80US2V100C20X | 48000 | 45500 | 15.4 | 12.5 | 8.1 | 2.26 | 69 | 56 | 211662722
ARMSTRONG AIR | 4SHP17LE130P-**A | EA(C;U)1P36B+TDR+TXV | A80UH1E070B12 | 29600 | 27800 | 16 | 13 | 8.1 | 2.26 | 65 | 51 | 211662488
ARMSTRONG AIR | 4SHP17LE130P-**A | EA(C;U)1P36B+TDR+TXV | A96US2V070B12 | 30000 | 28000 | 16 | 13 | 8.1 | 2.28 | 66 | 52 | 211662487
ARMSTRONG AIR | 4SHP17LE130P-**A | EA(C;U)1P36B+TDR+TXV | A96US2V045B12 | 29800 | 28000 | 15.6 | 13 | 8.1 | 2.26 | 66 | 52 | 211662485
ARMSTRONG AIR | 4SHP17LE130P-**A | EA(C;U)1P36B+TDR+TXV | A96UH2E045B12 | 29400 | 27800 | 15.8 | 13 | 8.1 | 2.24 | 65 | 51 | 211662484
ARMSTRONG AIR | 4SHP17LE130P-**A | EA(C;U)1P36B+TDR+TXV | A80UH2E090B16 | 29400 | 27600 | 16.2 | 13 | 8.1 | 2.28 | 65 | 51 | 211662483
ARMSTRONG AIR | 4SHP17LE130P-**A | EA(C;U)1P36B+TDR+TXV | A80UH2E090B12 | 29800 | 27800 | 16.2 | 13 | 8.1 | 2.3 | 65 | 51 | 211662482
ARMSTRONG AIR | 4SHP17LE118P-**A | EA(C;U)1P24B+TDR+TXV | A93UH1E030B12 | 18000 | 17400 | 16 | 13.5 | 8.1 | 2.08 | 63 | 48 | 211662238
ARMSTRONG AIR | 4SHP17LE118P-**A | EA(C;U)1P24B+TDR+TXV | A96US2V070B12 | 18000 | 17400 | 16.4 | 13.5 | 8.1 | 2.08 | 63 | 48 | 211662236
ARMSTRONG AIR | 4SHP17LE118P-**A | EA(C;U)1P24B+TDR+TXV | A93UH1E070B12 | 18000 | 17200 | 16.2 | 13.5 | 8.1 | 2.1 | 63 | 48 | 211662240
ARMSTRONG AIR | 4SHP17LE118P-**A | ED1P30/36B+TDR+TXV | A96DF1E070B16 | 18000 | 18000 | 16.4 | 13.5 | 8.3 | 2.16 | 62 | 47 | 211662288
ARMSTRONG AIR | 4SHP17LE118P-**A | ED1P30/36B+TDR+TXV | A80DF1E090B16 | 18000 | 18000 | 15.6 | 13 | 8.1 | 2.08 | 63 | 48 | 211662284
ARMSTRONG AIR | 4SHP17LE118P-**A | ED1P30/36B+TDR+TXV | A93DF1E070B12 | 18000 | 18000 | 16.8 | 14 | 8.5 | 2.18 | 62 | 47 | 211662286
ARMSTRONG AIR | 4SHP17LE118P-**A | EA(C;U)1P24B+TDR+TXV | A96US2V045B12 | 18000 | 17400 | 16 | 13.5 | 8.1 | 2.06 | 63 | 48 | 211662234
ARMSTRONG AIR | 4SHP17LE118P-**A | EA(C;U)1P24B+TDR+TXV | A80UH2E090B12 | 18000 | 17400 | 16.4 | 14 | 8.1 | 2.12 | 62 | 47 | 211662232
Century | HRG1536S1R-**A | HCG36V1P |  | 36000 | 34000 | 15.8 | 13 | 8.1 | 2.2 | 65 | 51 | 210331278
Century | HRG1536S1R-**A | ED1P50/60C+TDR+TXV | GDD80C110C5M | 36000 | 32200 | 16.6 | 13.5 | 8.1 | 2.26 | 68 | 56 | 210331329
Century | HRG1530S1R-**A | ED1P30/36A+TDR+TXV | GDD96C110C5M | 28400 | 29400 | 15.4 | 12.5 | 8.5 | 2.2 | 63 | 48 | 210331392
Century | HRG1530S1R-**A | ED1P30/36A+TDR+TXV | GDD80C110C5M | 28200 | 29000 | 15.6 | 12.5 | 8.5 | 2.24 | 63 | 49 | 210331391
Century | HRG1530S1R-**A | ED1P30/36A+TDR+TXV | GDD96C090C4M | 28000 | 29000 | 15.6 | 12.5 | 8.5 | 2.22 | 63 | 49 | 210331390
AIREASE | 4SHP22LX136P-**A | ED1P30/36C+TDR+TXV | A96DF2E110C20 | 34800 | 35400 | 17 | 11.7 | 8.7 | 2.22 | 65 | 53 | 211528667
AIREASE | 4SHP22LX136P-**A | ED1P30/36C+TDR+TXV | A96DF2E090C16 | 34400 | 35000 | 18.5 | 12 | 8.8 | 2.22 | 65 | 53 | 211528666
AIREASE | 4SHP22LX136P-**A | ED1P30/36B+TDR+TXV | A97DSMV070B12 | 34400 | 35600 | 20.5 | 11.7 | 9 | 2.18 | 65 | 53 | 211528665
AIREASE | 4SHP22LX136P-**A | ED1P30/36B+TDR+TXV | A96DF1E070B16 | 34600 | 35400 | 19.5 | 11.7 | 9 | 2.2 | 66 | 53 | 211528663
AIREASE | 4SHP22LX136P-**A | ED1P30/36B+TDR+TXV | A96DF1E045B12 | 33800 | 34800 | 20 | 11.7 | 9 | 2.2 | 66 | 53 | 211528662
AIREASE | 4SHP22LX136P-**A | ED1P30/36B+TDR+TXV | A93DF1E070B12 | 34600 | 35200 | 20 | 11.7 | 9 | 2.2 | 65 | 53 | 211528661
AIREASE | 4SHP22LX136P-**A | ED1P30/36B+TDR+TXV | A93DF1E045B12 | 34400 | 35200 | 20 | 11.7 | 9 | 2.2 | 65 | 53 | 211528660
AIREASE | 4SHP22LX136P-**A | ED1P30/36B+TDR+TXV | A80DF1E090B16 | 34600 | 35000 | 19.5 | 12 | 9 | 2.26 | 65 | 53 | 211528659
AIREASE | 4SHP22LX136P-**A | ED1P30/36B+TDR+TXV | A96DS2V070B16 | 34200 | 35800 | 19.5 | 11.7 | 9 | 2.16 | 65 | 53 | 211528657
AIREASE | 4SHP22LX136P-**A | ED1P30/36B+TDR+TXV | A80DF1E070B12 | 34000 | 34800 | 20 | 12 | 9 | 2.22 | 65 | 53 | 211528658
AIREASE | 4SHP22LX136P-**A | ED1P30/36B+TDR+TXV | A96DS2V045B12 | 34400 | 35800 | 20.5 | 11.7 | 9 | 2.16 | 65 | 53 | 211528655
AIREASE | 4SHP22LX136P-**A | EAH1P42C+TDR+TXV | A97USMV090C12 | 35400 | 33800 | 19 | 11.7 | 8.8 | 2.02 | 67 | 54 | 211528649
AIREASE | 4SHP22LX136P-**A | ED1P30/36B+TDR+TXV | A96DF2E070B16 | 34200 | 35400 | 19.5 | 11.7 | 9 | 2.2 | 65 | 53 | 211528656
AIREASE | 4SHP22LX136P-**A | ED1P30/36A+TDR+TXV | A80DS2V070A12 | 34400 | 35800 | 20 | 11.7 | 9 | 2.16 | 65 | 53 | 211528654
AIREASE | 4SHP22LX136P-**A | ED1P30/36A+TDR+TXV | A80DF1E070A12 | 34000 | 35000 | 19.5 | 11.7 | 9 | 2.2 | 65 | 53 | 211528653
AIREASE | 4SHP22LX136P-**A | EAH1P42C+TDR+TXV | A97USMV090C20 | 35400 | 33800 | 18 | 12 | 8.7 | 2.02 | 67 | 54 | 211528651
AIREASE | 4SHP22LX136P-**A | EAH1P42C+TDR+TXV | A97USMV090C16 | 35400 | 33800 | 19 | 11.7 | 8.8 | 2.02 | 67 | 54 | 211528650
AIREASE | 4SHP22LX136P-**A | EAH1P42C+TDR+TXV | A97USMV110C20 | 35400 | 33800 | 18.5 | 12 | 8.8 | 2.04 | 66 | 54 | 211528652
AIREASE | 4SHP22LX136P-**A | EAH1P42C+TDR+TXV | A97US2V080C16X | 35400 | 33800 | 19 | 12 | 8.8 | 2.04 | 67 | 54 | 211528647
AIREASE | 4SHP22LX136P-**A | EAH1P42C+TDR+TXV | A97US2V080C20X | 35400 | 33800 | 18 | 12 | 8.8 | 2.04 | 67 | 54 | 211528648
AIREASE | 4SHP22LX136P-**A | EAH1P42C+TDR+TXV | A80US2V110C20L | 35400 | 33600 | 18 | 12 | 8.8 | 2.04 | 67 | 54 | 211528646
AIREASE | 4SHP22LX136P-**A | EAH1P42C+TDR+TXV | A80US2V110C20 | 35400 | 33600 | 18 | 12 | 8.8 | 2.04 | 67 | 54 | 211528645
AIREASE | 4SHP22LX136P-**A | EAH1P42C+TDR+TXV | A80US2V080C20X | 35400 | 33600 | 18.5 | 12 | 8.8 | 2.04 | 67 | 54 | 211528642
AIREASE | 4SHP22LX136P-**A | EAH1P42C+TDR+TXV | A80US2V090C20 | 35400 | 33600 | 18.5 | 12 | 8.8 | 2.06 | 67 | 54 | 211528643
AIREASE | 4SHP22LX136P-**A | EAH1P42C+TDR+TXV | A93UH1E090C16 | 35800 | 33400 | 18.5 | 12 | 8.7 | 2.04 | 67 | 54 | 211528637
AIREASE | 4SHP22LX136P-**A | EAH1P42C+TDR+TXV | A93UH1E110C20 | 36000 | 33600 | 17.5 | 12 | 8.5 | 2.04 | 67 | 54 | 211528639
AIREASE | 4SHP22LX136P-**A | EAH1P42C+TDR+TXV | A96UH1E110C20 | 36000 | 33800 | 17 | 12 | 8.5 | 2.04 | 67 | 54 | 211528641
AIREASE | 4SHP22LX136P-**A | EAH1P42C+TDR+TXV | A93UH1E110C16 | 35800 | 33400 | 19 | 12 | 8.7 | 2.04 | 66 | 54 | 211528638
AIREASE | 4SHP22LX136P-**A | EAH1P42C+TDR+TXV | A96UH1E090C16 | 36000 | 33600 | 18.5 | 12 | 8.7 | 2.04 | 67 | 54 | 211528640
AIREASE | 4SHP22LX136P-**A | EAH1P42C+TDR+TXV | A80UH1E090C20 | 36000 | 33400 | 18 | 12 | 8.7 | 2.06 | 66 | 54 | 211528634
AIREASE | 4SHP22LX136P-**A | EAH1P42C+TDR+TXV | A96US2V110C16 | 35400 | 33800 | 19 | 12 | 8.8 | 2.02 | 67 | 54 | 211528632
AIREASE | 4SHP22LX136P-**A | EAH1P42C+TDR+TXV | A80UH1E110C20 | 35800 | 33400 | 18 | 12 | 8.7 | 2.04 | 66 | 54 | 211528635
AIREASE | 4SHP22LX136P-**A | EAH1P42C+TDR+TXV | A93UH1E090C12 | 36000 | 33800 | 19.5 | 11.7 | 8.7 | 2.02 | 66 | 54 | 211528636
AIREASE | 4SHP22LX136P-**A | EAH1P42C+TDR+TXV | A96UH2E110C20 | 36000 | 33800 | 17 | 12 | 8.5 | 2.04 | 67 | 54 | 211528631
AIREASE | 4SHP22LX136P-**A | EAH1P42C+TDR+TXV | A96US2V110C20 | 35400 | 33800 | 18.5 | 12 | 8.8 | 2.04 | 66 | 54 | 211528633
AIREASE | 4SHP22LX136P-**A | EAH1P42C+TDR+TXV | A96US2V090C20 | 35400 | 33800 | 18 | 12 | 8.8 | 2.02 | 67 | 54 | 211528630
AIREASE | 4SHP22LX136P-**A | EAH1P42C+TDR+TXV | A96US2V090C16 | 35400 | 33800 | 19 | 11.7 | 8.8 | 2.02 | 67 | 54 | 211528629
AIREASE | 4SHP22LX136P-**A | EAH1P42C+TDR+TXV | A96UH2E090C16 | 35400 | 33200 | 18.5 | 12 | 8.7 | 2.04 | 67 | 54 | 211528627
AIREASE | 4SHP22LX136P-**A | EAH1P42C+TDR+TXV | A80UH2E110C16 | 35600 | 33200 | 19 | 12 | 8.7 | 2.06 | 66 | 53 | 211528625
AIREASE | 4SHP22LX136P-**A | EAH1P42C+TDR+TXV | A96US2V090C12 | 35400 | 33800 | 19 | 11.7 | 8.8 | 2.02 | 67 | 54 | 211528628
AIREASE | 4SHP22LX136P-**A | EAH1P42C+TDR+TXV | A80UH1E100C20X | 35600 | 33400 | 17.5 | 11.7 | 8.5 | 2.02 | 67 | 54 | 211528624
AIREASE | 4SHP22LX136P-**A | EAH1P36C+TDR+TXV | A97USMV110C20 | 34600 | 34800 | 19 | 11.7 | 8.5 | 2.04 | 66 | 52 | 211528623
AIREASE | 4SHP22LX136P-**A | EAH1P42C+TDR+TXV | A80UH2E110C20 | 36000 | 33800 | 17.5 | 12 | 8.5 | 2.04 | 67 | 54 | 211528626
AIREASE | 4SHP22LX136P-**A | EAH1P36C+TDR+TXV | A97USMV090C20 | 34400 | 34800 | 18.5 | 11.7 | 8.5 | 2.02 | 66 | 52 | 211528622
AIREASE | 4SHP22LX136P-**A | EAH1P36C+TDR+TXV | A97US2V080C20X | 34400 | 34800 | 18.5 | 11.7 | 8.5 | 2.04 | 66 | 53 | 211528619
AIREASE | 4SHP22LX136P-**A | EAH1P36C+TDR+TXV | A80US2V110C20L | 34600 | 34800 | 18.5 | 12 | 8.5 | 2.04 | 66 | 52 | 211528617
AIREASE | 4SHP22LX136P-**A | EAH1P36C+TDR+TXV | A97USMV090C16 | 34400 | 34800 | 19.5 | 11.7 | 8.5 | 2.02 | 66 | 52 | 211528621
AIREASE | 4SHP22LX136P-**A | EAH1P36C+TDR+TXV | A80US2V110C20 | 34600 | 34800 | 18.5 | 12 | 8.5 | 2.04 | 66 | 52 | 211528616
AIREASE | 4SHP22LX136P-**A | EAH1P36C+TDR+TXV | A97US2V080C16X | 34400 | 34800 | 19.5 | 11.7 | 8.5 | 2.04 | 66 | 52 | 211528618
AIREASE | 4SHP22LX136P-**A | EAH1P36C+TDR+TXV | A80US2V100C20X | 34400 | 34800 | 19 | 11.7 | 8.5 | 2.04 | 66 | 52 | 211528615
AIREASE | 4SHP22LX136P-**A | EAH1P36C+TDR+TXV | A80US2V090C20 | 34600 | 34600 | 19 | 12 | 8.5 | 2.06 | 66 | 52 | 211528614
AIREASE | 4SHP22LX136P-**A | EAH1P36C+TDR+TXV | A80US2V080C20X | 34600 | 34800 | 19 | 11.7 | 8.5 | 2.04 | 66 | 52 | 211528613
AIREASE | 4SHP22LX136P-**A | EAH1P36C+TDR+TXV | A96UH1E110C20 | 35200 | 34800 | 17.5 | 11.7 | 8.2 | 2.04 | 66 | 52 | 211528612
AIREASE | 4SHP22LX136P-**A | EAH1P36C+TDR+TXV | A96UH1E090C16 | 34800 | 34600 | 19 | 11.7 | 8.2 | 2.04 | 66 | 52 | 211528611
AIREASE | 4SHP22LX136P-**A | EAH1P36C+TDR+TXV | A93UH1E110C20 | 35000 | 34600 | 18 | 11.7 | 8.2 | 2.04 | 66 | 52 | 211528610
AIREASE | 4SHP22LX136P-**A | EAH1P36C+TDR+TXV | A80UH1E090C20 | 35000 | 34400 | 18 | 12 | 8.2 | 2.06 | 66 | 52 | 211528605
LENNOX | EL18XPV-024-230A** | CH35-30A+TDR+TXV | EL280UH070XE36A* | 24000 | 23600 | 20.8 | 13 | 8.1 | 2.16 | 61 | 45 | 206840566
LENNOX | EL18XPV-024-230A** | CH35-30A+TDR+TXV | EL280UH070E36A* | 24000 | 23600 | 20.8 | 13 | 8.1 | 2.16 | 61 | 45 | 206840565
LENNOX | EL18XPV-024-230A** | CH35-30A+TDR+TXV | EL180UH060NE36A* | 23800 | 23200 | 20.8 | 13 | 8.1 | 2.2 | 61 | 46 | 206840563
LENNOX | EL18XPV-024-230A** | CH35-30A+TDR+TXV | EL180UH040NE36A* | 23800 | 23200 | 20.8 | 13 | 8.1 | 2.2 | 61 | 46 | 206840562
LENNOX | EL18XPV-024-230A** | CH35-24B+TDR+TXV | SLP99UH070XV36B* | 22800 | 23600 | 20.4 | 13 | 8.1 | 2.12 | 63 | 47 | 206840561
LENNOX | EL18XPV-024-230A** | CBA27UHE-030-230*+TDR |  | 23800 | 23400 | 21.6 | 13.5 | 8.7 | 2.3 | 65 | 51 | 207256754
LENNOX | EL18XPV-024-230A** | CH35-24B+TDR+TXV | EL296UH045XE36B* | 23200 | 23600 | 20 | 12.5 | 8.2 | 2.12 | 63 | 47 | 206840546
LENNOX | EL18XPV-024-230A** | CH35-24B+TDR+TXV | EL296UH070XE36B* | 23200 | 23600 | 20.2 | 12.5 | 8.2 | 2.14 | 63 | 48 | 206840548
LENNOX | EL18XPV-024-230A** | CH35-24B+TDR+TXV | EL196UH045XE36B* | 23200 | 23600 | 19.8 | 12.5 | 8.1 | 2.14 | 63 | 47 | 206840543
ALLIED | 4HP17L30P-**A | ED1P30/36B+TDR+TXV | 96G2DF045BE12 | 27800 | 29000 | 15.2 | 12.5 | 8.5 | 2.2 | 64 | 50 | 210328698
ALLIED | 4HP17L48P-**A | EA(C;U)1P49C+TDR+TXV | 80G2UH110CV20 | 48000 | 45500 | 15.2 | 12.5 | 8.1 | 2.26 | 69 | 56 | 210328340
ALLIED | 4HP17L48P-**A | EA(C;U)1P49C+TDR+TXV | 80G2UH110CE16 | 48000 | 45000 | 15.4 | 12.5 | 8.1 | 2.26 | 69 | 56 | 210328338
ALLIED | 4HP17L30P-**A | EAC4X36B+TDR | 92G1UH070BE12 | 29400 | 27600 | 16 | 13 | 8.1 | 2.28 | 66 | 52 | 210328748
ALLIED | 4HP17L30P-**A | EAC4X36B+TDR | 92G1UH045BE12 | 29400 | 27800 | 15.8 | 13 | 8.1 | 2.26 | 65 | 51 | 210328747
ALLIED | 4HP17L30P-**A | EA(C;U)1P36B+TDR+TXV | 96G1UH070BE12 | 29400 | 27800 | 15.6 | 13 | 8.1 | 2.26 | 65 | 51 | 210328658
AC PRO | 4HP17L18P-**A | EAC4X24B+TDR | 80G2UH090BE12 | 18000 | 17400 | 16.4 | 14 | 8.1 | 2.12 | 62 | 47 | 210328280
ALLIED | 4HP17L48P-**A | EAC4X49C+TDR | 80G1UH090CE20 | 48000 | 45000 | 15.6 | 13 | 8.1 | 2.26 | 68 | 56 | 210328393
ALLIED | 4HP17L48P-**A | EAC4X48C+TDR | 96G2UH110CE20 | 46500 | 45000 | 15.2 | 12.5 | 8.1 | 2.18 | 67 | 54 | 210328388
ALLIED | 4HP17L48P-**A | EAC4X48C+TDR | 92G1UH110CE20 | 46500 | 44500 | 15.4 | 12.5 | 8.1 | 2.18 | 68 | 55 | 210328386
ALLIED | 4HP17L30P-**A | EAC4X36A+TDR | 80G2UH070AE12L | 29600 | 27800 | 16 | 13 | 8.1 | 2.26 | 65 | 51 | 210328735
ALLIED | 4HP17L48P-**A | EAC4X49C+TDR | 92G1UH110CE16 | 48000 | 45000 | 15.2 | 12.5 | 8.1 | 2.22 | 69 | 56 | 210328400
ALLIED | 4HP17L48P-**A | EAC4X49C+TDR | 92G1UH110CE20 | 47500 | 45000 | 15.4 | 12.5 | 8.1 | 2.24 | 68 | 56 | 210328394
ALLIED | 4HP17L48P-**A | EAC4X60C+TDR | 80G2UH110CE20L | 48000 | 46500 | 15.6 | 13 | 8.3 | 2.38 | 68 | 54 | 210328410
AC PRO | 4HP17L36P-**A | ED1P50/60C+TDR+TXV | 96G2DF110CV20 | 36000 | 32600 | 15.8 | 13 | 8.1 | 2.18 | 68 | 55 | 210327824
AC PRO | 4HP17L36P-**A | ED1P50/60C+TDR+TXV | 96G2DF090CV20 | 36000 | 32600 | 15.8 | 13 | 8.1 | 2.18 | 68 | 55 | 210327823
AC PRO | 4HP17L30P-**A | EA(C;U)1P36B+TDR+TXV | 96G1UH070BE12 | 29400 | 27800 | 15.6 | 13 | 8.1 | 2.26 | 65 | 51 | 210327880
AC PRO | 4HP17L30P-**A | EAC4X36B+TDR | 92G1UH070BE12 | 29400 | 27600 | 16 | 13 | 8.1 | 2.28 | 66 | 52 | 210327970
AC PRO | 4HP17L18P-**A | ED1P30/36B+TDR+TXV | 96G2DF070BE16 | 18000 | 18000 | 16 | 13.5 | 8.1 | 2.14 | 62 | 47 | 210328258
AC PRO | 4HP17L18P-**A | ED1P30/36B+TDR+TXV | 96G2DF045BE12 | 18000 | 18000 | 16.2 | 13.5 | 8.1 | 2.14 | 62 | 47 | 210328257
AC PRO | 4HP17L30P-**A | EAC4X36B+TDR | 80G1UH070BE12 | 29600 | 27800 | 16 | 13 | 8.1 | 2.26 | 65 | 51 | 210327978
ARMSTRONG AIR | 4SHP17LE118P-**A | ED1P30/36B+TDR+TXV | A80DF1E070B12 | 18000 | 17800 | 16 | 13.5 | 8.1 | 2.12 | 62 | 46 | 211662283
ARMSTRONG AIR | 4SHP17LE118P-**A | ED1P30/36B+TDR+TXV | A96DS2V070B16 | 18000 | 18000 | 15.6 | 13 | 8.3 | 2.04 | 64 | 50 | 211662282
ARMSTRONG AIR | 4SHP17LE118P-**A | ED1P30/36B+TDR+TXV | A96DF2E070B16 | 18000 | 18000 | 16 | 13.5 | 8.1 | 2.14 | 62 | 47 | 211662281
ARMSTRONG AIR | 4SHP17LE118P-**A | ED1P30/36B+TDR+TXV | A96DS2V045B12 | 18000 | 18000 | 16.4 | 13.5 | 8.5 | 2.16 | 63 | 48 | 211662280
ARMSTRONG AIR | 4SHP17LE118P-**A | ED1P30/36B+TDR+TXV | A96DF2E045B12 | 18000 | 18000 | 16.2 | 13.5 | 8.1 | 2.14 | 62 | 47 | 211662279
ARMSTRONG AIR | 4SHP17LE118P-**A | EA(C;U)1P24B+TDR+TXV | A97USMV070B12 | 18000 | 17400 | 16.4 | 13.5 | 8.1 | 2.08 | 63 | 48 | 211662249
ARMSTRONG AIR | 4SHP17LE118P-**A | EA(C;U)1P24B+TDR+TXV | A97US2V060B12X | 18000 | 17400 | 16.4 | 13.5 | 8.1 | 2.06 | 63 | 48 | 211662248
ARMSTRONG AIR | 4SHP17LE118P-**A | EA(C;U)1P24B+TDR+TXV | A97US2V040B12X | 18000 | 17400 | 16.4 | 13.5 | 8.1 | 2.06 | 63 | 48 | 211662247
ARMSTRONG AIR | 4SHP17LE118P-**A | EA(C;U)1P24B+TDR+TXV | A80US2V090B16 | 18000 | 17800 | 16 | 13.5 | 8.1 | 2.06 | 63 | 48 | 211662246
ARMSTRONG AIR | 4SHP17LE118P-**A | EA(C;U)1P24B+TDR+TXV | A80US2V090B12 | 18000 | 17600 | 16.4 | 13.5 | 8.1 | 2.1 | 64 | 49 | 211662245
ARMSTRONG AIR | 4SHP17LE118P-**A | EA(C;U)1P30B+TDR+TXV | A80US2V090B12 | 18000 | 17600 | 16.8 | 14 | 8.1 | 2.02 | 61 | 45 | 211662265
ARMSTRONG AIR | 4SHP17LE118P-**A | EA(C;U)1P30B+TDR+TXV | A80US2V080B16X | 18000 | 17600 | 16.8 | 14 | 8.1 | 1.98 | 60 | 44 | 211662264
ARMSTRONG AIR | 4SHP17LE118P-**A | BCE5C24M*1P+TXV |  | 18000 | 17800 | 15.4 | 13 | 8.1 | 2.1 | 63 | 48 | 211653548
AIREASE | 4SHP17LE118P-**A | BCE5C24M*1P+TXV |  | 18000 | 17800 | 15.4 | 13 | 8.1 | 2.1 | 63 | 48 | 211653549
LENNOX | EL17XP1-036-230A** | CBA25UHV-042-230-** |  | 36000 | 34000 | 16.2 | 13 | 8.1 | 2.22 | 65 | 51 | 211653543
LENNOX | EL17XP1-030-230A** | CBA25UH-036-230-** |  | 29000 | 27400 | 15.4 | 12.2 | 8.1 | 2.14 | 64 | 50 | 211653540
LENNOX | EL17XP1-018-230A** | CBA25UHV-024-230-** |  | 18000 | 18000 | 15.6 | 13 | 8.1 | 2.12 | 62 | 47 | 211653539
LENNOX | EL17XP1-036-230A** | CBA25UH-042-230-** |  | 35600 | 34200 | 15.6 | 12.2 | 8.1 | 2.16 | 65 | 51 | 211653542
LENNOX | EL17XP1-030-230A** | CBA25UHV-036-230-** |  | 29000 | 27200 | 15.8 | 12.5 | 8.1 | 2.16 | 64 | 49 | 211653541
LENNOX | EL17XP1-018-230A** | CBA25UH-024-230-** |  | 18000 | 17800 | 15.4 | 13 | 8.1 | 2.1 | 63 | 48 | 211653538
GE | NS17H36SA4-**A | NAM42P1TA4 |  | 35600 | 34200 | 15.6 | 12.2 | 8.1 | 2.16 | 65 | 51 | 211641622
GE | NS17H30SA4-**A | NAM36P1TA4 |  | 29000 | 27400 | 15.4 | 12.2 | 8.1 | 2.14 | 64 | 50 | 211641621
GE | NS17H18SA4-**A | NAM24P1TA4 |  | 18000 | 17800 | 15.4 | 13 | 8.1 | 2.1 | 63 | 48 | 211641620
GE | NS17H36SA4-**A | NAM42E1TA4 |  | 35600 | 33600 | 15.8 | 13 | 8.1 | 2.2 | 65 | 51 | 211641617
GE | NS17H30SA4-**A | NAM36E1TA4 |  | 28600 | 27000 | 15.8 | 12.5 | 8.3 | 2.14 | 64 | 49 | 211641616
GE | NS17H18SA4-**A | NAM24E1TA4 |  | 18000 | 17800 | 16 | 13 | 8.1 | 2.14 | 63 | 48 | 211641615
GE | NS17H36SA4-**A | NAM42V1TA4 |  | 36000 | 34000 | 16.2 | 13 | 8.1 | 2.22 | 65 | 51 | 211641627
GE | NS17H30SA4-**A | NAM36V1TA4 |  | 29000 | 27200 | 15.8 | 12.5 | 8.1 | 2.16 | 64 | 49 | 211641626
GE | NS17H18SA4-**A | NAM24V1TA4 |  | 18000 | 18000 | 15.6 | 13 | 8.1 | 2.12 | 62 | 47 | 211641625
GE | NS17H36SA4-**A | ED1P50/60C+TDR+TXV | NF96D090V5C-* | 36000 | 32600 | 15.8 | 13 | 8.1 | 2.18 | 68 | 55 | 211621881
GE | NS17H24SA4-**A | ED1P30/36B+TDR+TXV | NF80D070S3B-* | 23000 | 23400 | 15.8 | 13 | 8.1 | 2.04 | 62 | 47 | 211621835
GE | NS17H30SA4-**A | ED1P30/36C+TDR+TXV | NF96D090S4C-* | 28000 | 29000 | 15.6 | 12.5 | 8.5 | 2.22 | 63 | 49 | 211621859
GE | NS17H24SA4-**A | ED1P30/36C+TDR+TXV | NF96D090S4C-* | 23400 | 23200 | 16 | 13 | 8.1 | 2.04 | 63 | 48 | 211621843
GE | NS17H36SA4-**A | ED1P50/60C+TDR+TXV | NF96D110V5C-* | 36000 | 32600 | 15.8 | 13 | 8.1 | 2.18 | 68 | 55 | 211621882
GE | NS17H36SA4-**A | ED1P50/60C+TDR+TXV | NF80D110S5C-* | 36000 | 32200 | 16.6 | 13.5 | 8.1 | 2.26 | 68 | 56 | 211621879
Century | HRG1548S1R-**A | EA(C;U)1P49C+TDR+TXV | GUH96C090C4M | 47500 | 45000 | 15.2 | 12.5 | 8.1 | 2.24 | 69 | 56 | 210331161
Century | HRG1548S1R-**A | EA(C;U)1P49C+TDR+TXV | GUH80C110C5M | 48000 | 45500 | 15.2 | 12.5 | 8.1 | 2.26 | 69 | 56 | 210331158
Century | HRG1548S1R-**A | EA(C;U)1P49C+TDR+TXV | GUH92C110C4M | 48000 | 45000 | 15.2 | 12.5 | 8.1 | 2.22 | 69 | 56 | 210331160
Century | HRG1548S1R-**A | EA(C;U)1P49C+TDR+TXV | GUH96C110C5M | 48000 | 45000 | 15.2 | 12.5 | 8.1 | 2.26 | 69 | 56 | 210331157
Century | HRG1548S1R-**A | EA(C;U)1P49C+TDR+TXV | GUH92C110C5M | 47500 | 45000 | 15.4 | 12.5 | 8.1 | 2.24 | 68 | 56 | 210331156
Century | HRG1548S1R-**A | EAH1P60D+TDR+TXV | GUH97M135D5M | 48000 | 46000 | 15.2 | 12.5 | 8.1 | 2.2 | 67 | 53 | 210331237
Century | HRG1542S1R-**A | HCG42V1P |  | 41000 | 39000 | 15.4 | 13 | 8.1 | 2.14 | 66 | 52 | 210331238
Century | HRG1548S1R-**A | EAH1P60D+TDR+TXV | GUH96T135D5M | 48000 | 46000 | 15.2 | 12.5 | 8.1 | 2.18 | 67 | 53 | 210331236
Century | HRG1548S1R-**A | ED1P50/60C+TDR+TXV | GDD80C110C5M | 47500 | 45000 | 15.8 | 13 | 8.1 | 2.22 | 67 | 53 | 210331227
Century | HRG1548S1R-**A | EAH1P51C+TDR+TXV | GUH96T090C3M | 47000 | 45000 | 15.2 | 12.5 | 8.1 | 2.28 | 69 | 56 | 210331222
Century | HRG1548S1R-**A | EAH1P51C+TDR+TXV | GUH97M090C3M | 47000 | 45000 | 15.2 | 12.5 | 8.1 | 2.28 | 69 | 56 | 210331223
AIREASE | 4SHP22LX136P-**A | EAH1P36C+TDR+TXV | A93UH1E110C16 | 34800 | 34400 | 19.5 | 11.7 | 8.5 | 2.04 | 66 | 52 | 211528609
AIREASE | 4SHP22LX136P-**A | EAH1P36C+TDR+TXV | A93UH1E090C16 | 34800 | 34400 | 19 | 11.7 | 8.2 | 2.04 | 66 | 52 | 211528608
AIREASE | 4SHP22LX136P-**A | EAH1P36C+TDR+TXV | A96US2V110C20 | 34600 | 34800 | 19 | 11.7 | 8.5 | 2.04 | 66 | 52 | 211528604
AIREASE | 4SHP22LX136P-**A | EAH1P36C+TDR+TXV | A93UH1E090C12 | 35000 | 34800 | 20 | 11.7 | 8.5 | 2.02 | 66 | 52 | 211528607
AIREASE | 4SHP22LX136P-**A | EAH1P36C+TDR+TXV | A80UH1E110C20 | 34800 | 34400 | 18.5 | 12 | 8.2 | 2.04 | 66 | 52 | 211528606
AIREASE | 4SHP22LX136P-**A | EAH1P36C+TDR+TXV | A96US2V110C16 | 34400 | 34800 | 19.5 | 11.7 | 8.5 | 2.02 | 66 | 53 | 211528603
AIREASE | 4SHP22LX136P-**A | EAH1P36C+TDR+TXV | A96UH2E110C20 | 35200 | 34800 | 17.5 | 11.7 | 8.2 | 2.04 | 66 | 52 | 211528602
AIREASE | 4SHP22LX136P-**A | EAH1P36C+TDR+TXV | A96US2V090C20 | 34400 | 34800 | 18.5 | 11.7 | 8.5 | 2.02 | 66 | 52 | 211528601
AIREASE | 4SHP22LX136P-**A | EAH1P36C+TDR+TXV | A96US2V090C16 | 34400 | 34800 | 19.5 | 11.7 | 8.5 | 2.02 | 66 | 52 | 211528600
AIREASE | 4SHP22LX136P-**A | EAH1P30B+TDR+TXV | A96UH1E070B12 | 34200 | 34000 | 19.5 | 11.7 | 8.5 | 2.08 | 66 | 54 | 211528587
AIREASE | 4SHP22LX136P-**A | EAH1P30B+TDR+TXV | A80US2V090B12 | 34600 | 34600 | 20 | 11.7 | 8.7 | 2.12 | 66 | 53 | 211528589
AIREASE | 4SHP22LX136P-**A | EAH1P30B+TDR+TXV | A80US2V090B16 | 34600 | 34600 | 19.5 | 11.7 | 8.7 | 2.12 | 65 | 53 | 211528590
AIREASE | 4SHP22LX136P-**A | EAH1P30B+TDR+TXV | A80US2V080B16X | 34600 | 34800 | 19.5 | 11.7 | 8.7 | 2.1 | 66 | 53 | 211528588
AIREASE | 4SHP22LX136P-**A | EAH1P30B+TDR+TXV | A96UH1E030B12 | 34200 | 34000 | 19 | 11.7 | 8.5 | 2.08 | 66 | 54 | 211528586
AIREASE | 4SHP22LX136P-**A | EAH1P30B+TDR+TXV | A93UH1E045B12 | 34600 | 34600 | 19.5 | 11.7 | 8.5 | 2.1 | 65 | 53 | 211528584
AIREASE | 4SHP22LX136P-**A | EAH1P30B+TDR+TXV | A93UH1E070B12 | 34600 | 34400 | 19.5 | 11.7 | 8.5 | 2.1 | 66 | 53 | 211528585
AIREASE | 4SHP22LX136P-**A | EAH1P30B+TDR+TXV | A80UH1E070B12 | 34800 | 34200 | 20 | 11.7 | 8.7 | 2.12 | 65 | 53 | 211528582
AIREASE | 4SHP22LX136P-**A | EAH1P30B+TDR+TXV | A80UH1E090B16 | 34400 | 33800 | 19 | 12 | 8.5 | 2.14 | 66 | 53 | 211528583
AIREASE | 4SHP22LX136P-**A | EAH1P30B+TDR+TXV | A80UH2E090B16 | 35200 | 34400 | 19 | 12 | 8.5 | 2.12 | 66 | 53 | 211528578
AIREASE | 4SHP22LX136P-**A | EAH1P30B+TDR+TXV | A96UH2E070B12 | 34200 | 34200 | 19.5 | 11.7 | 8.5 | 2.08 | 65 | 54 | 211528580
AIREASE | 4SHP22LX136P-**A | EAH1P30B+TDR+TXV | A96UH2E045B12 | 34400 | 34200 | 19.5 | 11.7 | 8.5 | 2.1 | 66 | 54 | 211528579
AIREASE | 4SHP22LX136P-**A | EAH1P30B+TDR+TXV | A80UH1E080B16X | 34800 | 34600 | 18.5 | 11.7 | 8.5 | 2.1 | 66 | 53 | 211528576
AIREASE | 4SHP22LX136P-**A | EAH1P30B+TDR+TXV | A80UH2E090B12 | 35200 | 34600 | 20.5 | 11.7 | 8.7 | 2.12 | 65 | 53 | 211528577
AIREASE | 4SHP22LX136P-**A | EAH1P30A+TDR+TXV | A80UH1E070A12 | 34400 | 34600 | 19 | 11.7 | 8.2 | 1.98 | 65 | 53 | 211528575
AIREASE | 4SHP22LX136P-**A | EAH1P30A+TDR+TXV | A80UH1E045A12 | 34600 | 34600 | 19 | 11.7 | 8.2 | 1.98 | 65 | 53 | 211528574
AIREASE | 4SHP22LX136P-**A | BCE7S42M*4X |  | 35400 | 35000 | 19.5 | 11.7 | 9 | 2.3 | 65 | 53 | 211528572
AIREASE | 4SHP22LX136P-**A | EAH1P30A+TDR+TXV | A80UH2E045A12 | 35000 | 35000 | 19.5 | 11.7 | 8.2 | 1.98 | 66 | 53 | 211528573
AIREASE | 4SHP22LX136P-**A | BCE7E42M*4X |  | 35000 | 34400 | 19 | 11.7 | 9 | 2.3 | 65 | 52 | 211528571
AIREASE | 4SHP22LX136P-**A | BCE7E36M*4X |  | 34600 | 33600 | 20.5 | 11.7 | 8.8 | 2.24 | 68 | 54 | 211528570
AIREASE | 4SHP22LX136P-**A | EA(C;U)1P48B+TDR+TXV | A97USMV070B12 | 35000 | 34000 | 20.5 | 12 | 8.8 | 2.18 | 66 | 55 | 211528567
AIREASE | 4SHP22LX136P-**A | BCE5V36M*4X |  | 35400 | 33400 | 19.5 | 12 | 9 | 2.24 | 66 | 54 | 211528568
AIREASE | 4SHP22LX136P-**A | EA(C;U)1P48B+TDR+TXV | A97US2V060B12X | 34800 | 34000 | 20 | 12 | 8.8 | 2.18 | 66 | 55 | 211528566
AIREASE | 4SHP22LX136P-**A | EAH1P36C+TDR+TXV | A96UH2E090C16 | 34400 | 34200 | 19 | 11.7 | 8.2 | 2.04 | 66 | 52 | 211528598
AIREASE | 4SHP22LX136P-**A | EA(C;U)1P48B+TDR+TXV | A80US2V090B16 | 35000 | 33800 | 20 | 12 | 9 | 2.22 | 66 | 54 | 211528563
AIREASE | 4SHP22LX136P-**A | EA(C;U)1P48B+TDR+TXV | A80US2V090B16L | 35000 | 33800 | 20 | 12 | 9 | 2.22 | 66 | 54 | 211528564
AIREASE | 4SHP22LX136P-**A | EAH1P36C+TDR+TXV | A96US2V090C12 | 34400 | 34800 | 20 | 11.7 | 8.5 | 2.02 | 66 | 53 | 211528599
AIREASE | 4SHP22LX136P-**A | EAH1P36C+TDR+TXV | A80UH2E110C20 | 35400 | 34800 | 18 | 11.7 | 8.2 | 2.04 | 66 | 52 | 211528597
AIREASE | 4SHP22LX136P-**A | EA(C;U)1P48B+TDR+TXV | A80US2V090B12 | 35000 | 33800 | 20.5 | 12 | 9 | 2.22 | 66 | 54 | 211528562
AIREASE | 4SHP22LX136P-**A | EA(C;U)1P48B+TDR+TXV | A80US2V080B16X | 35000 | 33800 | 20 | 12 | 8.8 | 2.2 | 67 | 55 | 211528561
AIREASE | 4SHP22LX136P-**A | EA(C;U)1P48B+TDR+TXV | A96UH1E045B12 | 34400 | 33200 | 19.5 | 12 | 8.7 | 2.18 | 66 | 55 | 211528559
AIREASE | 4SHP22LX136P-**A | EA(C;U)1P48B+TDR+TXV | A96UH1E070B12 | 34600 | 33400 | 19.5 | 12 | 8.8 | 2.2 | 66 | 55 | 211528560
AIREASE | 4SHP22LX136P-**A | EA(C;U)1P48B+TDR+TXV | A96UH1E030B12 | 34400 | 33400 | 19 | 11.7 | 8.7 | 2.18 | 66 | 55 | 211528558
AIREASE | 4SHP22LX136P-**A | EA(C;U)1P48B+TDR+TXV | A93UH1E045B12 | 35000 | 33600 | 19.5 | 11.7 | 8.8 | 2.18 | 67 | 55 | 211528556
AIREASE | 4SHP22LX136P-**A | EA(C;U)1P48B+TDR+TXV | A93UH1E070B12 | 35000 | 33600 | 19.5 | 12 | 8.8 | 2.2 | 66 | 55 | 211528557
AIREASE | 4SHP22LX136P-**A | EA(C;U)1P48B+TDR+TXV | A93UH1E030B12 | 34800 | 33400 | 19 | 11.7 | 8.8 | 2.18 | 67 | 55 | 211528555
AIREASE | 4SHP22LX136P-**A | EA(C;U)1P48B+TDR+TXV | A80UH1E090B16 | 35600 | 33600 | 19.5 | 12 | 8.8 | 2.24 | 66 | 54 | 211528554
AIREASE | 4SHP22LX136P-**A | EA(C;U)1P48B+TDR+TXV | A80UH1E070B12 | 35200 | 33400 | 20 | 12 | 8.8 | 2.22 | 66 | 54 | 211528553
AIREASE | 4SHP22LX136P-**A | EA(C;U)1P48B+TDR+TXV | A96US2V070B12 | 35000 | 34000 | 20.5 | 12 | 8.8 | 2.18 | 66 | 55 | 211528552
AIREASE | 4SHP22LX136P-**A | EA(C;U)1P48B+TDR+TXV | A96UH2E070B12 | 34800 | 33400 | 19.5 | 12 | 8.8 | 2.18 | 66 | 55 | 211528551
AIREASE | 4SHP22LX136P-**A | EA(C;U)1P48B+TDR+TXV | A96US2V045B12 | 34800 | 34000 | 20 | 12 | 8.8 | 2.18 | 66 | 55 | 211528550
AIREASE | 4SHP22LX136P-**A | EA(C;U)1P48B+TDR+TXV | A96UH2E045B12 | 34800 | 33600 | 20 | 12 | 8.8 | 2.2 | 67 | 55 | 211528549
AIREASE | 4SHP22LX136P-**A | EA(C;U)1P48B+TDR+TXV | A80UH1E080B16X | 35400 | 33800 | 18.5 | 12 | 8.7 | 2.18 | 67 | 55 | 211528546
AIREASE | 4SHP22LX136P-**A | EA(C;U)1P48B+TDR+TXV | A80UH2E090B12 | 35000 | 33200 | 20.5 | 12 | 8.8 | 2.24 | 66 | 55 | 211528547
AIREASE | 4SHP22LX136P-**A | EA(C;U)1P36B+TDR+TXV | A97US2V040B12X | 35000 | 35000 | 20.5 | 12 | 8.5 | 2.12 | 63 | 52 | 211528543
AIREASE | 4SHP22LX136P-**A | EA(C;U)1P36B+TDR+TXV | A97US2V060B12X | 35000 | 35000 | 20.5 | 12 | 8.5 | 2.1 | 63 | 52 | 211528544
AIREASE | 4SHP22LX136P-**A | EAH1P36C+TDR+TXV | A80UH2E110C16 | 34600 | 34200 | 19.5 | 12 | 8.5 | 2.06 | 65 | 52 | 211528596
LENNOX | EL18XPV-024-230A** | CH35-24B+TDR+TXV | EL280UH090E36B* | 23200 | 23800 | 20.8 | 12.5 | 8.2 | 2.14 | 63 | 47 | 206840545
LENNOX | EL18XPV-024-230A** | CH35-24B+TDR+TXV | EL196UH070XE36B* | 23200 | 23600 | 19.8 | 12.5 | 8.1 | 2.16 | 63 | 47 | 206840544
LENNOX | EL18XPV-024-230A** | CH35-24A+TDR+TXV | ML180UH070V36A* | 23200 | 23400 | 21 | 13 | 8.1 | 2.12 | 66 | 52 | 206840539
LENNOX | EL18XPV-024-230A** | CHX35-30A-**-*+TDR | EL280UH070XE36A* | 24000 | 23600 | 20.8 | 13 | 8.1 | 2.16 | 61 | 45 | 206840628
LENNOX | EL18XPV-024-230A** | CHX35-30A-**-*+TDR | EL280UH070E36A* | 24000 | 23600 | 20.8 | 13 | 8.1 | 2.16 | 61 | 45 | 206840627
LENNOX | EL18XPV-024-230A** | CHX35-30A-**-*+TDR | EL180UH040NE36A* | 23800 | 23200 | 20.8 | 13 | 8.1 | 2.2 | 61 | 46 | 206840624
LENNOX | EL18XPV-024-230A** | CHX35-30A-**-*+TDR | EL180UH060NE36A* | 23800 | 23200 | 20.8 | 13 | 8.1 | 2.2 | 61 | 46 | 206840625
LENNOX | EL18XPV-024-230A** | CHX35-24B-**-*+TDR | SLP99UH070XV36B* | 22800 | 23600 | 20.4 | 13 | 8.1 | 2.12 | 63 | 47 | 206840623
LENNOX | EL18XPV-024-230A** | CHX35-24B-**-*+TDR | SL297UH040NV36B* | 22800 | 23600 | 20.4 | 13 | 8.1 | 2.12 | 63 | 47 | 206840621
LENNOX | EL18XPV-024-230A** | CHX35-24B-**-*+TDR | SL280UH090V36B* | 22800 | 23400 | 20.4 | 13 | 8.1 | 2.14 | 63 | 48 | 206840620
LENNOX | EL18XPV-024-230A** | CHX35-24B-**-*+TDR | ML296UH045XV36B* | 22800 | 23600 | 20.4 | 12.5 | 8.1 | 2.12 | 63 | 48 | 206840618
LENNOX | EL18XPV-024-230A** | CHX35-24B-**-*+TDR | ML296UH070XV36B* | 23000 | 23800 | 20 | 12.5 | 8.1 | 2.1 | 63 | 48 | 206840619
LENNOX | EL18XPV-024-230A** | CH35-24B+TDR+TXV | SL297UH040NV36B* | 22800 | 23600 | 20.4 | 13 | 8.1 | 2.12 | 63 | 47 | 206840559
LENNOX | EL18XPV-024-230A** | CH35-24B+TDR+TXV | ML296UH045XV36B* | 22800 | 23600 | 20.4 | 12.5 | 8.1 | 2.12 | 63 | 48 | 206840556
LENNOX | EL18XPV-024-230A** | CH35-24B+TDR+TXV | SL280UH090V36B* | 22800 | 23400 | 20.4 | 13 | 8.1 | 2.14 | 63 | 48 | 206840558
LENNOX | EL18XPV-024-230A** | CH35-24B+TDR+TXV | ML296UH070XV36B* | 23000 | 23800 | 20 | 12.5 | 8.1 | 2.1 | 63 | 48 | 206840557
LENNOX | EL18XPV-024-230A** | CH35-24B+TDR+TXV | ML196UH070XE36B* | 23200 | 23600 | 19.8 | 12.5 | 8.1 | 2.16 | 63 | 47 | 206840555
LENNOX | EL18XPV-024-230A** | CH35-24B+TDR+TXV | ML193UH045XE36B* | 23200 | 23600 | 20.6 | 12.5 | 8.2 | 2.12 | 63 | 47 | 206840552
LENNOX | EL18XPV-024-230A** | CH35-24B+TDR+TXV | ML193UH070XE36B* | 23200 | 23600 | 20.8 | 12.5 | 8.2 | 2.14 | 63 | 48 | 206840553
LENNOX | EL18XPV-024-230A** | CH35-24B+TDR+TXV | ML196UH045XE36B* | 23200 | 23600 | 19.8 | 12.5 | 8.1 | 2.14 | 63 | 47 | 206840554
LENNOX | EL18XPV-024-230A** | CH35-24B+TDR+TXV | ML180UH070V36B* | 23000 | 23600 | 21.4 | 13 | 8.2 | 2.14 | 63 | 47 | 206840550
LENNOX | EL18XPV-024-230A** | CH35-24B+TDR+TXV | EL296UH070XV36B* | 22800 | 23600 | 20.4 | 13 | 8.1 | 2.12 | 63 | 47 | 206840549
LENNOX | EL18XPV-024-230A** | CX35-24B+TDR | ML193UH045XE36B* | 22800 | 23000 | 20.4 | 12.5 | 8.1 | 2.14 | 64 | 50 | 206840789
LENNOX | EL18XPV-024-230A** | CX35-24B+TDR | ML193UH070XE36B* | 23000 | 23200 | 20.8 | 12.5 | 8.1 | 2.12 | 64 | 49 | 206840790
AC PRO | 4HP17L18P-**A | EA(C;U)1P24A+TDR+TXV | 80G2UH070AE12L | 18000 | 17200 | 16.4 | 13.5 | 8.1 | 2.12 | 63 | 48 | 210328157
AC PRO | 4HP17L30P-**A | EAC4X36A+TDR | 80G1UH070AE12 | 29400 | 27600 | 16 | 13 | 8.1 | 2.28 | 66 | 52 | 210327959
AC PRO | 4HP17L30P-**A | EAC4X36A+TDR | 80G2UH070AE12L | 29600 | 27800 | 16 | 13 | 8.1 | 2.26 | 65 | 51 | 210327957
AC PRO | 4HP17L30P-**A | EA(C;U)1P36B+TDR+TXV | 96G2UH045BV12 | 29800 | 28000 | 15.6 | 13 | 8.1 | 2.26 | 66 | 52 | 210327890
AC PRO | 4HP17L48P-**A | EA(C;U)1P49C+TDR+TXV | 80G2UH110CE20L | 48000 | 45000 | 15.4 | 12.5 | 8.1 | 2.26 | 69 | 56 | 210327555
AC PRO | 4HP17L48P-**A | EAC4X60C+TDR | 80G2UH110CE20 | 48000 | 46500 | 15.6 | 13 | 8.3 | 2.38 | 68 | 54 | 210327631
ROYALTON | 4HP17L18P-**A | BCE7E18M*4X |  | 18000 | 17800 | 15.6 | 12.5 | 8.5 | 2.16 | 62 | 46 | 210327372
AC PRO | 4HP17L48P-**A | EAC4X60C+TDR | 80G2UH110CV20 | 48000 | 47000 | 15.4 | 12.5 | 8.3 | 2.32 | 67 | 54 | 210327641
AC PRO | 4HP17L48P-**A | EAC4X60C+TDR | 92G1UH090CE16 | 48000 | 46500 | 15.2 | 12.5 | 8.1 | 2.34 | 68 | 54 | 210327636
AC PRO | 4HP17L48P-**A | EAC4X60C+TDR | 96G1UH090CE16 | 48000 | 46000 | 15.4 | 12.5 | 8.1 | 2.36 | 68 | 55 | 210327638
ROYALTON | 4HP17L18P-**A | ED1P30/36B+TDR+TXV | 96G2DF070BV16 | 18000 | 18000 | 15.6 | 13 | 8.3 | 2.04 | 64 | 50 | 210327485
AC PRO | 4HP17L30P-**A | ED1P30/36B+TDR+TXV | 92G1DF045BE12 | 27600 | 28800 | 15.4 | 12.5 | 8.5 | 2.2 | 64 | 49 | 210327917
AC PRO | 4HP17L48P-**A | EAC4X50/60C+TDR | 80G2UH110CE20 | 46500 | 45000 | 15.2 | 12.5 | 8.1 | 2.18 | 67 | 54 | 210327644
AC PRO | 4HP17L48P-**A | EA(C;U)1P49C+TDR+TXV | 96G2UH090CV12 | 47500 | 45000 | 15.2 | 12.5 | 8.1 | 2.22 | 68 | 56 | 210327563
AC PRO | 4HP17L48P-**A | EA(C;U)1P50/60C+TDR+TXV | 80G2UH110CE20 | 46500 | 45000 | 15.2 | 12.5 | 8.1 | 2.18 | 67 | 54 | 210327580
AC PRO | 4HP17L48P-**A | EA(C;U)1P49C+TDR+TXV | 80G1UH110CE20 | 48000 | 45500 | 15.2 | 12.5 | 8.1 | 2.26 | 69 | 56 | 210327557
AC PRO | 4HP17L48P-**A | EA(C;U)1P49C+TDR+TXV | 96G2UH110CE20 | 47500 | 45000 | 15.2 | 12.5 | 8.1 | 2.24 | 69 | 56 | 210327556
AC PRO | 4HP17L48P-**A | EA(C;U)1P60C+TDR+TXV | 80G2UH110CE20 | 48000 | 46500 | 15.6 | 13 | 8.3 | 2.38 | 68 | 54 | 210327567
LENNOX | EL22XPV-036-230A** | CHX35-36C-**-*+TDR | ML193UH090XE48C* | 34800 | 34400 | 19 | 11.7 | 8.2 | 2.04 | 66 | 52 | 211467779
LENNOX | EL22XPV-036-230A** | CHX35-36C-**-*+TDR | ML193UH090XE36C* | 35000 | 34800 | 20 | 11.7 | 8.5 | 2.02 | 66 | 52 | 211467778
LENNOX | EL22XPV-036-230A** | CHX35-36C-**-*+TDR | ML180UH110XE60C* | 34800 | 34400 | 18.5 | 12 | 8.2 | 2.04 | 66 | 52 | 211467777
LENNOX | EL22XPV-036-230A** | CHX35-36C-**-*+TDR | ML180UH090E60C* | 35000 | 34400 | 18 | 12 | 8.2 | 2.06 | 66 | 52 | 211467774
LENNOX | EL22XPV-036-230A** | CHX35-36C-**-*+TDR | ML180UH110V60C* | 35200 | 34600 | 20 | 12 | 8.5 | 2.06 | 65 | 52 | 211467776
LENNOX | EL22XPV-036-230A** | CHX35-36C-**-*+TDR | ML180UH110E60C* | 34800 | 34400 | 18.5 | 12 | 8.2 | 2.04 | 66 | 52 | 211467775
LENNOX | EL22XPV-036-230A** | CHX35-36C-**-*+TDR | EL280UH110E48C* | 34600 | 34200 | 19.5 | 12 | 8.5 | 2.06 | 65 | 52 | 211467764
LENNOX | EL22XPV-036-230A** | CHX35-36C-**-*+TDR | EL296UH110XV48C* | 34400 | 34800 | 19.5 | 11.7 | 8.5 | 2.02 | 66 | 53 | 211467772
LENNOX | EL22XPV-036-230A** | CHX35-36C-**-*+TDR | EL296UH110XE60C* | 35200 | 34800 | 17.5 | 11.7 | 8.2 | 2.04 | 66 | 52 | 211467771
LENNOX | EL22XPV-036-230A** | CHX35-42C-**-*+TDR | SL280UH110V60C* | 35400 | 33600 | 18 | 12 | 8.8 | 2.04 | 67 | 54 | 211467833
LENNOX | EL22XPV-036-230A** | CHX35-36C-**-*+TDR | EL296UH090XV60C* | 34400 | 34800 | 18.5 | 11.7 | 8.5 | 2.02 | 66 | 52 | 211467770
LENNOX | EL22XPV-036-230A** | CHX35-36C-**-*+TDR | EL296UH090XV48C* | 34400 | 34800 | 19.5 | 11.7 | 8.5 | 2.02 | 66 | 52 | 211467769
LENNOX | EL22XPV-036-230A** | CHX35-36C-**-*+TDR | EL280UH110E60C* | 35400 | 34800 | 18 | 11.7 | 8.2 | 2.04 | 66 | 52 | 211467765
LENNOX | EL22XPV-036-230A** | CHX35-36C-**-*+TDR | EL296UH090XE48C* | 34400 | 34200 | 19 | 11.7 | 8.2 | 2.04 | 66 | 52 | 211467767
LENNOX | EL22XPV-036-230A** | CHX35-36C-**-*+TDR | EL296UH090XV36C* | 34400 | 34800 | 20 | 11.7 | 8.5 | 2.02 | 66 | 53 | 211467768
LENNOX | EL22XPV-036-230A** | CHX35-36C-**-*+TDR | EL280UH110XE60C* | 35400 | 34800 | 18 | 11.7 | 8.2 | 2.04 | 66 | 52 | 211467766
LENNOX | EL22XPV-036-230A** | CHX35-30B-**-*+TDR | SL280UH090V48B* | 34600 | 34600 | 19.5 | 11.7 | 8.7 | 2.12 | 65 | 53 | 211467754
LENNOX | EL22XPV-036-230A** | CHX35-36C-**-*+TDR | EL196UH110XE60C* | 35200 | 34800 | 17.5 | 11.7 | 8.2 | 2.04 | 66 | 52 | 211467763
LENNOX | EL22XPV-036-230A** | CHX35-36C-**-*+TDR | EL196UH090XE48C* | 34200 | 34000 | 19 | 11.7 | 8.2 | 2.04 | 66 | 52 | 211467762
LENNOX | EL22XPV-036-230A** | CHX35-36C-**-*+TDR | EL195UH100NE60C* | 35000 | 34800 | 17.5 | 11.7 | 8.2 | 2.02 | 66 | 52 | 211467761
LENNOX | EL22XPV-036-230A** | CHX35-36C-**-*+TDR | EL195UH080NE48C* | 34600 | 34600 | 18.5 | 11.7 | 8.2 | 2.02 | 66 | 52 | 211467760
LENNOX | EL22XPV-036-230A** | CHX35-36C-**-*+TDR | EL180UH100NE60C* | 34600 | 34400 | 17.5 | 11.7 | 8.2 | 2.02 | 66 | 53 | 211467759
LENNOX | EL22XPV-036-230A** | CHX35-30B-**-*+TDR | SL297UH060NV36B* | 34600 | 34800 | 20 | 11.7 | 8.7 | 2.1 | 66 | 54 | 211467757
LENNOX | EL22XPV-036-230A** | CHX35-30B-**-*+TDR | SL297UH040NV36B* | 34600 | 34800 | 20 | 11.7 | 8.7 | 2.1 | 66 | 54 | 211467756
LENNOX | EL22XPV-036-230A** | CHX35-30B-**-*+TDR | SLP99UH070XV36B* | 34600 | 35000 | 19.5 | 11.7 | 8.7 | 2.08 | 66 | 53 | 211467758
LENNOX | EL22XPV-036-230A** | CHX35-30B-**-*+TDR | SL280UH090XV48B* | 34600 | 34600 | 19.5 | 11.7 | 8.7 | 2.12 | 65 | 53 | 211467755
LENNOX | EL22XPV-036-230A** | CHX35-30B-**-*+TDR | ML180UH090V48B* | 34800 | 34400 | 20 | 11.7 | 8.7 | 2.1 | 66 | 53 | 211467746
LENNOX | EL22XPV-036-230A** | CHX35-30B-**-*+TDR | SL280UH090V36B* | 34600 | 34600 | 20 | 11.7 | 8.7 | 2.12 | 66 | 53 | 211467753
LENNOX | EL22XPV-036-230A** | CHX35-30B-**-*+TDR | SL280UH080NV48B* | 34600 | 34800 | 19.5 | 11.7 | 8.7 | 2.1 | 66 | 53 | 211467752
LENNOX | EL22XPV-036-230A** | CHX35-30B-**-*+TDR | ML196UH070XE36B* | 34200 | 34000 | 19.5 | 11.7 | 8.5 | 2.08 | 66 | 54 | 211467751
LENNOX | EL22XPV-036-230A** | CHX35-42C-**-*+TDR | SL280UH100NV60C* | 35400 | 33800 | 18.5 | 12 | 8.8 | 2.04 | 66 | 54 | 211467832
LENNOX | EL22XPV-036-230A** | CHX35-30B-**-*+TDR | ML196UH030XE36B* | 34200 | 34000 | 19 | 11.7 | 8.5 | 2.08 | 66 | 54 | 211467750
LENNOX | EL22XPV-036-230A** | CHX35-30B-**-*+TDR | ML193UH070XE36B* | 34600 | 34400 | 19.5 | 11.7 | 8.5 | 2.1 | 66 | 53 | 211467749
LENNOX | EL22XPV-036-230A** | CHX35-30B-**-*+TDR | ML193UH045XE36B* | 34600 | 34600 | 19.5 | 11.7 | 8.5 | 2.1 | 65 | 53 | 211467748
LENNOX | EL22XPV-036-230A** | CHX35-30B-**-*+TDR | ML180UH090XE48B* | 35000 | 34400 | 19.5 | 12 | 8.7 | 2.14 | 65 | 53 | 211467747
LENNOX | EL22XPV-036-230A** | CHX35-42C-**-*+TDR | SL280UH090XV60C* | 35400 | 33600 | 18.5 | 12 | 8.8 | 2.06 | 67 | 54 | 211467831
LENNOX | EL22XPV-036-230A** | CHX35-30B-**-*+TDR | ML180UH070E36B* | 34800 | 34200 | 20 | 11.7 | 8.7 | 2.12 | 65 | 53 | 211467741
LENNOX | EL22XPV-036-230A** | CHX35-30B-**-*+TDR | ML180UH090E48B* | 34400 | 33800 | 19 | 12 | 8.5 | 2.14 | 66 | 53 | 211467745
LENNOX | EL22XPV-036-230A** | CHX35-42C-**-*+TDR | SL280UH090V60C* | 35400 | 33600 | 18.5 | 12 | 8.8 | 2.06 | 67 | 54 | 211467830
LENNOX | EL22XPV-036-230A** | CHX35-30B-**-*+TDR | ML180UH070XE36B* | 34800 | 34200 | 20 | 11.7 | 8.7 | 2.12 | 65 | 53 | 211467744
LENNOX | EL22XPV-036-230A** | CHX35-30B-**-*+TDR | ML180UH070V48B* | 34400 | 34000 | 20 | 12 | 8.7 | 2.12 | 65 | 53 | 211467743
LENNOX | EL22XPV-036-230A** | CHX35-30B-**-*+TDR | ML180UH070V36B* | 34600 | 34200 | 20 | 11.7 | 8.7 | 2.12 | 65 | 53 | 211467742
LENNOX | EL22XPV-036-230A** | CHX35-42C-**-*+TDR | ML296UH110XV60C* | 36000 | 33600 | 19.5 | 12 | 8.7 | 2.04 | 67 | 53 | 211467828
LENNOX | EL22XPV-036-230A** | CHX35-42C-**-*+TDR | SL280UH080NV60C* | 35400 | 33600 | 18.5 | 12 | 8.8 | 2.04 | 67 | 54 | 211467829
LENNOX | EL22XPV-036-230A** | CHX35-30B-**-*+TDR | EL296UH070XV36B* | 34600 | 34800 | 20 | 11.7 | 8.7 | 2.08 | 66 | 54 | 211467740
LENNOX | EL22XPV-036-230A** | CHX35-42C-**-*+TDR | ML296UH090XV48C* | 35800 | 33600 | 19 | 11.7 | 8.7 | 2.02 | 67 | 53 | 211467827
LENNOX | EL22XPV-036-230A** | CHX35-42C-**-*+TDR | ML196UH090XE48C* | 36000 | 33600 | 18.5 | 12 | 8.7 | 2.04 | 67 | 54 | 211467824
LENNOX | EL22XPV-036-230A** | CHX35-30B-**-*+TDR | EL296UH045XE36B* | 34400 | 34200 | 19.5 | 11.7 | 8.5 | 2.1 | 66 | 54 | 211467738
LENNOX | EL22XPV-036-230A** | CHX35-30B-**-*+TDR | EL296UH070XE36B* | 34200 | 34200 | 19.5 | 11.7 | 8.5 | 2.08 | 65 | 54 | 211467739
LENNOX | EL22XPV-036-230A** | CHX35-30B-**-*+TDR | EL280UH090XE48B* | 35200 | 34400 | 19 | 12 | 8.5 | 2.12 | 66 | 53 | 211467737
LENNOX | EL22XPV-036-230A** | CHX35-42C-**-*+TDR | ML196UH110XE60C* | 36000 | 33800 | 17 | 12 | 8.5 | 2.04 | 67 | 54 | 211467826
LENNOX | EL22XPV-036-230A** | CHX35-30B-**-*+TDR | EL280UH090E48B* | 35200 | 34400 | 19 | 12 | 8.5 | 2.12 | 66 | 53 | 211467736
LENNOX | EL22XPV-036-230A** | CHX35-30B-**-*+TDR | EL280UH090E36B* | 35200 | 34600 | 20.5 | 11.7 | 8.7 | 2.12 | 65 | 53 | 211467735
LENNOX | EL22XPV-036-230A** | CHX35-30B-**-*+TDR | EL196UH030XE36B* | 34200 | 34000 | 19.5 | 11.7 | 8.5 | 2.1 | 66 | 54 | 211467733
LENNOX | EL22XPV-036-230A** | CHX35-30B-**-*+TDR | EL195UH060NE36B* | 34600 | 34400 | 19.5 | 11.7 | 8.5 | 2.1 | 66 | 53 | 211467732
LENNOX | EL22XPV-036-230A** | CHX35-30B-**-*+TDR | EL196UH070XE36B* | 34200 | 34000 | 19.5 | 11.7 | 8.5 | 2.08 | 66 | 54 | 211467734
COMFORT-AIRE | HRG1536S1R-**AA | EAH1P42C+TDR+TXV | GUH97M110C5M | 36000 | 33600 | 16.2 | 13.5 | 8.1 | 2.2 | 67 | 54 | 211199965
COMFORT-AIRE | HRG1536S1R-**AA | EAH1P42C+TDR+TXV | GUH97M090C5M | 36000 | 33800 | 16 | 13 | 8.1 | 2.18 | 67 | 54 | 211199964
ARMSTRONG AIR | 4SHP22LX160P-**A | ED1P60D+TDR+TXV | A80DS2V110C20 | 55500 | 57500 | 19 | 12 | 8.5 | 2 | 66 | 54 | 211528966
ARMSTRONG AIR | 4SHP22LX160P-**A | EA(C;U)1P60C+TDR+TXV | A96US2V110C20 | 54500 | 55500 | 18 | 11.7 | 8.2 | 2.02 | 67 | 56 | 211528945
AIREASE | 4SHP22LX160P-**A | EAC4X60C+TDR | A96US2V110C20 | 54500 | 55500 | 18 | 11.7 | 8.2 | 2.02 | 67 | 56 | 211529009
AIREASE | 4SHP22LX148P-**A | EA(C;U)1P60C+TDR+TXV | A96UH1E110C20 | 47500 | 45500 | 18 | 12 | 8.2 | 2.02 | 63 | 55 | 211528865
ARMSTRONG AIR | 4SHP22LX148P-**A | EAC4X60C+TDR | A96US2V090C20 | 47500 | 45500 | 19 | 12 | 8.5 | 2.02 | 64 | 55 | 211528836
ARMSTRONG AIR | 4SHP22LX160P-**A | EAC4X60D+TDR | A96US2V135D20 | 55000 | 55000 | 18 | 11.7 | 8.1 | 1.98 | 68 | 56 | 211528978
ARMSTRONG AIR | 4SHP22LX160P-**A | EAC4X60C+TDR | A80US2V110C20 | 54500 | 55000 | 18 | 11.7 | 8.2 | 2.02 | 68 | 56 | 211528975
ARMSTRONG AIR | 4SHP22LX148P-**A | EA(C;U)1P60C+TDR+TXV | A97US2V080C20X | 47500 | 45500 | 19 | 12 | 8.5 | 2.02 | 64 | 55 | 211528782
ARMSTRONG AIR | 4SHP22LX148P-**A | EA(C;U)1P60C+TDR+TXV | A97US2V080C16X | 47500 | 45500 | 19 | 12 | 8.5 | 2.02 | 64 | 55 | 211528781
ARMSTRONG AIR | 4SHP22LX148P-**A | EA(C;U)1P60C+TDR+TXV | A80UH1E090C20 | 48000 | 45500 | 18.5 | 12 | 8.5 | 2.06 | 63 | 55 | 211528772
ARMSTRONG AIR | 4SHP22LX148P-**A | EA(C;U)1P60C+TDR+TXV | A80UH1E100C20X | 47500 | 45500 | 18.5 | 11.7 | 8.2 | 2.02 | 63 | 55 | 211528764
AIREASE | 4SHP22LX136P-**A | EAC4X48B+TDR | A97US2V060B12X | 34800 | 34000 | 20 | 12 | 8.8 | 2.18 | 66 | 55 | 211528762
AIREASE | 4SHP22LX136P-**A | EAH1P30B+TDR+TXV | A96US2V070B12 | 34600 | 34800 | 20 | 11.7 | 8.7 | 2.08 | 66 | 54 | 211528581
AIREASE | 4SHP22LX136P-**A | EAC4X36A+TDR | A80UH2E070A12 | 35000 | 34600 | 20 | 12 | 8.5 | 2.14 | 63 | 52 | 211528716
AIREASE | 4SHP22LX136P-**A | EAC4X30B+TDR | A97US2V060B12X | 34600 | 34800 | 20 | 11.7 | 8.5 | 2.1 | 64 | 52 | 211528711
AIREASE | 4SHP22LX136P-**A | EAC4X30B+TDR | A96UH1E070B12 | 34200 | 34000 | 19 | 11.7 | 8.5 | 2.1 | 64 | 52 | 211528705
AIREASE | 4SHP22LX136P-**A | EAH1P42C+TDR+TXV | A80US2V100C20X | 35400 | 33800 | 18.5 | 12 | 8.8 | 2.04 | 66 | 54 | 211528644
AIREASE | 4SHP22LX136P-**A | BCE5V42M*4X |  | 35600 | 33600 | 17.5 | 12 | 8.8 | 2.24 | 66 | 54 | 211528569
AIREASE | 4SHP22LX136P-**A | EA(C;U)1P48B+TDR+TXV | A97US2V040B12X | 35000 | 34000 | 20.5 | 12 | 8.8 | 2.18 | 66 | 55 | 211528565
AIREASE | 4SHP22LX136P-**A | EA(C;U)1P48B+TDR+TXV | A80UH2E090B16 | 35000 | 33200 | 19 | 12 | 8.8 | 2.24 | 66 | 54 | 211528548
AIREASE | 4SHP22LX136P-**A | EA(C;U)1P30B+TDR+TXV | A80UH1E080B16X | 34400 | 34000 | 18.5 | 11.7 | 8.5 | 2.12 | 64 | 52 | 211528496
AIREASE | 4SHP22LX136P-**A | EAH1P36C+TDR+TXV | A97USMV090C12 | 34400 | 34800 | 20 | 11.7 | 8.5 | 2.02 | 66 | 53 | 211528620
Century | HRG1548S1R-**A | EA(C;U)1P60C+TDR+TXV | GUH92C110C4M | 48000 | 46500 | 15.4 | 12.5 | 8.1 | 2.36 | 68 | 54 | 210331175
Century | HRG1548S1R-**A | EA(C;U)1P60C+TDR+TXV | GUH92C090C4M | 48000 | 46500 | 15.2 | 12.5 | 8.1 | 2.34 | 68 | 54 | 210331174
Century | HRG1548S1R-**A | EA(C;U)1P60C+TDR+TXV | GUH96C090C4M | 48000 | 46000 | 15.4 | 12.5 | 8.1 | 2.36 | 68 | 55 | 210331176
Century | HRG1548S1R-**A | EA(C;U)1P60C+TDR+TXV | GUH80C110C5M | 48000 | 47000 | 15.4 | 12.5 | 8.3 | 2.34 | 67 | 54 | 210331172
Century | HRG1548S1R-**A | EA(C;U)1P60C+TDR+TXV | GUH92C110C5M | 48000 | 47000 | 15.4 | 12.5 | 8.3 | 2.32 | 67 | 54 | 210331173
Century | HRG1548S1R-**A | EAH1P51C+TDR+TXV | GUH80C090C5M | 47000 | 44500 | 15.6 | 12.5 | 8.3 | 2.3 | 69 | 57 | 210331211
Century | HRG1548S1R-**A | EA(C;U)1P60C+TDR+TXV | GUH96C110C5M | 48000 | 46500 | 15.4 | 12.5 | 8.1 | 2.34 | 68 | 54 | 210331171
Century | HRG1548S1R-**A | EA(C;U)1P60C+TDR+TXV | GUH80C090C5M | 48000 | 46000 | 15.6 | 13 | 8.1 | 2.38 | 68 | 55 | 210331170
Century | HRG1548S1R-**A | EA(C;U)1P49C+TDR+TXV | GUH96T090C3M | 47500 | 45000 | 15.2 | 12.5 | 8.1 | 2.22 | 68 | 56 | 210331167
Century | HRG1548S1R-**A | EA(C;U)1P49C+TDR+TXV | GUH97M090C3M | 47500 | 45000 | 15.2 | 12.5 | 8.1 | 2.22 | 68 | 56 | 210331168
ARMSTRONG AIR | 4SHP22LX136P-**A | ED1P30/36A+TDR+TXV | A80DF1E070A12 | 34000 | 35000 | 19.5 | 11.7 | 9 | 2.2 | 65 | 53 | 211528377
ARMSTRONG AIR | 4SHP22LX136P-**A | EAH1P42C+TDR+TXV | A97USMV090C16 | 35400 | 33800 | 19 | 11.7 | 8.8 | 2.02 | 67 | 54 | 211528374
ARMSTRONG AIR | 4SHP22LX136P-**A | EAH1P42C+TDR+TXV | A97USMV090C20 | 35400 | 33800 | 18 | 12 | 8.7 | 2.02 | 67 | 54 | 211528375
ARMSTRONG AIR | 4SHP22LX136P-**A | EAH1P42C+TDR+TXV | A97USMV090C12 | 35400 | 33800 | 19 | 11.7 | 8.8 | 2.02 | 67 | 54 | 211528373
ARMSTRONG AIR | 4SHP22LX136P-**A | EAH1P42C+TDR+TXV | A97US2V080C16X | 35400 | 33800 | 19 | 12 | 8.8 | 2.04 | 67 | 54 | 211528371
ARMSTRONG AIR | 4SHP22LX136P-**A | EAH1P42C+TDR+TXV | A80US2V110C20L | 35400 | 33600 | 18 | 12 | 8.8 | 2.04 | 67 | 54 | 211528370
ARMSTRONG AIR | 4SHP22LX136P-**A | EAH1P42C+TDR+TXV | A97US2V080C20X | 35400 | 33800 | 18 | 12 | 8.8 | 2.04 | 67 | 54 | 211528372
ARMSTRONG AIR | 4SHP22LX136P-**A | EAH1P42C+TDR+TXV | A80US2V110C20 | 35400 | 33600 | 18 | 12 | 8.8 | 2.04 | 67 | 54 | 211528369
ARMSTRONG AIR | 4SHP22LX136P-**A | EAH1P42C+TDR+TXV | A80US2V100C20X | 35400 | 33800 | 18.5 | 12 | 8.8 | 2.04 | 66 | 54 | 211528368
ARMSTRONG AIR | 4SHP22LX136P-**A | EAH1P42C+TDR+TXV | A80US2V090C20 | 35400 | 33600 | 18.5 | 12 | 8.8 | 2.06 | 67 | 54 | 211528367
ARMSTRONG AIR | 4SHP22LX136P-**A | EAH1P42C+TDR+TXV | A80US2V080C20X | 35400 | 33600 | 18.5 | 12 | 8.8 | 2.04 | 67 | 54 | 211528366
ARMSTRONG AIR | 4SHP22LX136P-**A | EAH1P42C+TDR+TXV | A96UH1E110C20 | 36000 | 33800 | 17 | 12 | 8.5 | 2.04 | 67 | 54 | 211528365
ARMSTRONG AIR | 4SHP22LX136P-**A | EAH1P42C+TDR+TXV | A96UH1E090C16 | 36000 | 33600 | 18.5 | 12 | 8.7 | 2.04 | 67 | 54 | 211528364
ARMSTRONG AIR | 4SHP22LX136P-**A | EAH1P42C+TDR+TXV | A93UH1E110C16 | 35800 | 33400 | 19 | 12 | 8.7 | 2.04 | 66 | 54 | 211528362
ARMSTRONG AIR | 4SHP22LX136P-**A | EAH1P42C+TDR+TXV | A93UH1E110C20 | 36000 | 33600 | 17.5 | 12 | 8.5 | 2.04 | 67 | 54 | 211528363
ARMSTRONG AIR | 4SHP22LX136P-**A | EAH1P42C+TDR+TXV | A93UH1E090C16 | 35800 | 33400 | 18.5 | 12 | 8.7 | 2.04 | 67 | 54 | 211528361
ARMSTRONG AIR | 4SHP22LX136P-**A | EAH1P42C+TDR+TXV | A93UH1E090C12 | 36000 | 33800 | 19.5 | 11.7 | 8.7 | 2.02 | 66 | 54 | 211528360
ARMSTRONG AIR | 4SHP22LX136P-**A | EAH1P42C+TDR+TXV | A80UH1E090C20 | 36000 | 33400 | 18 | 12 | 8.7 | 2.06 | 66 | 54 | 211528358
ARMSTRONG AIR | 4SHP22LX136P-**A | EAH1P42C+TDR+TXV | A80UH1E110C20 | 35800 | 33400 | 18 | 12 | 8.7 | 2.04 | 66 | 54 | 211528359
ARMSTRONG AIR | 4SHP22LX136P-**A | EAH1P42C+TDR+TXV | A96US2V110C20 | 35400 | 33800 | 18.5 | 12 | 8.8 | 2.04 | 66 | 54 | 211528357
ARMSTRONG AIR | 4SHP22LX136P-**A | EAH1P42C+TDR+TXV | A96US2V110C16 | 35400 | 33800 | 19 | 12 | 8.8 | 2.02 | 67 | 54 | 211528356
ARMSTRONG AIR | 4SHP22LX136P-**A | EAH1P42C+TDR+TXV | A96US2V090C20 | 35400 | 33800 | 18 | 12 | 8.8 | 2.02 | 67 | 54 | 211528354
ARMSTRONG AIR | 4SHP22LX136P-**A | EAH1P42C+TDR+TXV | A96US2V090C16 | 35400 | 33800 | 19 | 11.7 | 8.8 | 2.02 | 67 | 54 | 211528353
ARMSTRONG AIR | 4SHP22LX136P-**A | EAH1P42C+TDR+TXV | A96US2V090C12 | 35400 | 33800 | 19 | 11.7 | 8.8 | 2.02 | 67 | 54 | 211528352
ARMSTRONG AIR | 4SHP22LX136P-**A | EAH1P42C+TDR+TXV | A96UH2E090C16 | 35400 | 33200 | 18.5 | 12 | 8.7 | 2.04 | 67 | 54 | 211528351
ARMSTRONG AIR | 4SHP22LX136P-**A | EAH1P42C+TDR+TXV | A80UH2E110C20 | 36000 | 33800 | 17.5 | 12 | 8.5 | 2.04 | 67 | 54 | 211528350
ARMSTRONG AIR | 4SHP22LX136P-**A | EAH1P42C+TDR+TXV | A80UH2E110C16 | 35600 | 33200 | 19 | 12 | 8.7 | 2.06 | 66 | 53 | 211528349
ARMSTRONG AIR | 4SHP22LX136P-**A | EAH1P42C+TDR+TXV | A80UH1E100C20X | 35600 | 33400 | 17.5 | 11.7 | 8.5 | 2.02 | 67 | 54 | 211528348
ARMSTRONG AIR | 4SHP22LX136P-**A | EAH1P36C+TDR+TXV | A97USMV110C20 | 34600 | 34800 | 19 | 11.7 | 8.5 | 2.04 | 66 | 52 | 211528347
ARMSTRONG AIR | 4SHP22LX136P-**A | EAH1P36C+TDR+TXV | A97USMV090C16 | 34400 | 34800 | 19.5 | 11.7 | 8.5 | 2.02 | 66 | 52 | 211528345
ARMSTRONG AIR | 4SHP22LX136P-**A | EAH1P36C+TDR+TXV | A97USMV090C20 | 34400 | 34800 | 18.5 | 11.7 | 8.5 | 2.02 | 66 | 52 | 211528346
ARMSTRONG AIR | 4SHP22LX136P-**A | EAH1P36C+TDR+TXV | A97US2V080C20X | 34400 | 34800 | 18.5 | 11.7 | 8.5 | 2.04 | 66 | 53 | 211528343
ARMSTRONG AIR | 4SHP22LX136P-**A | EAH1P36C+TDR+TXV | A97USMV090C12 | 34400 | 34800 | 20 | 11.7 | 8.5 | 2.02 | 66 | 53 | 211528344
ARMSTRONG AIR | 4SHP22LX136P-**A | EAH1P36C+TDR+TXV | A97US2V080C16X | 34400 | 34800 | 19.5 | 11.7 | 8.5 | 2.04 | 66 | 52 | 211528342
ARMSTRONG AIR | 4SHP22LX136P-**A | EAH1P36C+TDR+TXV | A80US2V110C20L | 34600 | 34800 | 18.5 | 12 | 8.5 | 2.04 | 66 | 52 | 211528341
ARMSTRONG AIR | 4SHP22LX136P-**A | EAH1P36C+TDR+TXV | A80US2V110C20 | 34600 | 34800 | 18.5 | 12 | 8.5 | 2.04 | 66 | 52 | 211528340
ARMSTRONG AIR | 4SHP22LX136P-**A | EAH1P36C+TDR+TXV | A80US2V100C20X | 34400 | 34800 | 19 | 11.7 | 8.5 | 2.04 | 66 | 52 | 211528339
ARMSTRONG AIR | 4SHP22LX136P-**A | EAH1P36C+TDR+TXV | A80US2V090C20 | 34600 | 34600 | 19 | 12 | 8.5 | 2.06 | 66 | 52 | 211528338
ARMSTRONG AIR | 4SHP22LX136P-**A | EAH1P36C+TDR+TXV | A96UH1E090C16 | 34800 | 34600 | 19 | 11.7 | 8.2 | 2.04 | 66 | 52 | 211528335
ARMSTRONG AIR | 4SHP22LX136P-**A | EAH1P36C+TDR+TXV | A80US2V080C20X | 34600 | 34800 | 19 | 11.7 | 8.5 | 2.04 | 66 | 52 | 211528337
ARMSTRONG AIR | 4SHP22LX136P-**A | EAH1P36C+TDR+TXV | A96UH1E110C20 | 35200 | 34800 | 17.5 | 11.7 | 8.2 | 2.04 | 66 | 52 | 211528336
ARMSTRONG AIR | 4SHP22LX136P-**A | EAH1P36C+TDR+TXV | A93UH1E110C20 | 35000 | 34600 | 18 | 11.7 | 8.2 | 2.04 | 66 | 52 | 211528334
ARMSTRONG AIR | 4SHP22LX136P-**A | EAH1P36C+TDR+TXV | A93UH1E110C16 | 34800 | 34400 | 19.5 | 11.7 | 8.5 | 2.04 | 66 | 52 | 211528333
ARMSTRONG AIR | 4SHP22LX136P-**A | EAH1P36C+TDR+TXV | A93UH1E090C16 | 34800 | 34400 | 19 | 11.7 | 8.2 | 2.04 | 66 | 52 | 211528332
ARMSTRONG AIR | 4SHP22LX136P-**A | EAH1P36C+TDR+TXV | A93UH1E090C12 | 35000 | 34800 | 20 | 11.7 | 8.5 | 2.02 | 66 | 52 | 211528331
ARMSTRONG AIR | 4SHP22LX136P-**A | EAH1P36C+TDR+TXV | A80UH1E110C20 | 34800 | 34400 | 18.5 | 12 | 8.2 | 2.04 | 66 | 52 | 211528330
ARMSTRONG AIR | 4SHP22LX136P-**A | EAH1P36C+TDR+TXV | A80UH1E090C20 | 35000 | 34400 | 18 | 12 | 8.2 | 2.06 | 66 | 52 | 211528329
ARMSTRONG AIR | 4SHP22LX136P-**A | EAH1P36C+TDR+TXV | A96US2V110C16 | 34400 | 34800 | 19.5 | 11.7 | 8.5 | 2.02 | 66 | 53 | 211528327
ARMSTRONG AIR | 4SHP22LX136P-**A | EAH1P36C+TDR+TXV | A96US2V110C20 | 34600 | 34800 | 19 | 11.7 | 8.5 | 2.04 | 66 | 52 | 211528328
ARMSTRONG AIR | 4SHP22LX136P-**A | EAH1P36C+TDR+TXV | A96UH2E110C20 | 35200 | 34800 | 17.5 | 11.7 | 8.2 | 2.04 | 66 | 52 | 211528326